## Sheet1
GSHP Multistage Efficiency Calculator
To use copy and paste hourly results in the 'Hourly Calcs' sheet and add the AHRI equipment specs into the grey cells below
Average annual efficiency results for a single GSHP equipment are given for the in the green cells. | [6 empty] | Conditioning Load kBTUh
| Equipment Rating | Full Load | Part Load 1 | Part Load 2 | Part Load 3 | Total | -38.4638
Equipment Rating | Cooling Capacity [kBTU/hr] | 32 | 11 |  |  | - | -38.2753
| Cooling EER Rating | 18 | 21 |  |  | - | -39.7436
| Heating Capacity [kBTU/hr] | 50 | 17 |  |  | - | -39.7429
| Heating COP | 5.3 | 7.5 |  |  | - | -39.5834
Hours at Load | Cooling | 1942 | 547 | 0 | 0 | 2489 | -35.6917
| Heating | 759 | 316 | 0 | 0 | 1075 | -25.9218
Weights | Cooling | 78.02% | 21.98% | 0% | 0% | 100% | -1.4402
| Heating | 70.6% | 29.4% | 0% | 0% | 100% | -0.43674
Final Equipment Rating | Cooling EER Rating | 18.6593 |  |  |  |  | -11.496
| Heating COP | 5.9467 |  |  |  |  | -6.9686
-17.1675
-22.7333
-33.1795
-35.2083
-33.2427
-34.7103
-35.6218
0
0
0
0
-40.7373
-46.4594
-47.537
-210.5696
-50.9136
-43.8353
-38.7896
-28.4455
-19.0422
-19.6105
-15.0074
-26.3158
-30.9805
-34.3463
-37.9729
-45.2066
-45.6276
-44.1469
-47.0719
-46.9721
0
0
0
-46.5046
-55.5537
-55.5524
-58.2966
-218.8915
-58.803
-54.4638
-39.1015
-16.6326
-4.8922
0
0
0
0
-9.2636
-25.7731
-37.7833
-39.166
-40.1215
-38.0729
-40.218
0
0
0
-9.2465
-45.1153
-45.8473
-48.3038
-210.674
-49.1155
-44.7774
-38.0566
-11.8266
-11.3429
-1.7815
-0.25482
0
0
-2.6622
-11.3629
-22.2217
-21.7037
-18.5878
-18.236
-18.9733
0
0
0
0
0
0
-11.077
-189.1157
-27.7782
-23.4401
-23.4705
-20.266
-20.7138
-17.2815
-20.976
-22.0108
-23.0158
-16.2035
-22.7218
-28.0624
-25.3117
-23.793
-26.1899
-25.9928
0
0
0
0
0
-31.4611
-36.447
-196.9183
-38.5623
-32.9998
-19.9399
0
0
0
0
0
0
0
0
0
0
0
0
0
0
0
0
0
0
-35.8509
-42.0103
-205.2865
-45.2925
-38.2427
-25.2019
-6.4383
0
0
0
0
0
0
0
0
-7.8076
-28.0493
-25.3826
-26.6647
0
0
0
0
-3.6117
-35.4472
-35.2104
-199.4646
-38.5609
-33.7322
-15.9346
0
0
0
0
0
0
0
0
0
0
0
0
0
0
0
0
0
0
0
0
-19.7537
-26.1597
-22.005
-4.3643
0
0
0
0
0
0
0
0
0
0
0
0
0
0
0
0
0
0
0
0
0
0
0
0
0
0
0
0
0
0
0
0
0
0
0
0
0
0
0
0
0
0
0
0
-84.0745
-29.2313
-26.3437
-13.3687
0
0
0
0
0
0
0
0
0
0
0
0
0
0
0
0
0
0
0
-37.0217
-200.915
-39.8855
-31.3994
-16.1466
0
0
0
0
0
0
0
0
0
0
0
0
0
0
0
0
0
0
0
-28.7583
-195.7176
-33.5151
-24.3959
-9.9574
0
0
0
0
0
0
0
0
0
0
0
0
0
0
0
0
0
0
0
0
-42.0342
-33.3508
-26.2018
-10.7501
0
0
0
0
0
0
0
0
0
0
0
0
0
0
0
0
0
0
0
-18.2198
-189.9232
-31.0109
-31.5399
-12.7372
0
0
0
0
0
0
0
0
0
0
0
0
0
0
0
0
0
0
0
0
-40.8204
-20.6997
-15.5546
-9.2441
0
0
0
0
0
0
0
0
0
0
0
0
0
0
0
0
0
0
0
0
-110.5278
-26.7236
-22.1157
-23.7518
-23.789
-20.9395
-16.3517
-19.8036
-18.7999
-19.3559
-17.3938
-17.0387
-21.8397
-24.9447
-24.991
-26.1893
-27.736
0
0
0
0
-1.8679
-31.3625
-31.4626
-193.6799
-31.9911
-27.5275
-25.6527
-26.0535
-23.8888
-14.8183
-23.1895
-24.1012
-25.8005
-26.0211
-28.3336
-27.8269
-28.7709
-25.8965
-25.9961
-25.5828
0
0
0
0
0
-8.3284
-28.9682
-191.9278
-32.3529
-31.6653
-19.0881
-12.9115
0
0
0
0
0
0
0
0
0
-11.0272
-30.2867
-28.4518
0
0
0
0
0
-30.7004
-31.8701
-194.4702
-34.1507
-29.8122
-21.0261
-18.7686
0
0
0
0
0
0
0
0
0
0
0
0
0
0
0
0
0
-9.403
-40.318
-203.5851
-38.2968
-34.3228
-18.5793
0
0
0
0
0
0
0
0
0
0
0
0
0
0
0
0
0
0
0
0
-58.7379
-22.7504
-12.8572
-12.6297
-13.2571
-8.8638
-9.2201
0
0
0
0
0
0
0
0
0
0
0
0
0
0
0
0
0
0
0
0
0
0
0
0
0
0
0
0
0
0
0
0
0
0
0
0
0
0
0
0
0
-42.7281
-35.5806
-30.039
-31.1525
-31.7888
-27.1279
-27.5151
-20.0411
-23.3106
-7.3917
-8.7903
-11.9505
-22.2813
-24.854
-27.6337
-29.0778
-29.9719
0
0
0
0
-19.646
-41.776
-42.1303
-202.4732
-40.8694
-40.8223
-20.7683
0
0
0
0
0
0
0
0
0
0
0
0
0
0
0
0
0
0
-21.8011
-36.6616
-196.8101
-40.7511
-39.1002
-13.0563
0
0
0
0
0
0
0
0
0
0
0
0
0
0
0
0
0
0
0
0
-83.9738
-27.6823
-24.967
-6.1597
0
0
0
0
0
0
0
0
0
0
0
0
0
0
0
0
0
0
0
0
0
0
0
0
0
0
0
0
0
0
0
0
0
0
0
0
0
0
0
0
0
0
0
0
0
0
0
0
0
0
0
0
0
0
0
0
0
0
0
0
0
0
0
0
0
0
0
0
0
0
0
0
0
0
0
0
0
0
0
0
0
0
0
0
0
0
0
0
0
0
0
0
-69.997
-35.3893
-28.6026
-16.5239
-22.5891
-27.6033
-24.3281
-0.88392
0
0
0
0
-15.0272
-28.7297
-27.5971
-30.8227
-28.7568
0
0
0
0
0
0
-10.7275
-184.4356
-23.2024
-18.402
-20.4318
-18.3701
-13.5565
-9.6832
-4.9768
-8.7013
-12.9381
-13.8962
-13.4298
-14.049
-13.0522
-13.3261
-15.5143
-15.1988
0
0
0
0
0
-32.866
-38.1132
-200.2604
-40.1266
-35.3895
-27.0544
-10.0675
0
0
0
0
0
0
0
0
0
-4.5829
-28.7705
-31.4258
0
0
0
0
-23.0816
-40.4369
-40.3154
-204.2532
-45.0382
-42.1718
-24.2818
-5.9137
0
0
0
0
0
0
0
0
-6.4431
-18.9646
-19.287
-20.4372
0
0
0
0
0
0
-4.8555
-188.6095
-29.5819
-28.3185
-28.1489
-31.6516
-29.3937
-24.9652
-24.9596
-26.4844
-27.1778
-29.7408
-31.1406
-32.8799
-34.9622
-33.6089
-33.8601
-32.9282
0
0
0
0
-6.8569
-32.3618
-32.4663
-194.2763
-33.0737
-26.5199
-12.4183
0
0
0
0
0
0
0
0
0
0
0
0
-14.7967
0
0
0
0
0
-20.3739
-37.2274
-200.2605
-38.9065
-36.4923
-20.8797
-2.2793
0
0
0
0
0
0
0
0
0
-20.0015
-31.7388
-34.2377
0
0
0
0
-42.6091
-44.4559
-47.5383
-207.8615
-47.6132
-45.1987
-29.0555
-6.7472
0
0
0
0
0
0
0
0
0
0
-26.1975
-29.0336
0
0
0
0
-10.6697
-37.8798
-37.8793
-200.9294
-41.9217
-37.55
-20.3314
-3.9825
0
0
0
0
0
-14.2822
-14.4152
-19.5881
-21.1699
-19.2871
-19.287
-19.1462
0
0
0
0
0
0
0
-176.7687
-23.019
-15.706
-2.7723
0
0
0
0
0
0
0
0
0
0
0
0
0
0
0
0
0
0
0
0
-186.6757
-29.0951
-22.9348
-9.6728
0
0
0
0
0
0
0
0
0
0
0
0
0
0
0
0
0
0
0
0
-152.9665
-30.8379
-23.5056
-12.2085
0
0
0
0
0
0
0
0
0
0
-1.047
-28.6486
-27.7433
0
0
0
0
0
-8.767
-34.3545
-198.6702
-38.1333
-31.899
-21.2887
-7.7968
0
0
0
0
0
0
0
-6.9189
-34.1708
-32.6262
-35.5773
-36.0058
0
0
0
-1.4643
-44.9792
-47.538
-49.0196
-210.9893
-50.4707
-43.4069
-28.3856
-6.5356
0
0
0
0
0
0
0
0
-25.6044
-32.7314
-34.1868
-35.1986
0
0
0
0
-28.4303
-41.7748
-41.7736
-205.9221
-44.2132
-39.8754
-17.0158
-5.0382
0
0
0
0
0
0
0
-18.0304
-37.2928
-35.0388
-34.5498
-34.2362
0
0
0
0
-25.4726
-39.5835
-39.5835
-201.5531
-39.8852
-35.6924
-11.0775
-1.2664
0
0
0
0
0
0
0
0
0
0
0
-20.3991
0
0
0
0
-16.2676
-39.3294
-36.9024
-202.7805
-38.0667
-33.851
-8.4896
0
0
0
0
0
0
0
0
0
0
0
0
0
0
0
0
0
0
0
0
-67.5509
-34.5283
-28.8634
-5.291
0
0
0
0
0
0
0
0
0
0
0
0
0
0
0
0
0
0
0
0
-113.9326
-31.5582
-23.1514
0
0
0
0
0
0
0
0
0
0
0
0
0
0
0
0
0
0
0
0
0
0
0
0
0
0
0
0
0
0
0
0
0
0
0
0
0
0
0
0
0
0
0
0
0
0
0
0
0
0
0
0
0
0
0
0
0
0
0
0
0
0
0
0
0
0
0
0
0
0
0
0
0
0
0
0
0
0
0
0
0
0
0
0
0
0
0
0
0
0
0
0
0
0
0
0
0
0
0
0
0
0
0
0
0
0
0
0
0
0
0
0
0
0
0
0
0
0
0
0
0
0
0
0
0
0
0
0
0
0
0
0
0
0
0
0
0
0
0
0
0
-10.9094
-17.2927
-12.3999
-10.7191
-12.0103
-11.155
-8.5213
-8.0631
-9.091
-11.4952
-12.2024
-12.8384
-15.234
-19.8615
-16.7702
-17.9111
-20.1004
0
0
0
0
0
0
-24.9414
-192.9906
-33.137
-28.5776
-30.5943
-30.3031
-27.581
-25.5053
-19.9595
-3.7029
0
0
0
0
-13.3914
-21.6243
-23.7935
-25.9939
0
0
0
0
-5.8631
-37.4139
-38.4503
-201.3943
-41.2585
-34.3842
-10.9379
0
0
0
0
0
0
0
0
0
0
0
0
0
0
0
0
0
0
0
0
-189.9428
-37.3394
-27.7947
-0.53683
0
0
0
0
0
0
0
0
0
0
0
0
0
0
0
0
0
0
0
0
-41.3626
-27.0622
-20.7908
-13.4055
-11.3372
-11.4313
0
0
0
0
0
0
0
0
0
0
0
0
0
0
0
0
0
-5.8486
-194.2343
-32.8318
-25.1387
-3.132
0
0
0
0
0
0
0
0
0
0
0
0
0
0
0
0
0
0
0
0
-142.8805
-35.5427
-21.3855
-4.3426
0
0
0
0
0
0
0
0
0
0
0
0
0
0
0
0
0
0
0
-13.2473
-198.85
-37.3761
-24.7546
-9.6505
0
0
0
0
0
0
0
0
0
0
0
0
0
0
0
0
0
0
0
0
-57.239
-12.7785
-3.9209
-7.923
-3.0721
0
0
0
0
0
0
0
0
0
0
0
0
0
0
0
0
0
0
0
0
0
0
0
0
0
0
0
0
0
0
0
0
0
0
0
0
0
0
0
0
0
0
0
-0.36841
-28.266
-21.8923
-23.6938
-23.1832
-21.3017
-15.7699
-16.4795
-19.6867
-4.8704
-5.7444
-16.5619
-20.4928
-20.514
-18.1852
-17.8524
-17.6196
0
0
0
0
0
0
0
-153.2087
-18.7105
-12.4912
-13.6257
-11.2937
-9.2076
-7.057
-7.0873
-6.3782
-9.8569
-8.017
-0.53224
-12.0578
-11.315
-8.6782
-8.6258
-12.9427
0
0
0
0
0
0
0
-173.0787
-36.6162
-31.2748
-35.3278
-34.5363
-32.6227
-20.974
-23.9723
-31.6869
-29.3639
-28.2449
-29.7391
-31.9712
-34.4064
-30.8605
-32.6202
-34.5733
0
0
0
0
-31.2778
-43.3509
-43.3502
-206.6604
-46.3686
-36.8814
-18.4414
-5.1464
0
0
0
0
0
0
0
0
-0.5526
-28.0501
-31.3409
-33.2766
0
0
0
-0.75914
-48.6418
-49.2451
-51.1704
-212.1114
-53.3322
-41.0816
-23.3102
-11.3228
-0.091053
0
0
0
0
0
0
0
-18.3213
-29.8345
-32.3549
-34.359
0
0
0
0
-40.3513
-46.9138
-47.0429
-206.0189
-44.6603
-26.9897
-6.5397
0
0
0
0
0
0
0
0
0
0
0
0
-21.8276
0
0
0
-13.1888
-47.5809
-50.0717
-49.861
-211.4851
-52.662
-34.3909
-16.7207
-7.566
0
0
0
0
0
0
0
0
0
-8.5419
-20.5606
-22.7592
0
0
0
0
0
0
-27.1181
-189.3512
-28.1334
-17.6741
-19.6123
-15.2831
-14.442
-9.3303
-9.9433
-2.1938
0
0
-6.9793
-12.7633
-16.6479
-13.6637
-14.1912
-13.5837
0
0
0
0
0
0
0
-143.137
-18.6096
-3.5807
-7.7732
-10.8661
-6.4377
-4.0521
-4.3123
0
-0.85819
-3.4923
-6.8028
-9.1676
-11.4238
-8.8737
-6.6993
-6.4704
0
0
0
0
0
0
0
-80.4245
-9.9794
-0.79276
-4.5644
0
0
0
0
0
0
0
0
0
0
0
0
0
0
0
0
0
0
0
0
-40.6937
-10.0858
-2.0011
-3.8587
0
0
0
0
0
0
0
0
0
0
0
0
0
0
0
0
0
0
0
0
-55.63
-22.0039
-11.3908
-13.5707
-12.5403
-13.7772
-11.3343
0
0
0
0
0
0
-10.9888
-13.3872
-15.7336
-17.9812
0
0
0
0
0
0
0
-169.1796
-20.9738
-9.8873
0
0
0
0
0
0
0
0
0
0
0
0
0
0
0
0
0
0
0
0
0
0
0
0
0
0
0
0
0
0
0
0
0
0
0
0
0
-1.0668
0
0
0
0
0
-19.0087
-32.6103
-196.1558
-36.1321
-23.4637
-24.7922
0
0
0
0
0
0
0
0
0
0
0
0
0
0
0
0
0
0
0
0
-187.6884
-35.2544
-15.4837
0
0
0
0
0
0
0
0
0
0
0
0
0
0
0
0
0
0
0
0
0
-116.2964
-33.6814
-11.4457
0
0
0
0
0
0
0
0
0
0
0
0
0
0
0
0
0
0
0
0
0
0
0
0
0
0
0
0
0
0
0
0
0
0
0
0
0
0
0
0
0
0
0
0
0
0
0
0
0
0
0
0
0
0
0
0
0
0
0
0
0
0
0
0
0
0
0
0
0
0
0
0
0
0
0
0
0
0
117.8667
37.2837
0
0
0
0
0
0
0
0
0
0
0
0
0
0
0
0
0
0
0
0
0
0
117.4452
35.6293
25.6953
0
0
0
0
0
0
0
0
0
0
0
0
0
0
0
0
0
0
0
0
0
0
34.9383
24.0406
0
0
0
0
0
0
0
0
0
0
0
0
0
0
0
0
0
0
0
0
8.6963
209.9158
40.6512
30.0533
16.1868
3.8872
0
0
0
0
0
0
0
0
0
0
0
0
0
0
0
0
0
0
0
106.1074
30.7623
21.8932
12.0491
4.4395
0
0
0
0
0
0
0
0
0
0
0
0
0
0
0
0
0
0
0
78.8873
39.3075
32.1463
0
0
0
0
0
0
0
0
0
0
0
0
0
0
0
0
0
0
0
0
0
0
0
0
0
0
0
0
0
0
0
0
0
0
0
0
0
0
0
0
0
0
0
0
0
0
0
0
0
0
0
0
0
0
0
0
0
0
0
0
0
0
0
0
0
0
0
0
0
0
0
0
0
0
0
0
0
0
0
0
0
0
0
0
0
0
0
0
0
0
0
0
0
0
0
0
0
0
0
0
0
0
0
0
0
0
0
0
0
0
0
0
0
0
0
0
0
0
0
0
0
0
0
0
0
0
0
0
0
0
0
0
0
0
0
0
0
0
0
0
0
0
-10.3925
-26.4782
-30.0281
-32.7516
-33.6675
-33.8285
-31.9813
0
0
0
0
-4.564
-31.1512
-29.5361
-192.0941
-31.3831
-14.6528
-2.0558
0
0
0
0
0
0
0
0
0
0
0
0
0
0
0
0
0
0
0
0
-139.8845
-26.4988
-7.8123
0
0
0
0
0
0
0
0
0
0
0
0
0
0
0
0
0
0
0
0
0
0
0
0
0
0
0
0
0
0
0
0
0
0
0
0
0
0
0
0
0
0
0
0
0
0
0
0
0
0
0
0
0
0
0
0
0
0
0
0
0
0
0
0
0
0
0
0
0
0
0
0
0
0
0
0
0
0
0
0
0
0
0
0
0
0
0
0
0
0
0
0
0
0
0
0
0
0
0
0
0
0
38.3315
18.6645
19.7138
12.8894
7.2977
0
0
0
0
0
0
0
0
0
0
0
0
0
0
0
0
0
0
0
0
0
0
0
0
0
0
0
0
0
0
0
0
0
0
0
0
0
0
0
0
0
0
0
0
0
0
0
0
0
0
0
0
0
0
0
0
0
0
0
0
0
0
0
0
0
0
0
0
0
0
0
0
0
0
0
0
0
0
0
0
0
0
0
0
0
0
0
0
0
0
0
0
0
0
0
0
0
0
0
0
0
0
0
0
0
0
0
0
0
0
0
0
0
0
0
0
0
0
0
0
0
0
0
0
0
0
0
0
0
0
0
0
0
0
0
0
0
0
0
0
0
0
0
0
0
0
0
0
0
0
0
0
0
0
0
0
0
0
0
0
0
0
9.3277
213.1462
44.6121
38.6636
28.4109
15.2511
4.4653
0
0
0
0
0
0
0
0
0
0
0
0
0
0
0
0
14.4806
50.7326
211.8653
48.3366
37.9605
32.5932
19.3543
18.8218
15.0202
10.2547
0
0
0
0
0
0
0
0
0
0
0
0
0
0
0
0
96.8774
0
0
0
0
0
0
0
0
0
0
0
0
0
0
0
0
0
0
0
0
0
0
0.055574
207.9221
42.2819
33.3325
23.0748
14.1631
13.6974
11.2373
0
0
0
0
0
0
0
0
0
0
0
0
0
0
0
0
0
0
0
0
0
0
0
0
0
0
0
0
0
0
0
0
0
0
0
0
0
0
0
0
0
0
0
0
0
0
0
0
0
0
0
0
0
0
0
0
0
0
0
0
0
0
0
0
0
0
0
0
4.7865
10.0834
0
0
0
0
0
0
0
0
0
0
0
0
0
0
0
0
0
0
0
160.6734
28.3233
26.5797
18.4993
7.5728
0
0
0
0
0
0
0
0
0
0
0
0
0
0
0
0
0
0
0
138.3923
32.635
26.064
16.8427
5.8198
0
0
0
0
0
0
0
0
0
0
0
0
0
0
0
0
0
0
0
79.1111
36.1303
31.2185
22.6147
12.875
11.885
11.1483
10.3171
0
0
0
0
0
0
0
0
0
0
0
0
0
0
0
5.8841
0
0
0
0
0
0
0
0
0
0
0
0
0
0
0
0
0
0
0
0
0
0
0
0
0
0
0
0
0
0
0
0
0
0
0
0
0
0
0
0
0
0
0
0
0
0
0
0
0
0
0
0
0
0
0
0
0
0
0
0
0
0
0
0
0
0
0
0
0
0
0
0
0
2.3481
28.8145
19.0984
7.2826
0
0
0
0
0
0
0
0
0
0
0
0
0
0
0
0
0
0
1.5413
209.6726
42.046
37.1266
27.0479
17.7292
14.1665
11.8522
0
0
0
0
0
0
0
0
0
0
0
0
0
0
0
0
0
142.5871
27.8297
23.3003
0
0
0
0
0
0
0
0
0
0
0
0
0
0
0
0
0
0
0
0
0
111.0331
35.6678
29.9096
20.2089
10.4409
9.6546
0
0
0
0
0
0
0
0
0
0
0
0
0
0
0
0
0
12.4274
201.4657
38.8181
31.6302
20.3862
11.1778
9.6469
0
0
0
0
0
0
0
0
0
0
0
0
0
0
0
3.9366
55.9924
59.0051
216.2814
55.9086
48.8732
39.0767
26.0804
16.5562
16.4575
12.2485
12.2157
9.1023
0
0
0
0
0
0
0
0
0
0
0
0
33.0104
54.1967
213.3862
43.5692
38.4464
28.2468
16.7267
11.8523
11.8886
0
0
0
0
0
0
0
0
0
0
0
0
0
0
0
29.0803
44.8909
207.4125
42.6476
36.9441
27.843
16.6374
14.4112
14.6069
0
0
0
0
0
0
0
0
0
0
0
0
0
0
0
0
5.4939
200.1668
33.4504
26.4689
16.4057
0
0
0
0
0
0
0
0
0
0
0
0
0
0
0
0
0
0
0
0
125.066
30.3063
27.5212
18.1368
8.5994
0
0
0
0
0
0
0
0
0
0
0
0
0
0
0
0
0
0
32.1494
211.79
45.3841
37.3995
27.554
16.1005
14.4112
14.3674
12.4415
10.0753
0
0
0
0
0
0
0
0
0
0
0
0
0
12.8307
50.1366
208.6979
45.073
38.0862
27.8286
16.0657
14.2373
11.9594
10.0258
10.0258
0
0
0
0
0
0
0
0
0
0
0
0
0
0
41.1183
192.8373
19.2871
17.8418
11.7772
8.172
9.6546
0
0
0
0
0
0
0
0
0
0
0
0
0
0
0
0
0
29.9638
203.901
34.1114
29.727
22.9323
13.4529
12.0094
12.0356
10.0335
10.086
9.209
3.5848
3.5654
3.5485
0
3.5485
0
0
21.6693
0
0
0
2.088
47.7533
45.9571
206.2693
39.805
34.9136
25.1585
16.5374
0
0
0
0
0
0
0
0
0
0
0
0
0
0
0
0
0
0
28.561
212.2753
45.9173
39.3418
29.1144
18.7794
14.1063
9.6187
10.0036
10.0036
0
0
0
0
0
0
0
0
0
0
0
0
0
40.5314
50.9813
209.4067
39.934
32.7248
26.4239
18.7539
14.2008
11.8886
12.3103
12.3383
9.1645
0
0
0
0
0
0
0
0
0
0
0
1.9666
57.4093
55.9732
214.8002
48.0746
41.4147
31.6626
21.4451
16.6206
16.7362
12.363
10.0335
9.1565
0
0
0
0
0
0
0
0
0
0
0
10.5052
57.7265
57.0465
212.3717
46.005
38.5898
29.811
21.8167
16.6773
14.3249
12.3884
10.0415
9.1489
0
0
0
0
0
0
0
0
0
0
0
0
42.0975
53.456
214.8244
45.6281
41.1601
31.1785
21.0929
18.9682
16.5556
14.663
12.3103
11.4614
3.5159
0
0
0
0
0
0
0
0
0
0
0
51.8532
54.9245
210.7554
32.9003
26.9021
27.1421
20.9292
20.9519
16.3745
14.5452
14.6162
11.4334
3.4965
3.5323
0
0
0
0
0
0
0
0
0
0
43.1647
57.2909
195.6822
34.8279
38.4815
32.2778
21.7391
21.5056
16.7973
17.3031
14.8352
13.9582
3.5485
0
0
0
0
0
0
0
0
0
0
0
0
31.317
203.5071
40.8679
31.8063
26.8312
21.7528
16.4139
14.2006
14.5452
12.0227
9.1152
3.4964
3.4964
3.4964
0
0
0
0
0
0
0
0
0
0
0
162.3144
32.9952
34.4485
23.2285
11.5332
14.1663
14.284
14.5452
12.3629
11.4333
3.5247
0
0
0
0
0
0
0
0
0
0
0
0.82769
36.2379
205.052
41.5405
35.138
25.9499
16.7669
16.3741
11.8239
14.5797
14.7463
11.5646
5.7663
0
0
0
0
0
0
0
0
0
0
0
8.9606
50.211
211.6745
41.1874
39.2586
29.1117
20.2852
16.4139
11.837
13.3562
14.5137
11.3715
8.2452
0
0
0
0
0
0
0
0
0
0
0
0
0
154.2953
34.4429
32.784
22.3457
16.4773
9.6084
0
0
0
0
0
0
0
0
0
0
0
8.1571
0
0
0
20.7833
57.0567
57.0326
216.1199
50.4921
45.7021
36.6502
27.6561
23.4915
21.228
16.8366
16.8364
16.0069
7.9584
7.9584
5.7299
5.7663
0
0
11.7506
32.8811
0
0
0
21.3657
58.7369
58.8325
221.116
54.0709
47.8463
38.6266
28.9767
23.261
21.1504
19.0851
16.7926
13.561
5.7473
3.491
3.4819
3.491
0
1.1511
14.1695
30.97
0
0
0
38.7454
60.6663
61.8498
221.0362
56.277
51.5671
42.2846
30.281
23.5821
21.0781
21.7065
19.4194
16.0576
8.1151
8.1151
5.7664
5.787
5.8372
0
15.1419
33.1505
0
0
0
44.4629
62.5822
63.7909
223.2723
57.1398
53.2452
45.3215
33.1922
25.8445
23.4914
21.0063
17.9665
14.3123
5.7333
3.0434
0
0
0
0
0
19.8633
0
0
0
11.2708
55.1078
55.3516
214.499
47.7175
46.5986
31.6155
23.0834
20.6359
19.1156
18.0656
16.8777
14.4419
8.8615
8.6345
7.5874
5.0858
5.1234
3.4335
8.9909
20.903
0
0
0
0
23.9777
52.1913
211.9643
47.7568
38.8834
33.4691
23.5804
17.1835
13.6109
11.5351
9.1004
0
0
0
0
0
0
0
0
0
0
0
0
1.355
49.2773
51.2136
210.974
45.6221
42.3158
31.7565
22.1039
17.2856
16.1851
15.1958
14.0885
11.9532
5.2028
3.7554
2.5997
0
0
0
0
27.2453
0
0
0
3.4886
42.1636
48.7736
204.1922
41.5215
37.3863
29.6686
15.7982
13.9353
11.3042
10.2565
9.1043
8.2289
0
0
0
0
0
0
0
0
0
0
0
0
0
0
0
0
0
0
0
0
0
0
0
0
0
0
0
0
0
0
0
0
0
0
0
0
0
0
108.5204
34.644
31.8541
16.1787
12.0343
0
0
0
0
0
0
0
0
0
0
0
0
0
0
0
0
0
0
0
201.4863
38.9233
36.3224
27.548
17.8621
11.1791
9.8364
9.102
9.1009
0
0
0
0
0
0
0
0
0
0
0
0
0
0
0
34.9581
29.9331
27.5871
20.2108
12.2808
0
0
0
0
0
0
0
0
0
0
0
0
0
0
0
0
0
27.3341
51.8334
211.8343
46.5837
42.5246
34.8105
24.5358
18.0026
16.274
16.7124
14.0886
11.9254
5.1617
3.7362
2.6039
0
0
2.8825
9.6532
24.2285
0
0
0
0
18.9897
30.612
203.4663
35.8481
38.8909
30.1589
23.6004
15.022
14.8906
15.3189
15.5048
0
0
0
0
0
0
0
0
21.5575
0
0
0
0
50.8138
53.6342
212.8096
50.1133
45.578
37.0055
29.5416
21.8276
23.0831
10.4356
0
0
0
0
0
0
0
0
0
0
0
0
0
0
0
0
0
0
0
0
0
0
0
0
0
0
0
0
0
0
0
0
0
0
0
0
0
0
0
0
53.4436
0
0
0
0
0
0
0
0
0
0
0
0
0
0
0
0
0
0
0
0
0
0
11.6874
203.5968
36.392
35.404
0
0
0
0
0
0
0
0
0
0
0
0
0
0
0
0
0
0
0
0
38.7257
202.9294
34.3814
0
16.031
0
0
0
0
0
0
0
0
0
0
0
0
0
0
0
0
0
0
0
26.6211
204.4073
25.5994
16.5671
21.4331
12.452
0
0
0
0
0
0
0
0
0
0
0
0
0
0
0
0
0
0
0
197.0931
27.6233
25.7909
22.2723
14.9505
0
0
0
0
0
0
0
0
0
0
0
0
0
0
0
0
0
0
21.834
204.088
35.1173
38.1575
24.0171
17.0511
14.2431
11.1563
10.2043
0
0
0
0
0
0
0
0
0
17.0256
0
0
0
0.26061
50.4661
43.4661
208.6985
44.0386
38.4565
30.4059
17.6437
12.8614
12.2696
11.535
11.5455
9.3325
3.7032
0
0
0
0
0
8.1497
30.0783
0
0
0
4.7743
52.1151
47.4839
211.1604
45.447
41.8497
32.5623
22.2693
14.1432
14.8906
12.7003
11.5716
10.7099
3.7083
2.6009
0
0
0
0
0
27.3043
0
0
0
0
49.2012
49.5759
210.3643
44.9594
42.247
33.6443
25.5232
19.7097
17.6868
16.8203
15.4558
13.284
6.2443
5.0857
3.7282
2.6015
0
0
14.8228
29.8152
0
0
0
22.3167
56.3892
54.7204
213.9322
47.8152
42.7039
37.4092
28.0315
19.8303
20.5484
19.4194
17.937
16.0601
7.813
6.4183
6.3877
5.1422
5.1421
4.8117
16.7421
33.8361
0
0
0
23.887
56.0976
55.6128
214.7653
51.124
47.0507
37.1887
28.1722
21.4645
21.564
20.6838
19.3471
15.8882
8.9071
7.619
6.2208
5.0857
5.7871
5.8744
17.2684
33.2077
0
0
0
0
52.917
53.2083
216.8044
41.0617
47.9929
37.6648
30.3643
23.3401
19.3556
18.0656
15.5552
13.5211
7.7336
7.7336
6.2745
5.1022
3.4965
5.0115
11.7754
19.843
0
0
0
12.2381
53.5934
55.0761
216.2294
50.4448
47.0152
39.4774
30.4162
24.0523
22.7879
20.5289
20.684
18.6176
10.264
10.063
2.5988
0
0
0
0
0
0
0
0
0
0
0
0
0
27.1685
16.549
13.775
0
0
0
0
0
0
0
0
0
0
0
0
0
0
0
0
0
0
7.6182
204.0615
39.5392
35.3871
27.169
18.6406
6.961
11.1927
9.1009
0
0
0
0
0
0
0
0
0
0
0
0
0
0
26.183
45.4975
207.2937
40.6002
37.4201
29.3602
17.8902
12.6288
13.6805
11.5869
9.1009
0
0
0
0
0
0
0
0
10.7191
0
0
0
0
51.3247
47.5979
208.7932
44.0027
39.8366
30.8726
19.1737
13.3956
16.147
15.1638
11.5457
0
0
0
0
0
0
0
0
28.8122
0
0
0
13.6723
54.65
50.2853
211.8114
45.7402
43.0743
33.811
25.9377
16.8074
18.6567
18.1123
16.9731
15.1808
8.6452
7.7378
6.6139
5.7145
5.6889
4.6787
11.7114
33.5081
0
0
0
38.9551
60.563
63.0196
224.2662
59.6052
53.8499
44.2849
33.9348
25.9284
25.947
24.8101
23.7864
20.5801
13.7352
12.5341
12.5343
10.3351
8.9223
7.8051
14.9296
34.3732
0
0
0
48.8907
70.2486
66.5639
227.8576
58.1791
57.2736
45.983
35.529
31.35
30.9578
28.8491
26.2228
22.832
14.7768
13.632
12.4902
10.1282
7.8938
7.5769
19.8208
40.6871
0
0
0
64.3101
67.9956
59.6187
231.557
60.0933
47.4079
34.8916
29.3079
27.025
23.1478
23.4786
21.2332
18.0411
10.1873
10.1594
10.1876
10.2172
7.8939
5.8296
18.7192
37.5338
0
0
0
60.6372
65.0086
67.9598
230.3224
63.6437
61.3154
54.4146
28.6347
39.5616
18.8876
17.8652
16.9345
11.4334
5.8091
5.787
3.5025
3.4964
5.7147
5.448
16.2268
35.6274
0
0
0
53.5845
66.1649
64.7353
225.4761
61.5003
57.3076
47.0386
37.252
30.307
30.1561
28.4803
26.0397
22.7625
16.1974
15.2924
12.9934
10.6749
9.5821
8.307
17.6277
32.4299
0
0
0
55.0711
69.4484
67.7447
229.2481
65.5242
57.0359
51.5764
37.7766
32.32
32.3656
31.0886
28.4802
25.6967
17.2078
17.2083
15.1058
12.6392
10.2914
7.5795
17.7204
35.0873
0
0
0
53.4326
61.8237
66.8736
229.3574
68.3753
56.0709
51.6781
41.3062
36.0639
33.2843
31.3948
28.9791
25.6495
17.5753
15.2923
14.8899
12.5839
12.8461
9.6985
21.3416
37.7215
0
0
0
57.5628
69.1479
66.9135
229.0067
57.4844
54.8856
47.446
38.9939
33.2676
28.6004
23.9609
23.7866
20.73
15.2053
14.8774
14.9425
12.5632
12.516
10.0766
17.8176
36.6894
0
0
0
42.7117
59.5677
50.3158
199.6855
38.2542
40.2913
30.7281
20.8093
10.3265
9.6153
9.9965
9.9988
11.3575
5.7299
3.5103
3.5159
3.5232
3.4953
0
0
25.3389
0
0
0
2.2988
48.6262
49.1554
211.3254
47.6856
41.2064
33.3073
22.5126
14.6964
14.3249
12.4146
0
0
0
0
0
0
0
0
0
0
0
0
0
0
32.5826
49.5235
207.9713
42.7803
39.6466
35.7619
24.4631
18.1332
18.6566
16.7926
16.8838
16.0576
10.4334
10.555
10.2915
8.1151
5.5709
2.9609
11.8978
28.8279
0
0
0
0
0
0
120.9987
0
27.7279
20.0162
12.1654
2.4976
0
0
0
0
0
0
0
0
0
0
12.1106
31.1196
0
0
0
16.5794
54.5388
48.8984
204.6934
33.3247
31.0407
24.2115
16.6717
10.4914
9.6187
9.9921
9.9831
11.3389
5.7663
5.7145
3.4965
3.5247
0
0
0
0
0
0
0
0
0
25.3314
205.6896
40.8345
39.8584
29.3121
22.3064
11.1444
9.5959
9.9747
0
9.1062
0
0
0
0
3.4738
0
10.5239
29.2521
0
0
0
0
41.2957
45.7925
207.1835
45.2889
40.511
31.9975
25.5175
20.1693
18.6563
16.7926
14.4849
11.2996
5.7145
5.7299
5.6889
6.8425
8.0442
2.5864
0
0
0
0
0
3.727
56.3643
57.11
217.5132
51.0339
47.1551
38.0654
28.5079
23.7663
23.4916
21.7935
22.0756
18.4702
10.5549
10.555
8.9072
7.2649
5.8872
5.5224
11.2047
30.8999
0
0
0
23.4258
58.154
50.7356
217.2751
53.161
47.2453
39.614
32.3075
24.0626
23.5819
24.1786
21.8844
18.5424
10.5549
10.614
8.2027
5.8091
5.8617
5.624
13.3956
30.8316
0
0
0
25.5219
47.5148
30.1467
213.97
44.8737
44.6203
44.9457
31.9438
26.5882
23.6977
21.7935
19.5723
16.1223
10.4982
10.614
8.2027
5.8091
5.8372
6.172
13.5179
32.2
0
0
0
27.7452
59.4066
56.7992
212.2567
50.8608
49.2474
40.1638
31.8673
26.9077
26.3997
25.2252
23.7092
23.3017
15.2923
12.846
12.7639
10.3826
8.0124
9.3102
15.283
26.321
0
0
0
8.1092
52.9771
57.367
208.3158
57.7132
50.4528
42.6775
34.31
28.3166
28.323
26.3256
26.1278
23.1797
15.4773
12.9182
12.9183
10.4871
8.1151
8.0338
15.3409
27.3338
0
0
0
26.6336
57.3778
62.7937
218.6871
55.4133
48.0637
46.3575
37.2964
29.2612
28.3229
28.7021
26.3256
22.9092
15.1058
12.9182
12.7638
10.4334
8.1151
7.4996
15.7535
32.9357
0
0
0
33.4541
60.9755
61.3147
220.6731
56.6792
52.7282
45.067
31.4804
26.1686
28.0046
25.961
25.9617
22.6495
17.139
14.8895
12.5839
12.5842
10.2171
9.6984
17.283
32.0979
0
0
0
26.589
55.3034
41.0241
200.1548
30.6353
26.5402
19.4956
0
6.4128
9.6132
0
0
0
0
0
0
0
0
0
0
20.3765
0
0
0
5.7805
53.5443
42.8758
206.5187
33.6689
37.82
31.5779
24.2688
20.4654
18.5748
16.8363
14.6162
11.3388
3.491
3.4861
0
0
0
0
0
0
0
0
0
2.81
43.9167
33.7288
214.3445
47.927
38.9498
31.5276
23.8146
20.0801
18.886
16.8363
14.6162
11.3541
5.7299
3.491
5.8092
3.5025
0
3.1537
8.107
19.3483
0
0
0
0
25.2268
40.6202
202.5691
39.011
35.9932
31.5682
24.8894
20.2403
12.0627
12.2484
10.0415
11.3542
3.5025
0
0
0
0
0
0
16.3268
0
0
0
0
1.1414
56.519
213.2231
36.5414
31.5455
27.3262
14.7607
15.6292
14.0807
12.1766
9.9749
9.0978
0
0
0
0
0
0
10.5814
29.4994
0
0
0
22.8288
61.1211
58.213
222.2429
55.7882
48.6207
38.8668
28.1355
24.0484
23.4074
23.7095
21.7062
18.6176
10.2915
8.0124
8.0124
5.7299
5.7472
2.4667
14.6073
28.8277
0
0
0
21.2427
62.8401
50.8147
220.9275
46.954
42.3898
39.9401
30.3313
26.439
25.8441
26.1278
23.9607
20.9165
12.846
12.6995
10.4334
10.4334
8.0441
5.3594
11.578
28.9433
0
0
0
10.609
54.2579
54.5347
216.9402
50.1894
42.8205
24.4556
16.3186
6.3399
9.6187
9.9976
9.9976
9.1267
3.509
0
0
3.491
3.5159
2.6345
13.0049
29.6929
0
0
0
0
0
0
199.3103
39.4064
36.53
27.0002
18.1376
10.3117
9.6247
10.2278
10.45
9.7963
4.3928
4.6153
4.8349
5.0566
3.7142
5.4226
10.4649
28.1887
0
0
0
16.3772
58.0724
57.7857
221.1381
55.1039
49.9505
42.159
32.7028
28.3592
25.6014
23.1667
20.5289
18.2082
11.2068
8.6947
7.5083
6.1621
6.1795
6.7329
14.9499
31.7751
0
0
0
27.4447
56.3165
59.096
220.1485
53.4606
47.4854
39.7474
31.2212
28.7058
26.1487
24.1741
22.9458
20.4954
11.207
11.207
8.6627
7.4693
6.1621
6.7467
13.1224
29.9641
0
0
0
32.1223
60.2487
59.3723
218.7689
40.4339
28.0201
31.4576
21.7179
21.0842
21.0837
18.8791
16.4053
13.1127
7.4695
6.133
6.1331
5.0238
2.5984
4.2747
12.3554
31.7448
0
0
0
34.6905
60.6268
61.2845
219.5503
54.1194
47.6834
39.6191
29.2644
26.2809
25.1171
24.103
22.8873
20.6308
9.9348
11.0278
5.0342
5.0238
3.6931
5.3692
11.207
30.6904
0
0
0
30.9644
56.4691
57.612
217.7462
53.0699
48.8021
39.4549
31.4354
28.8526
23.7241
22.0315
19.2782
16.8794
9.9905
8.6102
7.5083
7.5084
5.034
7.8755
14.571
30.5917
0
0
0
37.3862
63.5133
60.1511
221.7305
55.6214
49.8795
43.5847
32.1024
30.8723
28.4936
26.4612
23.1667
20.8126
14.0953
14.028
10.0631
10.1517
7.4885
9.1648
16.2633
33.4177
0
0
0
42.5868
63.9469
63.8433
223.0249
57.8079
45.2965
43.7924
33.7045
31.1658
28.2305
27.0596
24.3398
20.8124
13.9099
11.1246
11.1633
8.6345
10.1518
9.2638
15.2071
32.7475
0
0
0
39.2486
65.3081
63.0346
223.5122
59.5261
51.7731
43.4208
33.8026
33.0796
30.7358
26.9307
25.8728
22.1351
13.9097
13.9102
12.584
11.1631
10.1516
10.3709
15.1959
32.1679
0
0
0
42.6339
63.8299
63.5739
225.2528
58.7498
53.5736
45.1896
35.8171
34.8218
32.3183
28.738
25.9804
23.5752
15.1207
15.0604
14.0279
12.6392
11.3078
10.3108
14.7636
33.659
0
0
0
46.1068
65.5153
65.7062
228.5769
63.6383
55.8819
47.2751
36.7223
34.9789
32.3183
29.6799
27.1738
23.5751
16.5852
15.0065
13.9659
11.2553
10.1516
10.3709
14.8132
33.3257
0
0
0
45.6153
67.3428
64.4684
225.7802
59.1263
52.4012
43.7686
34.6037
32.6285
29.7068
27.4198
26.0939
23.5752
15.357
12.846
11.2552
11.3758
10.1054
11.9403
15.8675
33.0389
0
0
0
45.0873
65.1371
66.5846
226.8475
62.1733
54.4752
44.7693
35.7016
33.8499
31.322
29.9443
26.3346
23.6749
15.357
14.1827
12.846
11.4359
10.2639
11.8279
17.6702
31.0926
0
0
0
20.8584
30.5471
58.6937
217.683
39.5632
48.937
34.2037
27.7195
27.4149
23.7951
20.2804
18.8797
18.0037
9.9341
9.9344
7.4885
7.4885
6.1175
6.7001
9.3906
27.2875
0
0
0
28.2935
63.4345
64.5551
224.7585
56.2046
50.7697
42.5533
31.3793
27.6817
27.7695
25.6581
24.2536
20.684
13.9659
11.1632
8.6947
7.6959
6.2208
5.3972
8.486
25.4047
0
0
0
15.5985
58.853
57.5905
218.4229
51.7658
45.6188
37.8538
28.3428
25.1937
22.6332
21.7631
19.1404
15.7297
7.5583
6.1795
5.1022
2.6003
0
0
7.2343
26.1795
0
0
0
17.3832
56.1994
58.2329
218.5669
51.848
46.5917
37.8915
26.5975
25.1935
22.6332
19.0853
16.4918
13.1561
7.5318
3.7283
3.6929
0
0
0
1.6545
25.0031
0
0
0
22.0133
57.8824
59.4581
219.0338
54.0565
48.3114
37.6934
29.628
29.0455
25.2791
23.0121
23.2717
19.534
12.6392
11.1631
9.9905
8.5872
7.4481
9.1458
13.1999
30.4595
0
0
0
41.4071
59.8264
56.5653
222.7914
54.0035
48.193
38.3512
31.7786
28.8525
28.7739
25.658
25.5732
21.9127
14.918
12.4169
12.4904
11.0604
8.5626
10.239
16.6795
34.4383
0
0
0
60.6323
65.0985
65.1272
228.3577
55.2238
26.6507
32.8513
26.316
23.7953
22.5083
24.175
21.6894
18.2081
11.2068
10.2639
7.5085
5.0444
3.7282
0
0
24.3099
0
0
0
13.5092
59.9264
60.2385
221.4417
54.335
45.2947
35.9772
23.8374
21.1827
17.2856
15.1639
14.0329
9.3451
2.5988
0
0
0
0
0
4.2067
25.1629
0
0
0
14.9973
55.5651
57.651
216.7662
51.6984
46.0293
37.0952
26.4967
26.2093
25.194
24.2536
23.167
20.8861
14.1827
11.3758
11.2554
10.1054
8.7299
9.2637
13.3432
29.8262
0
0
0
28.1564
58.8049
58.9967
220.6491
52.9164
47.3201
38.2378
29.9191
30.4658
27.6819
26.6602
24.2534
22.1355
15.3572
12.6993
10.063
10.0246
8.7683
10.2867
10.9804
28.7559
0
0
0
25.2376
56.6502
56.3416
215.0762
49.6099
42.9649
35.6946
25.6479
29.1571
28.9447
26.9308
24.1741
19.5901
12.4171
11.0917
9.9905
10.063
8.6102
10.3108
13.2016
28.2909
0
0
0
34.0449
60.423
59.0225
220.0693
54.0319
48.4874
25.6751
18.6169
22.5089
23.796
21.6218
17.7082
16.8796
9.9615
6.1623
5.0339
0
0
0
0
19.72
0
0
0
31.6337
60.8202
60.4343
220.7693
53.1849
48.1081
39.049
28.3843
28.8528
23.6083
24.0408
22.9458
19.5339
11.1632
11.0609
8.5626
9.9052
8.6343
9.1646
11.3359
33.3741
0
0
0
62.4704
60.4462
66.5295
227.7622
61.4205
55.5849
45.3955
33.9736
32.9611
32.0137
29.4244
26.6598
25.865
17.7522
15.0062
14.0279
10.1056
8.5873
9.1846
8.8953
25.607
0
0
0
22.3913
57.1377
57.2963
215.7138
47.9403
34.3251
27.7749
25.4978
26.9154
24.2776
21.9428
20.5965
18.4013
11.3078
10.0629
8.7299
8.6947
7.5083
7.8754
10.3356
28.702
0
0
0
29.5414
62.0113
64.2163
222.4382
57.5374
48.1447
39.8491
28.2129
28.9441
27.9713
25.8726
23.0861
19.4029
12.4172
12.3794
7.4888
7.4885
6.133
5.3972
7.8338
30.0185
0
0
0
40.9158
61.436
60.5177
220.1554
52.7401
44.7955
33.9385
23.2621
27.7698
23.7952
21.6894
19.0851
14.2871
8.6104
5.0241
0
0
0
0
0
23.9801
0
0
0
22.2818
58.5137
56.4278
215.4218
51.4265
44.5227
32.4246
23.522
25.117
22.5079
20.3616
17.5278
14.1868
7.5083
10.0633
8.6626
8.73
7.5874
6.733
7.8338
26.1718
0
0
0
21.0012
60.45
59.5904
214.3696
52.3903
44.1992
33.6337
24.3649
25.3725
23.7954
22.7147
21.2783
18.9871
11.9643
10.5916
9.2354
7.8931
7.8939
7.3653
9.1428
29.2354
0
0
0
44.4087
60.5001
59.0687
219.4127
52.1263
44.7365
36.2333
24.569
25.5132
23.1995
21.1906
21.4575
18.1582
10.1873
7.9837
7.9584
7.8939
7.7333
9.5703
11.6673
26.5373
0
0
0
26.3138
61.9133
58.7868
219.0185
52.3474
46.8472
35.1746
26.6508
25.3986
25.4001
23.6395
21.1439
18.0017
10.1281
10.1289
7.8938
5.6754
5.6752
7.3515
12.1545
29.2628
0
0
0
57.8057
65.9099
61.8322
208.4772
55.6124
27.8245
11.2343
0
0
0
0
0
0
0
0
0
0
0
0
0
0
0
0
0
0
0
43.9531
208.404
38.0578
33.6615
22.158
14.6993
14.0387
11.7976
12.1764
9.9749
0
0
0
0
0
0
0
0
0
0
0
0
0
8.6098
48.5915
207.5038
41.8787
31.928
23.184
12.1762
14.1347
9.6133
0
0
0
0
0
0
0
0
0
0
0
0
0
0
0
9.0903
52.5995
213.8472
45.7545
38.031
27.0258
15.4785
16.3099
9.6043
12.1903
0
0
0
0
0
0
0
0
0
0
0
0
0
18.2045
59.7016
57.6216
218.7381
50.6983
42.7236
31.5795
18.7092
20.8993
18.6562
16.7182
16.9346
15.8763
7.9584
7.9584
5.7146
5.7145
5.7472
7.4235
6.1312
26.0202
0
0
0
7.4734
58.6492
62.4907
221.1438
58.3535
45.8165
37.4101
28.6846
30.1065
27.916
23.5787
22.4269
20.4014
12.49
11.1245
10.2171
7.9584
7.9584
7.3653
8.8484
29.4493
0
0
0
4.9296
51.0325
51.2811
205.7113
50.7361
40.0239
27.584
19.2981
20.9519
18.6122
14.4599
14.4849
11.3388
3.4861
3.4861
0
0
0
0
0
0
0
0
0
0
39.3516
51.216
212.2027
38.9187
36.3988
24.2299
11.1419
11.837
0
0
0
0
0
0
0
0
0
0
0
0
0
0
0
0
0
51.4036
210.5565
42.3306
33.7875
22.8662
12.6167
16.4138
14.106
9.9922
12.2676
0
0
0
0
0
0
0
0
0
0
0
0
7.7143
36.8105
50.1998
203.9736
49.5001
38.9903
27.2535
16.4339
21.0123
18.8215
19.1406
16.9345
13.6366
8.0441
5.7871
3.509
3.5025
0
0
0
16.3539
0
0
0
0
32.1656
52.1311
206.6401
49.2684
31.7527
29.2082
21.3231
23.1997
21.228
21.5297
19.2648
15.8761
8.1151
8.1618
5.8091
3.491
3.4819
5.1624
6.1857
22.5487
0
0
0
22.9948
43.4573
60.3943
211.444
43.9098
39.3584
29.679
21.4589
25.583
23.1995
21.3307
19.1403
18.4703
10.2915
8.0124
7.9838
7.9838
7.9838
7.3909
9.0857
24.8293
0
0
0
45.376
57.682
42.2265
196.3545
51.8133
44.8896
33.7678
19.3094
23.5822
23.5821
21.7935
21.6072
18.3879
10.4981
10.3352
8.0441
5.7871
5.787
7.4062
8.1136
28.2363
0
0
0
19.307
45.0853
66.1264
218.7221
55.8787
43.6463
33.1082
25.7722
28.1015
25.9467
24.1783
21.607
18.4702
11.3875
9.4953
8.0783
8.1151
8.1151
9.6887
10.8948
27.4927
0
0
0
47.8364
64.7864
60.0225
223.997
55.9139
46.9021
34.324
24.2931
25.844
24.1293
24.2848
19.4947
18.6954
10.5549
10.555
8.0441
5.7871
5.8091
7.4235
9.1097
27.4508
0
0
0
42.1178
63.4787
63.2859
216.3558
51.6799
41.1831
31.2556
23.6312
25.7486
26.0789
22.0756
19.4194
19.2199
10.4334
8.2027
8.1151
8.1151
6.6913
7.4235
5.8079
26.9464
0
0
0
30.5086
57.4536
60.0325
217.3034
50.2237
38.4829
30.7448
23.0083
23.3303
21.1504
19.1403
17.9664
15.9156
9.3636
7.9837
7.9584
5.7015
5.7299
5.1583
5.6035
24.1842
0
0
0
27.9252
55.7986
57.3543
216.5201
50.7363
36.5124
27.3095
19.631
18.7617
16.5556
14.7463
11.1712
0
0
0
0
0
0
0
0
0
0
0
0
0
0
0
178.2771
45.5747
34.874
23.778
19.9465
20.9518
19.0404
17.0561
14.5796
13.8694
5.8091
5.5586
5.7664
5.7663
3.491
5.1852
6.4089
15.3236
0
0
0
0
0
0
156.7674
23.6057
18.615
8.7565
0
0
9.6469
10.0414
0
0
0
0
0
0
0
0
0
20.1453
0
0
0
0
0
0
144.0222
15.5925
13.3673
7.8214
6.2386
9.6247
0
0
0
0
0
0
0
0
0
0
0
0
0
0
0
0
0
0
0
0
0
0
0
0
0
0
0
0
0
0
0
0
0
0
0
0
0
0
0
0
0
0
0
0
0
0
0
0
0
0
0
0
0
0
0
0
0
0
0
0
0
0
0
0
0
0
94.2877
36.8378
20.2644
14.0527
3.2188
0
0
0
0
0
0
0
0
0
0
0
0
0
0
0
0
0
0
49.2444
212.8899
43.9075
31.9571
19.1721
9.9463
11.8887
11.9594
10.0101
1.1034
0
0
0
0
0
0
0
0
0
0
0
0
0
44.8896
58.7609
216.6353
49.6982
38.9228
23.6311
15.6386
14.2374
11.9314
12.3103
10.0258
0
0
0
0
0
0
0
0
0
0
0
0
0
41.2308
55.2288
215.3638
46.6587
37.2614
26.5808
18.3802
18.6127
18.6565
19.265
16.7531
13.608
7.9838
5.7146
3.4861
3.4736
0
0
0
17.464
0
0
0
0
50.3526
32.5598
204.9229
50.5291
34.016
28.6356
20.647
18.6129
20.9528
19.2546
17.4282
14.5013
7.0672
5.0467
3.2649
0
0
0
0
0
0
0
0
12.9813
48.1003
58.7027
219.2964
49.9795
37.1503
24.8389
16.813
18.6124
16.3393
14.4596
12.2158
9.1104
0
0
0
0
0
0
0
0
0
0
0
29.7076
68.8322
61.5321
221.2137
50.6473
36.429
22.159
16.7921
18.7616
16.4137
14.7038
12.3103
9.1401
0
0
0
0
0
0
0
0
0
0
0
48.717
67.7299
63.9988
222.8458
49.8176
36.5985
22.1134
14.795
16.7362
11.9314
12.3629
10.0258
0
0
0
0
0
0
0
0
0
0
0
0
30.7927
62.8525
58.8202
215.5302
44.2399
31.1707
19.0925
9.7319
12.0094
9.6312
0
0
0
0
0
0
0
0
0
0
0
0
0
0
0
39.0884
57.3986
214.7369
46.5759
29.7046
18.3453
12.6163
16.6205
14.3674
14.7901
12.3103
9.1207
0
0
0
0
0
0
0
0
0
0
0
0
21.3552
51.5436
201.3689
30.3131
20.0673
15.9157
13.334
16.4575
11.8239
9.9922
0
0
0
0
0
0
0
0
0
0
0
0
0
0
0
0
117.5026
14.9415
0
0
0
0
0
0
0
0
0
0
0
0
0
0
0
0
0
0
0
0
0
0
181.3271
34.6817
21.9217
10.5812
8.886
9.6187
0
0
0
0
0
0
0
0
0
0
0
0
0
0
0
0
0
18.7925
201.625
32.5342
18.0373
0
0
0
0
0
0
0
0
0
0
0
0
0
0
0
0
0
0
0
0
0
180.5746
22.0921
15.7182
12.4035
8.7859
9.6381
9.6312
0
0
0
0
0
0
0
0
0
0
0
0
0
0
0
0
0
118.9989
13.0329
10.1888
7.59
0
0
0
0
0
0
0
0
0
0
0
0
0
0
0
0
0
0
0
0
134.6896
14.6874
0
0
0
0
0
0
0
0
0
0
0
0
0
0
0
0
0
0
0
0
0
0
0
0
0
0
0
0
0
0
0
0
0
0
0
0
0
0
0
0
0
0
0
0
0
0
0
0
0
0
0
0
0
0
0
0
0
0
0
0
0
0
0
0
0
0
0
0
0
0
30.6687
28.861
15.5931
0
0
0
0
0
0
0
0
0
0
0
0
0
0
0
0
0
0
0
0
0
43.9159
20.9262
11.1767
0
0
0
0
0
0
0
0
0
0
0
0
0
0
0
0
0
0
0
0
0
24.2528
6.052
0
0
0
0
0
0
0
0
0
0
0
0
0
0
0
0
0
0
0
0
0
0
0
0
0
0
0
0
0
0
0
0
0
0
0
0
0
0
0
0
0
0
0
0
0
0
122.3971
38.1748
24.0308
9.6922
8.7653
9.6381
0
0
0
0
0
0
0
0
0
0
0
0
0
0
0
0
0
0
196.1323
29.0377
16.0226
0
0
0
0
0
0
0
0
0
0
0
0
0
0
0
0
0
0
0
0
0
0
0
0
0
0
0
0
0
0
0
0
0
0
0
0
0
0
0
0
0
0
0
0
0
0
0
0
0
0
0
0
0
0
0
0
0
0
0
0
0
0
0
0
0
0
0
0
0
0
0
0
0
0
0
0
0
0
0
0
0
0
0
0
0
0
0
0
0
0
0
0
0
0
0
0
0
0
0
0
0
0
0
0
0
0
0
0
0
0
0
0
0
0
0
0
0
0
0
0
0
0
0
0
0
0
0
0
0
0
0
0
0
0
0
0
0
0
0
0
0
0
0
0
0
0
0
0
0
0
0
0
0
0
0
0
0
0
-14.2538
-15.6122
0
0
0
0
0
0
0
0
0
0
0
0
0
0
0
0
0
0
0
0
-78.9035
-22.5431
-8.3398
0
0
0
0
0
0
0
0
0
0
0
0
0
0
0
0
0
0
0
0
0
0
0
0
0
0
0
0
0
0
0
0
0
0
0
0
0
0
0
0
0
0
0
0
0
0
0
0
0
0
0
0
0
0
0
0
0
0
0
0
0
0
0
0
0
0
0
0
0
0
0
0
0
0
0
0
0
0
0
0
0
0
0
0
0
0
0
0
0
0
0
0
0
0
0
0
0
0
0
0
0
0
28.7464
29.2516
20.8276
5.9858
2.8236
9.8584
0
0
0
0
0
0
0
0
0
0
0
0
0
0
0
0
0
0
0
0
0
0
0
0
0
0
0
0
0
0
0
0
0
0
0
-4.8868
-4.7373
0
-10.7774
0
0
0
0
0
0
0
0
0
-18.3383
-23.4599
0
0
0
0
0
-9.9239
-28.5512
-190.4553
-28.3089
-20.413
-9.2537
0
-0.21355
0
-2.7643
-6.0883
-8.7003
-12.6612
-16.1277
-21.7884
-22.3107
-22.5935
-22.3418
-22.2786
0
0
0
0
0
-2.0301
-26.7088
-186.6691
-25.2348
-18.1693
-17.6444
-13.0352
-8.4186
-4.0686
-5.0259
-5.598
-6.8371
-9.3083
-13.8403
-18.8809
-16.2404
-12.1493
-12.7169
-13.7493
0
0
0
0
0
0
0
-145.256
-16.7852
-6.9565
0
0
0
0
0
0
0
0
0
0
0
0
0
0
0
0
0
0
0
0
0
0
0
0
0
0
0
0
0
0
0
0
0
0
0
0
0
0
0
0
0
0
0
0
0
0
0
0
0
0
0
0
0
0
0
0
0
0
0
0
0
0
0
0
0
0
0
0
0
0
0
0
0
0
0
0
0
0
0
0
0
0
0
0
0
0
0
0
0
0
0
0
0
0
0
0
0
0
0
0
0
0
0
0
0
0
0
0
0
0
0
0
0
0
0
0
0
0
0
0
0
0
0
0
0
0
0
0
0
0
0
0
0
0
0
0
0
0
0
0
0
-156.6842
-29.9741
-21.0788
0
0
0
0
0
0
0
0
0
0
0
0
0
0
0
0
0
0
0
0
0
0
0
0
0
0
0
0
0
0
0
0
0
0
0
0
0
0
0
0
0
0
0
0
0
0
0
-3.2812
0
0
0
0
0
0
0
0
0
0
0
0
0
0
0
0
0
0
0
0
0
0
0
0
0
0
0
0
0
0
0
0
0
0
0
0
0
0
0
0
0
0
0
0
0
0
0
0
0
0
0
0
0
0
0
0
0
0
0
0
0
0
0
0
0
0
0
0
0
0
-12.7104
-13.2485
-11.3178
-3.2375
0
0
0
0
0
0
0
0
0
0
-7.1447
-11.5472
0
0
0
0
0
0
0
-157.8806
-22.2861
-15.8708
-3.8634
0
0
0
0
0
0
0
0
0
0
0
0
0
0
0
0
0
0
0
0
0
0
-7.6535
0
0
0
0
0
0
0
0
0
0
0
0
0
0
0
0
0
0
0
0
0
0
0
0
0
0
0
0
0
0
0
0
0
0
0
0
0
0
0
0
0
0
0
0
0
0
0
0
0
0
0
0
0
0
0
0
0
0
0
0
0
0
0
0
0
0
0
0
0
0
0
0
0
0
0
0
0
0
0
0
0
0
0
0
0
0
0
0
0
0
0
0
0
0
0
0
0
0
0
0
0
0
0
0
0
0
0
0
0
0
0
0
0
0
0
0
0
0
0
0
0
0
0
0
0
0
0
0
0
0
0
0
0
0
0
0
0
0
0
0
0
0
0
0
0
0
0
0
0
0
0
0
0
0
0
0
0
0
0
0
0
0
0
0
0
0
0
0
0
0
0
0
0
0
0
0
0
0
0
0
0
0
0
0
0
0
0
0
0
0
0
0
0
0
0
0
0
0
0
0
0
0
0
0
0
0
0
0
0
0
0
0
0
-67.7862
-37.8809
-33.4869
-21.9118
-16.8394
-10.6989
-3.9236
0
0
0
-8.7097
-24.109
-35.3069
-31.4533
-31.4144
-32.8615
-32.5463
0
0
0
0
-28.7024
-41.7762
-40.5571
-202.3687
-39.5269
-34.8538
-18.2966
0
0
0
0
0
0
0
0
0
0
0
0
-6.6678
0
0
0
0
0
0
-29.9027
-193.6804
-29.3093
-22.8806
-6.1604
0
0
0
0
0
0
0
0
0
0
0
0
0
0
0
0
0
0
0
0
0
0
0
0
0
0
0
0
0
0
0
0
0
0
0
0
0
0
0
0
0
0
0
0
0
0
0
0
0
0
0
0
0
0
0
0
0
0
0
0
0
0
0
0
0
0
0
0
0
0
0
0
0
0
0
0
0
0
0
0
0
0
0
0
0
0
0
0
0
0
0
0
0
0
0
0
0
0
0
0
0
0
0
0
0
0
0
0
0
0
0
0
0
0
0
0
0
0
0
0
0
0
0
0
0
0
0
0
0
0
0
0
0
0
0
0
0
0
0
0
0
0
0
0
0
0
0
0
0
0
0
0
0
0
0
0
0
0
0
0
0
0
0
0
0
0
0
0
0
0
0
0
0
0
0
0
0
0
0
0
0
0
0
0
0
0
0
0
-68.6461
-26.1538
-23.9666
-10.7183
0
0
0
0
0
0
0
0
0
0
0
-2.4705
-27.12
0
0
0
0
-12.2161
-34.5212
-34.5211
-198.8517
-35.1399
-30.1827
-11.4057
0
-1.835
-8.1982
-2.6624
-10.6465
-11.3368
-6.8095
-13.8145
-16.3606
-18.617
-15.9218
-15.8209
-17.8721
0
0
0
0
0
0
0
-174.8317
-28.1343
-24.5622
-26.3991
-25.4468
-21.1763
-19.8753
-20.3276
-22.2682
-23.2881
-23.7813
-24.9565
-26.2574
-28.5471
-26.3937
-25.9644
-25.0306
0
0
0
0
0
0
-20.9021
-187.5554
-26.7229
-24.4258
-23.223
-24.0656
-22.4513
-19.2344
-20.6601
-21.3422
-23.4061
-22.0361
-25.9085
-28.2371
-28.0592
-25.9645
-26.3937
-25.6505
0
0
0
0
0
-9.6704
-30.579
-193.2009
-31.1963
-29.5509
-29.1802
-17.3898
-24.1863
-12.3119
0
0
0
0
0
-11.9509
-22.7881
-22.7478
-24.9452
-29.4173
0
0
0
0
-12.6013
-39.3479
-39.3456
-201.1559
-42.2134
-35.3368
-18.5925
0
0
0
0
0
0
0
0
0
0
0
0
0
0
0
0
0
0
0
0
-187.7873
-37.3449
-34.9267
-11.1296
0
0
0
0
0
0
0
0
0
0
0
0
0
0
0
0
0
0
0
0
-187.9457
-37.3451
-31.7455
-9.9001
0
0
0
0
0
0
0
0
0
0
0
0
0
0
0
0
0
0
0
0
-169.6801
-34.9262
-25.3521
-8.0268
0
0
0
0
0
0
0
0
0
0
0
0
0
0
0
0
0
0
0
0
-96.1301
-34.9252
-30.4748
-12.8056
0
0
0
0
0
0
0
0
0
0
0
0
0
0
0
0
0
0
0
0
-82.0482
-21.8321
-18.5242
-16.9675
-11.2694
-11.2926
-7.909
-13.1657
-15.2553
-14.5952
-13.881
-15.7541
-16.2796
-13.6354
-11.1277
-11.6561
-10.9905
0
0
0
0
0
0
0
-124.6333
-16.257
-11.9188
-13.6978
-13.5687
-12.8682
-7.5576
-8.5365
-9.494
-8.4763
-15.8724
-18.6341
-23.571
-23.3907
-23.7453
-23.2117
-22.6333
0
0
0
0
0
0
-27.2179
-189.2669
-27.7318
-23.4912
-22.567
-21.1632
-19.0845
-16.6965
-15.354
-15.6573
-14.2976
-14.055
-15.8578
-18.5506
-18.24
-15.6581
-13.6206
-10.813
0
0
0
0
0
0
0
-108.6656
-11.3559
-7.0201
-8.7679
-21.6913
-21.4889
-22.8485
-29.9575
-33.2844
-38.353
-46.2514
-47.2598
-49.9136
-50.2865
-49.2482
-51.1259
-51.6123
0
0
0
-57.3115
-58.0418
-59.8727
-61.1494
-220.9547
-59.047
-54.709
-53.6633
-51.5508
-23.451
-42.1503
-40.5941
-49.8139
-50.4218
-47.7585
-48.9511
-53.1884
-50.8683
-47.7864
-47.7866
-47.4727
0
0
0
-31.2874
-52.162
-49.2488
-49.1176
-210.9278
-49.9978
-42.6344
-31.6538
-45.1158
-43.6647
-41.075
-35.8792
-42.8251
-39.9255
-44.9941
-46.4861
-48.4115
-48.3533
-45.5189
-45.287
-45.4575
0
0
0
-24.1215
-48.0464
-50.5538
-50.5527
-212.1116
-51.415
-46.2368
-48.331
-44.9716
-38.5214
-40.2714
-39.9366
-25.292
-39.3614
-27.1013
-38.8376
-45.6595
-44.8381
-41.8716
-41.8719
-44.0193
0
0
0
-32.1705
-49.1178
-51.5875
-51.5849
-213.3952
-52.2083
-48.1909
-37.74
-20.4862
-4.4657
0
0
0
0
-12.3124
-26.6469
-35.6478
-34.935
-39.5539
-41.8739
-41.6882
0
0
0
-20.2423
-46.6571
-49.2539
-49.1174
-211.1885
-52.0677
-45.8048
-28.453
-5.6397
0
0
0
0
0
0
0
0
-9.0923
-23.5309
-23.7447
-25.6512
0
0
0
0
0
-27.2587
-33.6481
-195.0064
-33.6493
-24.4134
-19.5915
-5.0831
-6.7231
0
0
0
0
0
0
0
-14.96
-18.4175
-20.6786
-22.8988
0
0
0
0
0
-36.2403
-39.3478
-201.2721
-39.8932
-35.4339
-22.3149
0
0
0
0
0
0
0
0
0
0
-7.714
-22.9472
-22.6334
0
0
0
0
0
-21.5475
-32.4243
-194.0365
-32.7241
-28.4938
-16.9894
0
0
0
0
0
0
0
0
0
0
0
0
0
0
0
0
0
0
0
0
-181.8408
-42.9094
-38.1174
-27.9127
-3.8317
0
0
0
0
0
0
0
0
0
0
0
0
0
0
0
0
0
0
0
-187.5055
-32.8345
-29.3112
-25.1296
-0.90579
0
0
0
0
0
0
0
0
0
0
-3.2244
-17.6194
0
0

## Hourly Calcs
Month of Year | Day of Year | Hour of Day | Outdoor Temperature | Electric Consumption [kWh] | Ground Temperature | Attic Temperature | Hot Water Gallons | Load Before Adjustment | Adjusted Load | Pre Load House Temp | Post Load House Temp | Post Conditioning House Temp | Slab Load | Window Load | Skylight Load | Rim Joist Load | Foundation Wall Load | Window Gains | Skylight Gains | Framed Floor Load | Roof Load | Wall Load | Door Load | Ventilation Load | Infiltration Load | Sensible Internal Gains | Latent Internal Gains | Heating Natural Gas Therms | Heating Electric kWh | Heating Oil Gallons | Heating Propane Gallons | Heating Wood MBtu | Cooling Natural Gas Therms | Cooling Electric kWh | Cooling Oil Gallons | Cooling Propane Gallons | Cooling Wood MBtu | Hot Water Natural Gas Therms | Hot Water Electric kWh | Hot Water Oil Gallons | Hot Water Propane Gallons | Hot Water Wood MBtu | Lights & Appliances Natural Gas Therms | Lights & Appliances Electric kWh | Lights & Appliances Oil Gallons | Lights & Appliances Propane Gallons | Lights & Appliances Wood MBtu
1 | 1 | 1 | 35.06 | 4.0415 | 61.0432 | 0 | 0.52577 | -0.038464 | -0.038464 | 66 | 65.5286 | 66 | -0.0054368 | -0.01205 | -0.0014653 | 0 | 0 | 0 | 0 | -0.00081902 | -0.008341 | -0.005062 | -0.00012173 | -0.0042985 | -0.0029362 | 0.0020667 | 0.00043418 | 0 | 3.0295 | 0 | 0 | 0 | 0 | 0 | 0 | 0 | 0 | 0 | 0.091073 | 0 | 0 | 0 | 0 | 0.92093 | 0 | 0 | 0
1 | 1 | 2 | 35.06 | 3.9608 | 61.0432 | 0 | 0.52577 | -0.038275 | -0.038275 | 66 | 65.5309 | 66 | -0.0054368 | -0.01205 | -0.0014653 | 0 | 0 | 0 | 0 | -0.00080599 | -0.008341 | -0.0050583 | -0.00012173 | -0.0042985 | -0.0027644 | 0.0020667 | 0.00043418 | 0 | 3.0146 | 0 | 0 | 0 | 0 | 0 | 0 | 0 | 0 | 0 | 0.091073 | 0 | 0 | 0 | 0 | 0.85515 | 0 | 0 | 0
1 | 1 | 3 | 33.98 | 4.0436 | 61.0432 | 0 | 0.52577 | -0.039744 | -0.039744 | 66 | 65.5129 | 66 | -0.0056266 | -0.01247 | -0.0015165 | 0 | 0 | 0 | 0 | -0.00083508 | -0.0086322 | -0.0052352 | -0.00012598 | -0.0044486 | -0.0029198 | 0.0020667 | 0.00043418 | 0 | 3.1303 | 0 | 0 | 0 | 0 | 0 | 0 | 0 | 0 | 0 | 0.091073 | 0 | 0 | 0 | 0 | 0.82226 | 0 | 0 | 0
1 | 1 | 4 | 33.98 | 4.0107 | 61.0432 | 0 | 0.52577 | -0.039743 | -0.039743 | 66 | 65.5129 | 66 | -0.0056266 | -0.01247 | -0.0015165 | 0 | 0 | 0 | 0 | -0.00083451 | -0.0086322 | -0.005235 | -0.00012598 | -0.0044486 | -0.0029198 | 0.0020667 | 0.00043418 | 0 | 3.1302 | 0 | 0 | 0 | 0 | 0 | 0 | 0 | 0 | 0 | 0.091073 | 0 | 0 | 0 | 0 | 0.78937 | 0 | 0 | 0
1 | 1 | 5 | 33.98 | 3.9981 | 61.0432 | 0 | 0.52577 | -0.039583 | -0.039583 | 66 | 65.5149 | 66 | -0.0056266 | -0.01247 | -0.0015165 | 0 | 0 | 0 | 0 | -0.00083262 | -0.0086322 | -0.0052345 | -0.00012598 | -0.0044486 | -0.0027627 | 0.0020667 | 0.00043418 | 0 | 3.1177 | 0 | 0 | 0 | 0 | 0 | 0 | 0 | 0 | 0 | 0.091073 | 0 | 0 | 0 | 0 | 0.78937 | 0 | 0 | 0
1 | 1 | 6 | 33.98 | 16.8637 | 61.0432 | 0 | 0.61855 | -0.038357 | -0.20155 | 66 | 65.5299 | 68 | -0.0056266 | -0.01247 | -0.0015165 | 0 | 0 | 0 | 0 | -0.00083456 | -0.0086322 | -0.005235 | -0.00012598 | -0.0044486 | -0.0029198 | 0.0034529 | 0.00072422 | 0 | 15.8746 | 0 | 0 | 0 | 0 | 0 | 0 | 0 | 0 | 0 | 0.10102 | 0 | 0 | 0 | 0 | 0.88804 | 0 | 0 | 0
1 | 1 | 7 | 33.08 | 4.9639 | 61.0432 | 0 | 4.6391 | -0.041111 | -0.041111 | 68 | 67.4962 | 68 | -0.0061362 | -0.0136 | -0.0016538 | 0 | 0 | 0 | 0 | -0.0009068 | -0.009414 | -0.0057082 | -0.00013739 | -0.0048515 | -0.0030412 | 0.0043383 | 0.00091055 | 0 | 3.2379 | 0 | 0 | 0 | 0 | 0 | 0 | 0 | 0 | 0 | 0.57483 | 0 | 0 | 0 | 0 | 1.1512 | 0 | 0 | 0
1 | 1 | 8 | 33.98 | 4.7345 | 61.0432 | 0 | 4.6391 | -0.035692 | -0.035692 | 68 | 67.5626 | 68 | -0.005978 | -0.013249 | -0.0016112 | 0 | 0 | 0 | 0 | -0.0008844 | -0.0091714 | -0.0055614 | -0.00013385 | -0.0047264 | -0.0030524 | 0.0086767 | 0.0018211 | 0 | 2.8111 | 0 | 0 | 0 | 0 | 0 | 0 | 0 | 0 | 0 | 0.57483 | 0 | 0 | 0 | 0 | 1.3485 | 0 | 0 | 0
1 | 1 | 9 | 35.06 | 3.925 | 61.0432 | 0 | 4.0206 | -0.025922 | -0.025922 | 68 | 67.6823 | 68 | -0.0057883 | -0.012829 | -0.00156 | 0 | 0 | 0.0077911 | 0.0013393 | -0.00085605 | -0.0073778 | -0.0041031 | -0.0001296 | -0.0045764 | -0.0028945 | 0.0050623 | 0.0010617 | 0 | 2.0416 | 0 | 0 | 0 | 0 | 0 | 0 | 0 | 0 | 0 | 0.50194 | 0 | 0 | 0 | 0 | 1.3814 | 0 | 0 | 0
1 | 1 | 10 | 35.96 | 4.0349 | 61.0432 | 0 | 4.0206 | -0.026899 | -0.026899 | 68 | 67.6703 | 68 | -0.0056301 | -0.012478 | -0.0015174 | 0 | 0 | 0.0071346 | 0.0015061 | -0.00083661 | -0.0061146 | -0.0043836 | -0.00012606 | -0.0044514 | -0.0030993 | 0.0030973 | 0.00065039 | 0 | 2.1186 | 0 | 0 | 0 | 0 | 0 | 0 | 0 | 0 | 0 | 0.50194 | 0 | 0 | 0 | 0 | 1.4143 | 0 | 0 | 0
1 | 1 | 11 | 37.94 | 3.625 | 61.0432 | 0 | 4.0206 | -0.021278 | -0.021278 | 68 | 67.7392 | 68 | -0.0052822 | -0.011707 | -0.0014236 | 0 | 0 | 0.0093937 | 0.0020645 | -0.00079033 | -0.0048923 | -0.0039888 | -0.00011827 | -0.0041763 | -0.0034547 | 0.0030973 | 0.00065039 | 0 | 1.6759 | 0 | 0 | 0 | 0 | 0 | 0 | 0 | 0 | 0 | 0.50194 | 0 | 0 | 0 | 0 | 1.4472 | 0 | 0 | 0
1 | 1 | 12 | 39.02 | 1.924 | 61.0432 | 0 | 2.8453 | -0.0014402 | -0.0014402 | 68 | 67.9824 | 68 | -0.0050924 | -0.011286 | -0.0013725 | 0 | 0 | 0.020491 | 0.0041251 | -0.0007656 | -0.00085755 | -0.0029303 | -0.00011402 | -0.0040262 | -0.0037428 | 0.0041315 | 0.0008666 | 0 | 0.11343 | 0 | 0 | 0 | 0 | 0 | 0 | 0 | 0 | 0 | 0.36344 | 0 | 0 | 0 | 0 | 1.4472 | 0 | 0 | 0
1 | 1 | 13 | 39.02 | 1.8121 | 61.0432 | 0 | 2.8453 | -0.00043674 | -0.00043674 | 68 | 67.9946 | 68 | -0.0050924 | -0.011286 | -0.0013725 | 0 | 0 | 0.019496 | 0.0040133 | -0.000753 | 0.00016841 | -0.0022214 | -0.00011402 | -0.0040262 | -0.0023458 | 0.0030973 | 0.00065039 | 0 | 0.034398 | 0 | 0 | 0 | 0 | 0 | 0 | 0 | 0 | 0 | 0.36344 | 0 | 0 | 0 | 0 | 1.4143 | 0 | 0 | 0
1 | 1 | 14 | 39.92 | 2.5847 | 61.0432 | 0 | 2.2886 | -0.011496 | -0.011496 | 68 | 67.8591 | 68 | -0.0049343 | -0.010936 | -0.0013299 | 0 | 0 | 0.014194 | 0.0030467 | -0.00074357 | -0.0025041 | -0.0030311 | -0.00011048 | -0.0039012 | -0.0038296 | 0.0025838 | 0.00054141 | 0 | 0.90544 | 0 | 0 | 0 | 0 | 0 | 0 | 0 | 0 | 0 | 0.29784 | 0 | 0 | 0 | 0 | 1.3814 | 0 | 0 | 0
1 | 1 | 15 | 42.08 | 2.1952 | 61.0432 | 0 | 2.2886 | -0.0069686 | -0.0069686 | 68 | 67.9146 | 68 | -0.0045547 | -0.010095 | -0.0012276 | 0 | 0 | 0.014815 | 0.0028691 | -0.00068107 | -0.0018269 | -0.0024383 | -0.00010198 | -0.0036011 | -0.0028117 | 0.0026854 | 0.00056426 | 0 | 0.54886 | 0 | 0 | 0 | 0 | 0 | 0 | 0 | 0 | 0 | 0.29784 | 0 | 0 | 0 | 0 | 1.3485 | 0 | 0 | 0
1 | 1 | 16 | 42.08 | 3.0643 | 61.0432 | 0 | 2.2886 | -0.017168 | -0.017168 | 68 | 67.7896 | 68 | -0.0045547 | -0.010095 | -0.0012276 | 0 | 0 | 0.0089209 | 0.0017713 | -0.0006864 | -0.0038546 | -0.0029688 | -0.00010198 | -0.0036011 | -0.0034552 | 0.0026854 | 0.00056426 | 0 | 1.3521 | 0 | 0 | 0 | 0 | 0 | 0 | 0 | 0 | 0 | 0.29784 | 0 | 0 | 0 | 0 | 1.4143 | 0 | 0 | 0
1 | 1 | 17 | 41 | 3.7657 | 61.0432 | 0 | 2.2886 | -0.022733 | -0.022733 | 68 | 67.7214 | 68 | -0.0047445 | -0.010515 | -0.0012787 | 0 | 0 | 0.0053954 | 0.00058763 | -0.00070517 | -0.0060064 | -0.0031532 | -0.00010623 | -0.0037511 | -0.0023821 | 0.0039265 | 0.00082442 | 0 | 1.7905 | 0 | 0 | 0 | 0 | 0 | 0 | 0 | 0 | 0 | 0.29784 | 0 | 0 | 0 | 0 | 1.6774 | 0 | 0 | 0
1 | 1 | 18 | 39.02 | 5.2056 | 61.0432 | 0 | 3.8969 | -0.03318 | -0.03318 | 68 | 67.5934 | 68 | -0.0050924 | -0.011286 | -0.0013725 | 0 | 0 | 0 | 0 | -0.00075268 | -0.0078126 | -0.0047382 | -0.00011402 | -0.0040262 | -0.0022194 | 0.0042349 | 0.00088946 | 0 | 2.6133 | 0 | 0 | 0 | 0 | 0 | 0 | 0 | 0 | 0 | 0.48736 | 0 | 0 | 0 | 0 | 2.105 | 0 | 0 | 0
1 | 1 | 19 | 37.94 | 5.3325 | 61.0432 | 0 | 3.8969 | -0.035208 | -0.035208 | 68 | 67.5685 | 68 | -0.0052822 | -0.011707 | -0.0014236 | 0 | 0 | 0 | 0 | -0.00078955 | -0.0081038 | -0.0049163 | -0.00011827 | -0.0041763 | -0.0032365 | 0.0045452 | 0.0009545 | 0 | 2.7731 | 0 | 0 | 0 | 0 | 0 | 0 | 0 | 0 | 0 | 0.48736 | 0 | 0 | 0 | 0 | 2.0721 | 0 | 0 | 0
1 | 1 | 20 | 37.04 | 5.0461 | 61.0432 | 0 | 3.8969 | -0.033243 | -0.033243 | 68 | 67.5926 | 68 | -0.0054403 | -0.012058 | -0.0014663 | 0 | 0 | 0 | 0 | -0.00080711 | -0.0083464 | -0.0050618 | -0.00012181 | -0.0043013 | -0.0027672 | 0.0071272 | 0.0014959 | 0 | 2.6182 | 0 | 0 | 0 | 0 | 0 | 0 | 0 | 0 | 0 | 0.48736 | 0 | 0 | 0 | 0 | 1.9405 | 0 | 0 | 0
1 | 1 | 21 | 35.96 | 5.0631 | 61.0432 | 0 | 3.8969 | -0.03471 | -0.03471 | 68 | 67.5746 | 68 | -0.0056301 | -0.012478 | -0.0015174 | 0 | 0 | 0 | 0 | -0.00083559 | -0.0086376 | -0.0052384 | -0.00012606 | -0.0044514 | -0.0029227 | 0.0071272 | 0.0014959 | 0 | 2.7338 | 0 | 0 | 0 | 0 | 0 | 0 | 0 | 0 | 0 | 0.48736 | 0 | 0 | 0 | 0 | 1.8419 | 0 | 0 | 0
1 | 1 | 22 | 35.06 | 4.9487 | 61.0432 | 0 | 3.1546 | -0.035622 | -0.035622 | 68 | 67.5634 | 68 | -0.0057883 | -0.012829 | -0.00156 | 0 | 0 | 0 | 0 | -0.00085906 | -0.0088802 | -0.0053856 | -0.0001296 | -0.0045764 | -0.003055 | 0.0074411 | 0.0015609 | 0 | 2.8056 | 0 | 0 | 0 | 0 | 0 | 0 | 0 | 0 | 0 | 0.39989 | 0 | 0 | 0 | 0 | 1.7432 | 0 | 0 | 0
1 | 1 | 23 | 35.06 | 1.8802 | 61.0432 | 0 | 3.1546 | -0.03627 | 0 | 68 | 67.5555 | 67.5555 | -0.0057883 | -0.012829 | -0.00156 | 0 | 0 | 0 | 0 | -0.00086496 | -0.0088802 | -0.0053872 | -0.0001296 | -0.0045764 | -0.0036954 | 0.0074411 | 0.0015609 | 0 | 0 | 0 | 0 | 0 | 0 | 0 | 0 | 0 | 0 | 0 | 0.4001 | 0 | 0 | 0 | 0 | 1.4801 | 0 | 0 | 0
1 | 1 | 24 | 33.98 | 1.3075 | 61.0432 | 0 | 0.52577 | -0.037214 | 0 | 67.5555 | 67.0994 | 67.0994 | -0.0058999 | -0.013076 | -0.0015901 | 0 | 0 | 0 | 0 | -0.00087571 | -0.0090515 | -0.0054895 | -0.0001321 | -0.0046647 | -0.0031498 | 0.0067153 | 0.0014098 | 0 | 0 | 0 | 0 | 0 | 0 | 0 | 0 | 0 | 0 | 0 | 0.090532 | 0 | 0 | 0 | 0 | 1.2169 | 0 | 0 | 0
1 | 2 | 1 | 33.08 | 1.0119 | 60.9441 | 0 | 0.52609 | -0.042863 | 0 | 67.0994 | 66.5741 | 66.5741 | -0.0059779 | -0.013249 | -0.0016112 | 0 | 0 | 0 | 0 | -0.00089136 | -0.0091712 | -0.0055632 | -0.00013385 | -0.0047264 | -0.0036055 | 0.0020667 | 0.00043418 | 0 | 0 | 0 | 0 | 0 | 0 | 0 | 0 | 0 | 0 | 0 | 0.090925 | 0 | 0 | 0 | 0 | 0.92093 | 0 | 0 | 0
1 | 2 | 2 | 32 | 0.94633 | 60.9441 | 0 | 0.52609 | -0.043417 | 0 | 66.5741 | 66.0421 | 66.0421 | -0.0060754 | -0.013465 | -0.0016374 | 0 | 0 | 0 | 0 | -0.00090391 | -0.0093207 | -0.0056534 | -0.00013603 | -0.0048034 | -0.0034883 | 0.0020667 | 0.00043418 | 0 | 0 | 0 | 0 | 0 | 0 | 0 | 0 | 0 | 0 | 0 | 0.091187 | 0 | 0 | 0 | 0 | 0.85515 | 0 | 0 | 0
1 | 2 | 3 | 30.92 | 4.122 | 60.9441 | 0 | 0.52609 | -0.044169 | -0.040737 | 66.0421 | 65.5008 | 66 | -0.0061717 | -0.013679 | -0.0016634 | 0 | 0 | 0 | 0 | -0.00091833 | -0.0094685 | -0.005743 | -0.00013819 | -0.0048795 | -0.0035749 | 0.0020667 | 0.00043418 | 0 | 3.2085 | 0 | 0 | 0 | 0 | 0 | 0 | 0 | 0 | 0 | 0.091207 | 0 | 0 | 0 | 0 | 0.82226 | 0 | 0 | 0
1 | 2 | 4 | 28.94 | 4.5398 | 60.9441 | 0 | 0.52609 | -0.046459 | -0.046459 | 66 | 65.4306 | 66 | -0.0065122 | -0.014433 | -0.0017552 | 0 | 0 | 0 | 0 | -0.00096553 | -0.0099909 | -0.0060589 | -0.00014581 | -0.0051488 | -0.0035155 | 0.0020667 | 0.00043418 | 0 | 3.6592 | 0 | 0 | 0 | 0 | 0 | 0 | 0 | 0 | 0 | 0.091207 | 0 | 0 | 0 | 0 | 0.78937 | 0 | 0 | 0
1 | 2 | 5 | 28.04 | 4.6247 | 60.9441 | 0 | 0.52609 | -0.047537 | -0.047537 | 66 | 65.4174 | 66 | -0.0066704 | -0.014784 | -0.0017978 | 0 | 0 | 0 | 0 | -0.0009865 | -0.010234 | -0.0062054 | -0.00014935 | -0.0052738 | -0.0035031 | 0.0020667 | 0.00043418 | 0 | 3.7441 | 0 | 0 | 0 | 0 | 0 | 0 | 0 | 0 | 0 | 0.091207 | 0 | 0 | 0 | 0 | 0.78937 | 0 | 0 | 0
1 | 2 | 6 | 26.96 | 17.574 | 60.9441 | 0 | 0.61893 | -0.047373 | -0.21057 | 66 | 65.4194 | 68 | -0.0068602 | -0.015204 | -0.0018489 | 0 | 0 | 0 | 0 | -0.0010112 | -0.010525 | -0.0063809 | -0.0001536 | -0.0054239 | -0.0034183 | 0.0034529 | 0.00072422 | 0 | 16.5848 | 0 | 0 | 0 | 0 | 0 | 0 | 0 | 0 | 0 | 0.10118 | 0 | 0 | 0 | 0 | 0.88804 | 0 | 0 | 0
1 | 2 | 7 | 26.06 | 5.7372 | 60.9441 | 0 | 4.642 | -0.050914 | -0.050914 | 68 | 67.376 | 68 | -0.0073698 | -0.016334 | -0.0019863 | 0 | 0 | 0 | 0 | -0.0010926 | -0.011306 | -0.0068567 | -0.00016501 | -0.0058268 | -0.0043145 | 0.0043383 | 0.00091055 | 0 | 4.01 | 0 | 0 | 0 | 0 | 0 | 0 | 0 | 0 | 0 | 0.57602 | 0 | 0 | 0 | 0 | 1.1512 | 0 | 0 | 0
1 | 2 | 8 | 28.04 | 5.3771 | 60.9441 | 0 | 4.642 | -0.043835 | -0.043835 | 68 | 67.4628 | 68 | -0.0070218 | -0.015563 | -0.0018925 | 0 | 0 | 0 | 0 | -0.0010388 | -0.010773 | -0.0065324 | -0.00015722 | -0.0055517 | -0.0039822 | 0.0086767 | 0.0018211 | 0 | 3.4525 | 0 | 0 | 0 | 0 | 0 | 0 | 0 | 0 | 0 | 0.57602 | 0 | 0 | 0 | 0 | 1.3485 | 0 | 0 | 0
1 | 2 | 9 | 30.02 | 4.9395 | 60.9441 | 0 | 4.0231 | -0.03879 | -0.03879 | 68 | 67.5246 | 68 | -0.0066739 | -0.014792 | -0.0017987 | 0 | 0 | 0.0040154 | 0.0008451 | -0.00098943 | -0.0093067 | -0.0058867 | -0.00014943 | -0.0052766 | -0.0038394 | 0.0050623 | 0.0010617 | 0 | 3.0551 | 0 | 0 | 0 | 0 | 0 | 0 | 0 | 0 | 0 | 0.50297 | 0 | 0 | 0 | 0 | 1.3814 | 0 | 0 | 0
1 | 2 | 10 | 33.08 | 4.1577 | 60.9441 | 0 | 4.0231 | -0.028445 | -0.028445 | 68 | 67.6514 | 68 | -0.0061362 | -0.0136 | -0.0016538 | 0 | 0 | 0.0085086 | 0.001731 | -0.0009132 | -0.00625 | -0.0044895 | -0.00013739 | -0.0048515 | -0.0037509 | 0.0030973 | 0.00065039 | 0 | 2.2404 | 0 | 0 | 0 | 0 | 0 | 0 | 0 | 0 | 0 | 0.50297 | 0 | 0 | 0 | 0 | 1.4143 | 0 | 0 | 0
1 | 2 | 11 | 33.98 | 3.4499 | 60.9441 | 0 | 4.0231 | -0.019042 | -0.019042 | 68 | 67.7666 | 68 | -0.005978 | -0.013249 | -0.0016112 | 0 | 0 | 0.012574 | 0.0026709 | -0.00089302 | -0.0035395 | -0.0033798 | -0.00013385 | -0.0047264 | -0.0038735 | 0.0030973 | 0.00065039 | 0 | 1.4998 | 0 | 0 | 0 | 0 | 0 | 0 | 0 | 0 | 0 | 0.50297 | 0 | 0 | 0 | 0 | 1.4472 | 0 | 0 | 0
1 | 2 | 12 | 33.98 | 3.3559 | 60.9441 | 0 | 2.8471 | -0.01961 | -0.01961 | 68 | 67.7597 | 68 | -0.005978 | -0.013249 | -0.0016112 | 0 | 0 | 0.011536 | 0.0025617 | -0.00089536 | -0.0036096 | -0.0035214 | -0.00013385 | -0.0047264 | -0.0041147 | 0.0041315 | 0.0008666 | 0 | 1.5446 | 0 | 0 | 0 | 0 | 0 | 0 | 0 | 0 | 0 | 0.36417 | 0 | 0 | 0 | 0 | 1.4472 | 0 | 0 | 0
1 | 2 | 13 | 32 | 2.9605 | 60.9441 | 0 | 2.8471 | -0.015007 | -0.015007 | 68 | 67.8161 | 68 | -0.006326 | -0.01402 | -0.001705 | 0 | 0 | 0.015639 | 0.0033704 | -0.00094164 | -0.002167 | -0.0030959 | -0.00014164 | -0.0050015 | -0.0037154 | 0.0030973 | 0.00065039 | 0 | 1.182 | 0 | 0 | 0 | 0 | 0 | 0 | 0 | 0 | 0 | 0.36417 | 0 | 0 | 0 | 0 | 1.4143 | 0 | 0 | 0
1 | 2 | 14 | 33.08 | 3.7525 | 60.9441 | 0 | 2.29 | -0.026316 | -0.026316 | 68 | 67.6775 | 68 | -0.0061362 | -0.0136 | -0.0016538 | 0 | 0 | 0.0090222 | 0.0020148 | -0.00091405 | -0.004858 | -0.0040349 | -0.00013739 | -0.0048515 | -0.0037509 | 0.0025838 | 0.00054141 | 0 | 2.0727 | 0 | 0 | 0 | 0 | 0 | 0 | 0 | 0 | 0 | 0.29842 | 0 | 0 | 0 | 0 | 1.3814 | 0 | 0 | 0
1 | 2 | 15 | 33.98 | 4.087 | 60.9441 | 0 | 2.29 | -0.03098 | -0.03098 | 68 | 67.6203 | 68 | -0.005978 | -0.013249 | -0.0016112 | 0 | 0 | 0.0060255 | 0.0013454 | -0.000893 | -0.0060646 | -0.0045068 | -0.00013385 | -0.0047264 | -0.0038735 | 0.0026854 | 0.00056426 | 0 | 2.4401 | 0 | 0 | 0 | 0 | 0 | 0 | 0 | 0 | 0 | 0.29842 | 0 | 0 | 0 | 0 | 1.3485 | 0 | 0 | 0
1 | 2 | 16 | 33.98 | 4.4179 | 60.9441 | 0 | 2.29 | -0.034346 | -0.034346 | 68 | 67.5791 | 68 | -0.005978 | -0.013249 | -0.0016112 | 0 | 0 | 0.0045984 | 0.0010268 | -0.00089536 | -0.007042 | -0.004906 | -0.00013385 | -0.0047264 | -0.0041147 | 0.0026854 | 0.00056426 | 0 | 2.7052 | 0 | 0 | 0 | 0 | 0 | 0 | 0 | 0 | 0 | 0.29842 | 0 | 0 | 0 | 0 | 1.4143 | 0 | 0 | 0
1 | 2 | 17 | 32 | 4.9666 | 60.9441 | 0 | 2.29 | -0.037973 | -0.037973 | 68 | 67.5346 | 68 | -0.006326 | -0.01402 | -0.001705 | 0 | 0 | 0.0035898 | 0.00061823 | -0.00094829 | -0.0083572 | -0.0051467 | -0.00014164 | -0.0050015 | -0.0044607 | 0.0039265 | 0.00082442 | 0 | 2.9908 | 0 | 0 | 0 | 0 | 0 | 0 | 0 | 0 | 0 | 0.29842 | 0 | 0 | 0 | 0 | 1.6774 | 0 | 0 | 0
1 | 2 | 18 | 30.92 | 6.1539 | 60.9441 | 0 | 3.8993 | -0.045207 | -0.045207 | 68 | 67.446 | 68 | -0.0065158 | -0.014441 | -0.0017561 | 0 | 0 | 0 | 0 | -0.0009743 | -0.0099963 | -0.0060649 | -0.00014589 | -0.0051516 | -0.0043957 | 0.0042349 | 0.00088946 | 0 | 3.5605 | 0 | 0 | 0 | 0 | 0 | 0 | 0 | 0 | 0 | 0.48836 | 0 | 0 | 0 | 0 | 2.105 | 0 | 0 | 0
1 | 2 | 19 | 30.02 | 6.1541 | 60.9441 | 0 | 3.8993 | -0.045628 | -0.045628 | 68 | 67.4408 | 68 | -0.0066739 | -0.014792 | -0.0017987 | 0 | 0 | 0 | 0 | -0.0009931 | -0.010239 | -0.0062103 | -0.00014943 | -0.0052766 | -0.0040402 | 0.0045452 | 0.0009545 | 0 | 3.5937 | 0 | 0 | 0 | 0 | 0 | 0 | 0 | 0 | 0 | 0.48836 | 0 | 0 | 0 | 0 | 2.0721 | 0 | 0 | 0
1 | 2 | 20 | 28.94 | 5.906 | 60.9441 | 0 | 3.8993 | -0.044147 | -0.044147 | 68 | 67.459 | 68 | -0.0068637 | -0.015212 | -0.0018499 | 0 | 0 | 0 | 0 | -0.0010173 | -0.01053 | -0.0063858 | -0.00015368 | -0.0054266 | -0.0038348 | 0.0071272 | 0.0014959 | 0 | 3.4771 | 0 | 0 | 0 | 0 | 0 | 0 | 0 | 0 | 0 | 0.48836 | 0 | 0 | 0 | 0 | 1.9405 | 0 | 0 | 0
1 | 2 | 21 | 26.96 | 6.0377 | 60.9441 | 0 | 3.8993 | -0.047072 | -0.047072 | 68 | 67.4231 | 68 | -0.0072116 | -0.015983 | -0.0019437 | 0 | 0 | 0 | 0 | -0.001072 | -0.011064 | -0.0067104 | -0.00016147 | -0.0057017 | -0.004351 | 0.0071272 | 0.0014959 | 0 | 3.7075 | 0 | 0 | 0 | 0 | 0 | 0 | 0 | 0 | 0 | 0.48836 | 0 | 0 | 0 | 0 | 1.8419 | 0 | 0 | 0
1 | 2 | 22 | 26.96 | 5.8435 | 60.9441 | 0 | 3.1565 | -0.046972 | -0.046972 | 68 | 67.4243 | 68 | -0.0072116 | -0.015983 | -0.0019437 | 0 | 0 | 0 | 0 | -0.0010731 | -0.011064 | -0.0067107 | -0.00016147 | -0.0057017 | -0.0045638 | 0.0074411 | 0.0015609 | 0 | 3.6996 | 0 | 0 | 0 | 0 | 0 | 0 | 0 | 0 | 0 | 0.40069 | 0 | 0 | 0 | 0 | 1.7432 | 0 | 0 | 0
1 | 2 | 23 | 24.98 | 1.8811 | 60.9441 | 0 | 3.1565 | -0.049731 | 0 | 68 | 67.3905 | 67.3905 | -0.0075595 | -0.016754 | -0.0020374 | 0 | 0 | 0 | 0 | -0.0011262 | -0.011598 | -0.0070348 | -0.00016926 | -0.0059768 | -0.0049161 | 0.0074411 | 0.0015609 | 0 | 0 | 0 | 0 | 0 | 0 | 0 | 0 | 0 | 0 | 0 | 0.40099 | 0 | 0 | 0 | 0 | 1.4801 | 0 | 0 | 0
1 | 2 | 24 | 24.98 | 1.3078 | 60.9441 | 0 | 0.52609 | -0.049606 | 0 | 67.3905 | 66.7826 | 66.7826 | -0.0074524 | -0.016517 | -0.0020086 | 0 | 0 | 0 | 0 | -0.0011091 | -0.011433 | -0.0069348 | -0.00016686 | -0.0058921 | -0.0048065 | 0.0067153 | 0.0014098 | 0 | 0 | 0 | 0 | 0 | 0 | 0 | 0 | 0 | 0 | 0 | 0.090822 | 0 | 0 | 0 | 0 | 1.2169 | 0 | 0 | 0
1 | 3 | 1 | 23 | 1.0122 | 60.8487 | 0 | 0.5264 | -0.055744 | 0 | 66.7826 | 66.0995 | 66.0995 | -0.0076935 | -0.017051 | -0.0020735 | 0 | 0 | 0 | 0 | -0.0011417 | -0.011803 | -0.0071583 | -0.00017226 | -0.0060828 | -0.0046336 | 0.0020667 | 0.00043418 | 0 | 0 | 0 | 0 | 0 | 0 | 0 | 0 | 0 | 0 | 0 | 0.091287 | 0 | 0 | 0 | 0 | 0.92093 | 0 | 0 | 0
1 | 3 | 2 | 23 | 4.6093 | 60.8487 | 0 | 0.5264 | -0.054621 | -0.046505 | 66.0995 | 65.4301 | 66 | -0.0075735 | -0.016785 | -0.0020412 | 0 | 0 | 0 | 0 | -0.0011203 | -0.011619 | -0.0070455 | -0.00016957 | -0.0059879 | -0.0043448 | 0.0020667 | 0.00043418 | 0 | 3.6628 | 0 | 0 | 0 | 0 | 0 | 0 | 0 | 0 | 0 | 0.091336 | 0 | 0 | 0 | 0 | 0.85515 | 0 | 0 | 0
1 | 3 | 3 | 21.92 | 5.2891 | 60.8487 | 0 | 0.5264 | -0.055554 | -0.055554 | 66 | 65.3192 | 66 | -0.0077458 | -0.017167 | -0.0020876 | 0 | 0 | 0 | 0 | -0.0011405 | -0.011883 | -0.0072043 | -0.00017343 | -0.0061241 | -0.0040939 | 0.0020667 | 0.00043418 | 0 | 4.3755 | 0 | 0 | 0 | 0 | 0 | 0 | 0 | 0 | 0 | 0.091336 | 0 | 0 | 0 | 0 | 0.82226 | 0 | 0 | 0
1 | 3 | 4 | 21.92 | 5.2561 | 60.8487 | 0 | 0.5264 | -0.055552 | -0.055552 | 66 | 65.3192 | 66 | -0.0077458 | -0.017167 | -0.0020876 | 0 | 0 | 0 | 0 | -0.0011395 | -0.011883 | -0.007204 | -0.00017343 | -0.0061241 | -0.0040939 | 0.0020667 | 0.00043418 | 0 | 4.3754 | 0 | 0 | 0 | 0 | 0 | 0 | 0 | 0 | 0 | 0.091336 | 0 | 0 | 0 | 0 | 0.78937 | 0 | 0 | 0
1 | 3 | 5 | 19.94 | 5.4722 | 60.8487 | 0 | 0.5264 | -0.058297 | -0.058297 | 66 | 65.2856 | 66 | -0.0080937 | -0.017938 | -0.0021814 | 0 | 0 | 0 | 0 | -0.0011934 | -0.012417 | -0.0075284 | -0.00018122 | -0.0063992 | -0.0044304 | 0.0020667 | 0.00043418 | 0 | 4.5915 | 0 | 0 | 0 | 0 | 0 | 0 | 0 | 0 | 0 | 0.091336 | 0 | 0 | 0 | 0 | 0.78937 | 0 | 0 | 0
1 | 3 | 6 | 21.02 | 18.2296 | 60.8487 | 0 | 0.6193 | -0.055695 | -0.21889 | 66 | 65.3174 | 68 | -0.007904 | -0.017518 | -0.0021303 | 0 | 0 | 0 | 0 | -0.0011665 | -0.012126 | -0.0073522 | -0.00017697 | -0.0062491 | -0.0045252 | 0.0034529 | 0.00072422 | 0 | 17.2402 | 0 | 0 | 0 | 0 | 0 | 0 | 0 | 0 | 0 | 0.10133 | 0 | 0 | 0 | 0 | 0.88804 | 0 | 0 | 0
1 | 3 | 7 | 19.94 | 6.3597 | 60.8487 | 0 | 4.6447 | -0.058803 | -0.058803 | 68 | 67.2794 | 68 | -0.0084452 | -0.018717 | -0.0022761 | 0 | 0 | 0 | 0 | -0.001244 | -0.012956 | -0.007855 | -0.00018909 | -0.006677 | -0.0047813 | 0.0043383 | 0.00091055 | 0 | 4.6314 | 0 | 0 | 0 | 0 | 0 | 0 | 0 | 0 | 0 | 0.57716 | 0 | 0 | 0 | 0 | 1.1512 | 0 | 0 | 0
1 | 3 | 8 | 19.94 | 6.2153 | 60.8487 | 0 | 4.6447 | -0.054464 | -0.054464 | 68 | 67.3325 | 68 | -0.0084452 | -0.018717 | -0.0022761 | 0 | 0 | 0 | 0 | -0.0012433 | -0.012956 | -0.0078547 | -0.00018909 | -0.006677 | -0.0047813 | 0.0086767 | 0.0018211 | 0 | 4.2897 | 0 | 0 | 0 | 0 | 0 | 0 | 0 | 0 | 0 | 0.57716 | 0 | 0 | 0 | 0 | 1.3485 | 0 | 0 | 0
1 | 3 | 9 | 24.08 | 4.965 | 60.8487 | 0 | 4.0254 | -0.039102 | -0.039102 | 68 | 67.5208 | 68 | -0.0077177 | -0.017105 | -0.0020801 | 0 | 0 | 0.0094292 | 0.0013889 | -0.0011298 | -0.011103 | -0.0055044 | -0.0001728 | -0.0061019 | -0.0040672 | 0.0050623 | 0.0010617 | 0 | 3.0797 | 0 | 0 | 0 | 0 | 0 | 0 | 0 | 0 | 0 | 0.50395 | 0 | 0 | 0 | 0 | 1.3814 | 0 | 0 | 0
1 | 3 | 10 | 26.96 | 3.2282 | 60.8487 | 0 | 4.0254 | -0.016633 | -0.016633 | 68 | 67.7962 | 68 | -0.0072116 | -0.015983 | -0.0019437 | 0 | 0 | 0.02366 | 0.0031166 | -0.0010645 | -0.0064116 | -0.0040302 | -0.00016147 | -0.0057017 | -0.0039985 | 0.0030973 | 0.00065039 | 0 | 1.31 | 0 | 0 | 0 | 0 | 0 | 0 | 0 | 0 | 0 | 0.50395 | 0 | 0 | 0 | 0 | 1.4143 | 0 | 0 | 0
1 | 3 | 11 | 30.02 | 2.3364 | 60.8487 | 0 | 4.0254 | -0.0048922 | -0.0048922 | 68 | 67.94 | 68 | -0.0066739 | -0.014792 | -0.0017987 | 0 | 0 | 0.026795 | 0.004458 | -0.00097954 | -0.0027675 | -0.0035496 | -0.00014943 | -0.0052766 | -0.0032558 | 0.0030973 | 0.00065039 | 0 | 0.38532 | 0 | 0 | 0 | 0 | 0 | 0 | 0 | 0 | 0 | 0.50395 | 0 | 0 | 0 | 0 | 1.4472 | 0 | 0 | 0
1 | 3 | 12 | 32 | 1.812 | 60.8487 | 0 | 2.8488 | 0.0023476 | 0 | 68 | 68.0288 | 68.0288 | -0.006326 | -0.01402 | -0.001705 | 0 | 0 | 0.02795 | 0.0052304 | -0.00092684 | -0.00035753 | -0.0036476 | -0.00014164 | -0.0050015 | -0.0028381 | 0.0041315 | 0.0008666 | 0 | 0 | 0 | 0 | 0 | 0 | 0 | 0 | 0 | 0 | 0 | 0.36485 | 0 | 0 | 0 | 0 | 1.4472 | 0 | 0 | 0
1 | 3 | 13 | 35.96 | 1.7791 | 60.8487 | 0 | 2.8488 | 0.0030062 | 0 | 68.0288 | 68.0656 | 68.0656 | -0.0056352 | -0.012489 | -0.0015188 | 0 | 0 | 0.025861 | 0.0048862 | -0.00083169 | 0.00030468 | -0.0033167 | -0.00012617 | -0.0044554 | -0.0027697 | 0.0030973 | 0.00065039 | 0 | 0 | 0 | 0 | 0 | 0 | 0 | 0 | 0 | 0 | 0 | 0.36483 | 0 | 0 | 0 | 0 | 1.4143 | 0 | 0 | 0
1 | 3 | 14 | 37.04 | 1.6803 | 60.8487 | 0 | 2.2914 | 0.0020387 | 0 | 68.0656 | 68.0906 | 68.0906 | -0.0054519 | -0.012083 | -0.0014694 | 0 | 0 | 0.024384 | 0.0043626 | -0.00080426 | 8.4216e-05 | -0.0026449 | -0.00012207 | -0.0043104 | -0.0024901 | 0.0025838 | 0.00054141 | 0 | 0 | 0 | 0 | 0 | 0 | 0 | 0 | 0 | 0 | 0 | 0.29894 | 0 | 0 | 0 | 0 | 1.3814 | 0 | 0 | 0
1 | 3 | 15 | 39.02 | 1.6474 | 60.8487 | 0 | 2.2914 | -0.00082034 | 0 | 68.0906 | 68.0805 | 68.0805 | -0.0051083 | -0.011322 | -0.0013768 | 0 | 0 | 0.021533 | 0.0031842 | -0.00074907 | -0.001276 | -0.0022132 | -0.00011438 | -0.0040388 | -0.002025 | 0.0026854 | 0.00056426 | 0 | 0 | 0 | 0 | 0 | 0 | 0 | 0 | 0 | 0 | 0 | 0.29894 | 0 | 0 | 0 | 0 | 1.3485 | 0 | 0 | 0
1 | 3 | 16 | 39.02 | 2.4429 | 60.8487 | 0 | 2.2914 | -0.015836 | -0.0092636 | 68.0805 | 67.8865 | 68 | -0.0051066 | -0.011318 | -0.0013763 | 0 | 0 | 0.010854 | 0.001707 | -0.00075554 | -0.0037544 | -0.0022628 | -0.00011434 | -0.0040374 | -0.0023565 | 0.0026854 | 0.00056426 | 0 | 0.72961 | 0 | 0 | 0 | 0 | 0 | 0 | 0 | 0 | 0 | 0.29898 | 0 | 0 | 0 | 0 | 1.4143 | 0 | 0 | 0
1 | 3 | 17 | 39.02 | 4.0063 | 60.8487 | 0 | 2.2914 | -0.025773 | -0.025773 | 68 | 67.6841 | 68 | -0.0050924 | -0.011286 | -0.0013725 | 0 | 0 | 0.0063481 | 0.00038173 | -0.00075683 | -0.0076634 | -0.0034629 | -0.00011402 | -0.0040262 | -0.0026547 | 0.0039265 | 0.00082442 | 0 | 2.0299 | 0 | 0 | 0 | 0 | 0 | 0 | 0 | 0 | 0 | 0.29898 | 0 | 0 | 0 | 0 | 1.6774 | 0 | 0 | 0
1 | 3 | 18 | 35.96 | 5.5702 | 60.8487 | 0 | 3.9016 | -0.037783 | -0.037783 | 68 | 67.537 | 68 | -0.0056301 | -0.012478 | -0.0015174 | 0 | 0 | 0 | 0 | -0.00083832 | -0.0086376 | -0.0052399 | -0.00012606 | -0.0044514 | -0.0030993 | 0.0042349 | 0.00088946 | 0 | 2.9759 | 0 | 0 | 0 | 0 | 0 | 0 | 0 | 0 | 0 | 0.48931 | 0 | 0 | 0 | 0 | 2.105 | 0 | 0 | 0
1 | 3 | 19 | 35.06 | 5.6462 | 60.8487 | 0 | 3.9016 | -0.039166 | -0.039166 | 68 | 67.52 | 68 | -0.0057883 | -0.012829 | -0.00156 | 0 | 0 | 0 | 0 | -0.00086526 | -0.0088802 | -0.0053873 | -0.0001296 | -0.0045764 | -0.0036954 | 0.0045452 | 0.0009545 | 0 | 3.0848 | 0 | 0 | 0 | 0 | 0 | 0 | 0 | 0 | 0 | 0.48931 | 0 | 0 | 0 | 0 | 2.0721 | 0 | 0 | 0
1 | 3 | 20 | 32 | 5.5899 | 60.8487 | 0 | 3.9016 | -0.040121 | -0.040121 | 68 | 67.5083 | 68 | -0.006326 | -0.01402 | -0.001705 | 0 | 0 | 0 | 0 | -0.00094023 | -0.0097051 | -0.0058863 | -0.00014164 | -0.0050015 | -0.0035224 | 0.0071272 | 0.0014959 | 0 | 3.16 | 0 | 0 | 0 | 0 | 0 | 0 | 0 | 0 | 0 | 0.48931 | 0 | 0 | 0 | 0 | 1.9405 | 0 | 0 | 0
1 | 3 | 21 | 33.98 | 5.3298 | 60.8487 | 0 | 3.9016 | -0.038073 | -0.038073 | 68 | 67.5334 | 68 | -0.005978 | -0.013249 | -0.0016112 | 0 | 0 | 0 | 0 | -0.00089261 | -0.0091714 | -0.0055637 | -0.00013385 | -0.0047264 | -0.0038735 | 0.0071272 | 0.0014959 | 0 | 2.9987 | 0 | 0 | 0 | 0 | 0 | 0 | 0 | 0 | 0 | 0.48931 | 0 | 0 | 0 | 0 | 1.8419 | 0 | 0 | 0
1 | 3 | 22 | 32 | 5.3123 | 60.8487 | 0 | 3.1584 | -0.040218 | -0.040218 | 68 | 67.5071 | 68 | -0.006326 | -0.01402 | -0.001705 | 0 | 0 | 0 | 0 | -0.00094377 | -0.0097051 | -0.0058873 | -0.00014164 | -0.0050015 | -0.0039284 | 0.0074411 | 0.0015609 | 0 | 3.1676 | 0 | 0 | 0 | 0 | 0 | 0 | 0 | 0 | 0 | 0.40147 | 0 | 0 | 0 | 0 | 1.7432 | 0 | 0 | 0
1 | 3 | 23 | 32 | 1.8818 | 60.8487 | 0 | 3.1584 | -0.0405 | 0 | 68 | 67.5037 | 67.5037 | -0.006326 | -0.01402 | -0.001705 | 0 | 0 | 0 | 0 | -0.00094548 | -0.0097051 | -0.0058877 | -0.00014164 | -0.0050015 | -0.0042085 | 0.0074411 | 0.0015609 | 0 | 0 | 0 | 0 | 0 | 0 | 0 | 0 | 0 | 0 | 0 | 0.40171 | 0 | 0 | 0 | 0 | 1.4801 | 0 | 0 | 0
1 | 3 | 24 | 30.02 | 1.3078 | 60.8487 | 0 | 0.5264 | -0.042571 | 0 | 67.5037 | 66.9819 | 66.9819 | -0.0065867 | -0.014598 | -0.0017752 | 0 | 0 | 0 | 0 | -0.00097859 | -0.010105 | -0.0061287 | -0.00014748 | -0.0052076 | -0.0037589 | 0.0067153 | 0.0014098 | 0 | 0 | 0 | 0 | 0 | 0 | 0 | 0 | 0 | 0 | 0 | 0.090853 | 0 | 0 | 0 | 0 | 1.2169 | 0 | 0 | 0
1 | 4 | 1 | 30.92 | 1.0122 | 60.7572 | 0 | 0.5267 | -0.04596 | 0 | 66.9819 | 66.4187 | 66.4187 | -0.0063369 | -0.014045 | -0.0017079 | 0 | 0 | 0 | 0 | -0.00094686 | -0.0097218 | -0.0058978 | -0.00014188 | -0.0050101 | -0.0042191 | 0.0020667 | 0.00043418 | 0 | 0 | 0 | 0 | 0 | 0 | 0 | 0 | 0 | 0 | 0 | 0.091254 | 0 | 0 | 0 | 0 | 0.92093 | 0 | 0 | 0
1 | 4 | 2 | 32 | 1.6749 | 60.7572 | 0 | 0.5267 | -0.043411 | -0.0092465 | 66.4187 | 65.8867 | 66 | -0.0060481 | -0.013405 | -0.0016301 | 0 | 0 | 0 | 0 | -0.00090087 | -0.0092788 | -0.0056283 | -0.00013542 | -0.0047818 | -0.0036697 | 0.0020667 | 0.00043418 | 0 | 0.72827 | 0 | 0 | 0 | 0 | 0 | 0 | 0 | 0 | 0 | 0.09146 | 0 | 0 | 0 | 0 | 0.85515 | 0 | 0 | 0
1 | 4 | 3 | 30.92 | 4.4671 | 60.7572 | 0 | 0.5267 | -0.045115 | -0.045115 | 66 | 65.4471 | 66 | -0.0061643 | -0.013662 | -0.0016614 | 0 | 0 | 0 | 0 | -0.00092582 | -0.0094571 | -0.0057385 | -0.00013802 | -0.0048737 | -0.0045609 | 0.0020667 | 0.00043418 | 0 | 3.5534 | 0 | 0 | 0 | 0 | 0 | 0 | 0 | 0 | 0 | 0.09146 | 0 | 0 | 0 | 0 | 0.82226 | 0 | 0 | 0
1 | 4 | 4 | 30.02 | 4.4918 | 60.7572 | 0 | 0.5267 | -0.045847 | -0.045847 | 66 | 65.4381 | 66 | -0.0063225 | -0.014013 | -0.001704 | 0 | 0 | 0 | 0 | -0.00094521 | -0.0096997 | -0.0058845 | -0.00014156 | -0.0049987 | -0.004205 | 0.0020667 | 0.00043418 | 0 | 3.611 | 0 | 0 | 0 | 0 | 0 | 0 | 0 | 0 | 0 | 0.09146 | 0 | 0 | 0 | 0 | 0.78937 | 0 | 0 | 0
1 | 4 | 5 | 28.04 | 4.6853 | 60.7572 | 0 | 0.5267 | -0.048304 | -0.048304 | 66 | 65.408 | 66 | -0.0066704 | -0.014784 | -0.0017978 | 0 | 0 | 0 | 0 | -0.0009953 | -0.010234 | -0.0062078 | -0.00014935 | -0.0052738 | -0.0042587 | 0.0020667 | 0.00043418 | 0 | 3.8045 | 0 | 0 | 0 | 0 | 0 | 0 | 0 | 0 | 0 | 0.09146 | 0 | 0 | 0 | 0 | 0.78937 | 0 | 0 | 0
1 | 4 | 6 | 28.04 | 17.5825 | 60.7572 | 0 | 0.61964 | -0.047478 | -0.21067 | 66 | 65.4182 | 68 | -0.0066704 | -0.014784 | -0.0017978 | 0 | 0 | 0 | 0 | -0.00099937 | -0.010234 | -0.006209 | -0.00014935 | -0.0052738 | -0.0048135 | 0.0034529 | 0.00072422 | 0 | 16.593 | 0 | 0 | 0 | 0 | 0 | 0 | 0 | 0 | 0 | 0.10148 | 0 | 0 | 0 | 0 | 0.88804 | 0 | 0 | 0
1 | 4 | 7 | 28.04 | 5.5978 | 60.7572 | 0 | 4.6473 | -0.049115 | -0.049115 | 68 | 67.3981 | 68 | -0.0070218 | -0.015563 | -0.0018925 | 0 | 0 | 0 | 0 | -0.0010496 | -0.010773 | -0.0065354 | -0.00015722 | -0.0055517 | -0.0049102 | 0.0043383 | 0.00091055 | 0 | 3.8684 | 0 | 0 | 0 | 0 | 0 | 0 | 0 | 0 | 0 | 0.57825 | 0 | 0 | 0 | 0 | 1.1512 | 0 | 0 | 0
1 | 4 | 8 | 28.04 | 5.4535 | 60.7572 | 0 | 4.6473 | -0.044777 | -0.044777 | 68 | 67.4512 | 68 | -0.0070218 | -0.015563 | -0.0018925 | 0 | 0 | 0 | 0 | -0.0010498 | -0.010773 | -0.0065355 | -0.00015722 | -0.0055517 | -0.0049102 | 0.0086767 | 0.0018211 | 0 | 3.5267 | 0 | 0 | 0 | 0 | 0 | 0 | 0 | 0 | 0 | 0.57825 | 0 | 0 | 0 | 0 | 1.3485 | 0 | 0 | 0
1 | 4 | 9 | 30.92 | 4.8837 | 60.7572 | 0 | 4.0277 | -0.038057 | -0.038057 | 68 | 67.5336 | 68 | -0.0065158 | -0.014441 | -0.0017561 | 0 | 0 | 0.0055146 | 0.0010391 | -0.00097498 | -0.01003 | -0.0060036 | -0.00014589 | -0.0051516 | -0.0046538 | 0.0050623 | 0.0010617 | 0 | 2.9974 | 0 | 0 | 0 | 0 | 0 | 0 | 0 | 0 | 0 | 0.5049 | 0 | 0 | 0 | 0 | 1.3814 | 0 | 0 | 0
1 | 4 | 10 | 35.96 | 2.8507 | 60.7572 | 0 | 4.0277 | -0.011827 | -0.011827 | 68 | 67.8551 | 68 | -0.0056301 | -0.012478 | -0.0015174 | 0 | 0 | 0.019005 | 0.0028422 | -0.00084547 | -0.0042976 | -0.0031454 | -0.00012606 | -0.0044514 | -0.0042796 | 0.0030973 | 0.00065039 | 0 | 0.93148 | 0 | 0 | 0 | 0 | 0 | 0 | 0 | 0 | 0 | 0.5049 | 0 | 0 | 0 | 0 | 1.4143 | 0 | 0 | 0
1 | 4 | 11 | 39.92 | 2.8455 | 60.7572 | 0 | 4.0277 | -0.011343 | -0.011343 | 68 | 67.861 | 68 | -0.0049343 | -0.010936 | -0.0013299 | 0 | 0 | 0.015167 | 0.0030631 | -0.00074445 | -0.0032892 | -0.0033456 | -0.00011048 | -0.0039012 | -0.0040789 | 0.0030973 | 0.00065039 | 0 | 0.89338 | 0 | 0 | 0 | 0 | 0 | 0 | 0 | 0 | 0 | 0.5049 | 0 | 0 | 0 | 0 | 1.4472 | 0 | 0 | 0
1 | 4 | 12 | 42.08 | 1.953 | 60.7572 | 0 | 2.8504 | -0.0017815 | -0.0017815 | 68 | 67.9782 | 68 | -0.0045547 | -0.010095 | -0.0012276 | 0 | 0 | 0.016867 | 0.0036291 | -0.00068743 | -0.00036543 | -0.0020883 | -0.00010198 | -0.0036011 | -0.0036878 | 0.0041315 | 0.0008666 | 0 | 0.14031 | 0 | 0 | 0 | 0 | 0 | 0 | 0 | 0 | 0 | 0.36554 | 0 | 0 | 0 | 0 | 1.4472 | 0 | 0 | 0
1 | 4 | 13 | 44.96 | 1.7999 | 60.7572 | 0 | 2.8504 | -0.00025482 | -0.00025482 | 68 | 67.9969 | 68 | -0.0040486 | -0.0089731 | -0.0010912 | 0 | 0 | 0.01638 | 0.0035437 | -0.00060802 | -0.00040011 | -0.0020907 | -9.0649e-05 | -0.003201 | -0.0027729 | 0.0030973 | 0.00065039 | 0 | 0.02007 | 0 | 0 | 0 | 0 | 0 | 0 | 0 | 0 | 0 | 0.36554 | 0 | 0 | 0 | 0 | 1.4143 | 0 | 0 | 0
1 | 4 | 14 | 48.02 | 1.6809 | 60.7572 | 0 | 2.2927 | 0.009274 | 0 | 68 | 68.1137 | 68.1137 | -0.0035109 | -0.0077814 | -0.00094625 | 0 | 0 | 0.01971 | 0.0039146 | -0.00052961 | 0.0018422 | -0.0010197 | -7.861e-05 | -0.0027758 | -0.0026754 | 0.0025838 | 0.00054141 | 0 | 0 | 0 | 0 | 0 | 0 | 0 | 0 | 0 | 0 | 0 | 0.29947 | 0 | 0 | 0 | 0 | 1.3814 | 0 | 0 | 0
1 | 4 | 15 | 48.92 | 1.648 | 60.7572 | 0 | 2.2927 | -0.0026888 | 0 | 68.1137 | 68.0807 | 68.0807 | -0.0033727 | -0.0074751 | -0.00090901 | 0 | 0 | 0.01261 | 0.0025678 | -0.00051144 | -0.00087192 | -0.0017104 | -7.5516e-05 | -0.0026666 | -0.0029596 | 0.0026854 | 0.00056426 | 0 | 0 | 0 | 0 | 0 | 0 | 0 | 0 | 0 | 0 | 0 | 0.29948 | 0 | 0 | 0 | 0 | 1.3485 | 0 | 0 | 0
1 | 4 | 16 | 51.08 | 1.9235 | 60.7572 | 0 | 2.2927 | -0.0092474 | -0.0026622 | 68.0807 | 67.9674 | 68 | -0.0029874 | -0.006621 | -0.00080515 | 0 | 0 | 0.0073554 | 0.0015732 | -0.00044857 | -0.0031274 | -0.0025544 | -6.6888e-05 | -0.0023619 | -0.0018886 | 0.0026854 | 0.00056426 | 0 | 0.20968 | 0 | 0 | 0 | 0 | 0 | 0 | 0 | 0 | 0 | 0.29952 | 0 | 0 | 0 | 0 | 1.4143 | 0 | 0 | 0
1 | 4 | 17 | 50 | 2.8719 | 60.7572 | 0 | 2.2927 | -0.011363 | -0.011363 | 68 | 67.8607 | 68 | -0.003163 | -0.0070102 | -0.00085248 | 0 | 0 | 0.0060741 | 0.00067784 | -0.00047222 | -0.0042698 | -0.0021224 | -7.082e-05 | -0.0025008 | -0.0015797 | 0.0039265 | 0.00082442 | 0 | 0.89496 | 0 | 0 | 0 | 0 | 0 | 0 | 0 | 0 | 0 | 0.29952 | 0 | 0 | 0 | 0 | 1.6774 | 0 | 0 | 0
1 | 4 | 18 | 48.92 | 4.3454 | 60.7572 | 0 | 3.9038 | -0.022222 | -0.022222 | 68 | 67.7277 | 68 | -0.0033528 | -0.0074308 | -0.00090363 | 0 | 0 | 3.9641e-05 | 8.8514e-06 | -0.00050741 | -0.0055188 | -0.0033526 | -7.5069e-05 | -0.0026508 | -0.0027132 | 0.0042349 | 0.00088946 | 0 | 1.7502 | 0 | 0 | 0 | 0 | 0 | 0 | 0 | 0 | 0 | 0.49023 | 0 | 0 | 0 | 0 | 2.105 | 0 | 0 | 0
1 | 4 | 19 | 48.02 | 4.2717 | 60.7572 | 0 | 3.9038 | -0.021704 | -0.021704 | 68 | 67.734 | 68 | -0.0035109 | -0.0077814 | -0.00094625 | 0 | 0 | 0 | 0 | -0.00052541 | -0.0053864 | -0.0032678 | -7.861e-05 | -0.0027758 | -0.0019763 | 0.0045452 | 0.0009545 | 0 | 1.7094 | 0 | 0 | 0 | 0 | 0 | 0 | 0 | 0 | 0 | 0.49023 | 0 | 0 | 0 | 0 | 2.0721 | 0 | 0 | 0
1 | 4 | 20 | 48.92 | 3.8948 | 60.7572 | 0 | 3.9038 | -0.018588 | -0.018588 | 68 | 67.7722 | 68 | -0.0033528 | -0.0074308 | -0.00090363 | 0 | 0 | 0 | 0 | -0.00050605 | -0.0051437 | -0.0031219 | -7.5069e-05 | -0.0026508 | -0.0025302 | 0.0071272 | 0.0014959 | 0 | 1.464 | 0 | 0 | 0 | 0 | 0 | 0 | 0 | 0 | 0 | 0.49023 | 0 | 0 | 0 | 0 | 1.9405 | 0 | 0 | 0
1 | 4 | 21 | 48.92 | 3.7684 | 60.7572 | 0 | 3.9038 | -0.018236 | -0.018236 | 68 | 67.7765 | 68 | -0.0033528 | -0.0074308 | -0.00090363 | 0 | 0 | 0 | 0 | -0.0005039 | -0.0051437 | -0.0031213 | -7.5069e-05 | -0.0026508 | -0.0021812 | 0.0071272 | 0.0014959 | 0 | 1.4363 | 0 | 0 | 0 | 0 | 0 | 0 | 0 | 0 | 0 | 0.49023 | 0 | 0 | 0 | 0 | 1.8419 | 0 | 0 | 0
1 | 4 | 22 | 48.02 | 3.6398 | 60.7572 | 0 | 3.1602 | -0.018973 | -0.018973 | 68 | 67.7675 | 68 | -0.0035109 | -0.0077814 | -0.00094625 | 0 | 0 | 0 | 0 | -0.00052667 | -0.0053864 | -0.0032682 | -7.861e-05 | -0.0027758 | -0.0021401 | 0.0074411 | 0.0015609 | 0 | 1.4944 | 0 | 0 | 0 | 0 | 0 | 0 | 0 | 0 | 0 | 0.40221 | 0 | 0 | 0 | 0 | 1.7432 | 0 | 0 | 0
1 | 4 | 23 | 48.02 | 1.8824 | 60.7572 | 0 | 3.1602 | -0.018808 | 0 | 68 | 67.7695 | 67.7695 | -0.0035109 | -0.0077814 | -0.00094625 | 0 | 0 | 0 | 0 | -0.00052526 | -0.0053864 | -0.0032678 | -7.861e-05 | -0.0027758 | -0.0019763 | 0.0074411 | 0.0015609 | 0 | 0 | 0 | 0 | 0 | 0 | 0 | 0 | 0 | 0 | 0 | 0.40232 | 0 | 0 | 0 | 0 | 1.4801 | 0 | 0 | 0
1 | 4 | 24 | 46.04 | 1.3077 | 60.7572 | 0 | 0.5267 | -0.021538 | 0 | 67.7695 | 67.5056 | 67.5056 | -0.0038183 | -0.0084627 | -0.0010291 | 0 | 0 | 0 | 0 | -0.0005689 | -0.005858 | -0.0035533 | -8.5493e-05 | -0.0030189 | -0.0018585 | 0.0067153 | 0.0014098 | 0 | 0 | 0 | 0 | 0 | 0 | 0 | 0 | 0 | 0 | 0 | 0.090719 | 0 | 0 | 0 | 0 | 1.2169 | 0 | 0 | 0
1 | 5 | 1 | 46.04 | 1.0119 | 60.6694 | 0 | 0.52698 | -0.02569 | 0 | 67.5056 | 67.1907 | 67.1907 | -0.003772 | -0.0083599 | -0.0010166 | 0 | 0 | 0 | 0 | -0.00056005 | -0.0057868 | -0.0035096 | -8.4455e-05 | -0.0029822 | -0.0016851 | 0.0020667 | 0.00043418 | 0 | 0 | 0 | 0 | 0 | 0 | 0 | 0 | 0 | 0 | 0 | 0.090993 | 0 | 0 | 0 | 0 | 0.92093 | 0 | 0 | 0
1 | 5 | 2 | 44.96 | 0.9463 | 60.6694 | 0 | 0.52698 | -0.026711 | 0 | 67.1907 | 66.8634 | 66.8634 | -0.0039064 | -0.0086579 | -0.0010528 | 0 | 0 | 0 | 0 | -0.00058046 | -0.0059931 | -0.0036349 | -8.7465e-05 | -0.0030885 | -0.0017756 | 0.0020667 | 0.00043418 | 0 | 0 | 0 | 0 | 0 | 0 | 0 | 0 | 0 | 0 | 0 | 0.091154 | 0 | 0 | 0 | 0 | 0.85515 | 0 | 0 | 0
1 | 5 | 3 | 44.06 | 0.91357 | 60.6694 | 0 | 0.52698 | -0.027109 | 0 | 66.8634 | 66.5311 | 66.5311 | -0.004007 | -0.0088809 | -0.00108 | 0 | 0 | 0 | 0 | -0.00059121 | -0.0061475 | -0.0037273 | -8.9718e-05 | -0.0031681 | -0.0014841 | 0.0020667 | 0.00043418 | 0 | 0 | 0 | 0 | 0 | 0 | 0 | 0 | 0 | 0 | 0 | 0.091318 | 0 | 0 | 0 | 0 | 0.82226 | 0 | 0 | 0
1 | 5 | 4 | 42.98 | 0.88085 | 60.6694 | 0 | 0.52698 | -0.0281 | 0 | 66.5311 | 66.1868 | 66.1868 | -0.0041384 | -0.0091722 | -0.0011154 | 0 | 0 | 0 | 0 | -0.00061085 | -0.0063491 | -0.0038496 | -9.266e-05 | -0.003272 | -0.0015664 | 0.0020667 | 0.00043418 | 0 | 0 | 0 | 0 | 0 | 0 | 0 | 0 | 0 | 0 | 0 | 0.091487 | 0 | 0 | 0 | 0 | 0.78937 | 0 | 0 | 0
1 | 5 | 5 | 44.06 | 1.7534 | 60.6694 | 0 | 0.52698 | -0.026318 | -0.011077 | 66.1868 | 65.8643 | 66 | -0.0038882 | -0.0086174 | -0.0010479 | 0 | 0 | 0 | 0 | -0.00057413 | -0.0059651 | -0.0036169 | -8.7056e-05 | -0.0030741 | -0.0015138 | 0.0020667 | 0.00043418 | 0 | 0.87244 | 0 | 0 | 0 | 0 | 0 | 0 | 0 | 0 | 0 | 0.091579 | 0 | 0 | 0 | 0 | 0.78937 | 0 | 0 | 0
1 | 5 | 6 | 42.98 | 15.8847 | 60.6694 | 0 | 0.61998 | -0.025919 | -0.18912 | 66 | 65.6824 | 68 | -0.0040451 | -0.0089653 | -0.0010902 | 0 | 0 | 0 | 0 | -0.00059574 | -0.0062059 | -0.0037624 | -9.057e-05 | -0.0031982 | -0.0014187 | 0.0034529 | 0.00072422 | 0 | 14.895 | 0 | 0 | 0 | 0 | 0 | 0 | 0 | 0 | 0 | 0.10162 | 0 | 0 | 0 | 0 | 0.88804 | 0 | 0 | 0
1 | 5 | 7 | 42.98 | 3.9183 | 60.6694 | 0 | 4.6498 | -0.027778 | -0.027778 | 68 | 67.6596 | 68 | -0.0043966 | -0.0097442 | -0.0011849 | 0 | 0 | 0 | 0 | -0.00064829 | -0.0067451 | -0.0040895 | -9.8439e-05 | -0.0034761 | -0.0017334 | 0.0043383 | 0.00091055 | 0 | 2.1879 | 0 | 0 | 0 | 0 | 0 | 0 | 0 | 0 | 0 | 0.5793 | 0 | 0 | 0 | 0 | 1.1512 | 0 | 0 | 0
1 | 5 | 8 | 42.98 | 3.774 | 60.6694 | 0 | 4.6498 | -0.02344 | -0.02344 | 68 | 67.7127 | 68 | -0.0043966 | -0.0097442 | -0.0011849 | 0 | 0 | 0 | 0 | -0.00064851 | -0.0067451 | -0.0040896 | -9.8439e-05 | -0.0034761 | -0.0017334 | 0.0086767 | 0.0018211 | 0 | 1.8462 | 0 | 0 | 0 | 0 | 0 | 0 | 0 | 0 | 0 | 0.5793 | 0 | 0 | 0 | 0 | 1.3485 | 0 | 0 | 0
1 | 5 | 9 | 42.98 | 3.7358 | 60.6694 | 0 | 4.0299 | -0.023471 | -0.023471 | 68 | 67.7124 | 68 | -0.0043966 | -0.0097442 | -0.0011849 | 0 | 0 | 0.0019028 | 0.00042487 | -0.00065001 | -0.0057304 | -0.0037335 | -9.8439e-05 | -0.0034761 | -0.0018464 | 0.0050623 | 0.0010617 | 0 | 1.8486 | 0 | 0 | 0 | 0 | 0 | 0 | 0 | 0 | 0 | 0.50581 | 0 | 0 | 0 | 0 | 1.3814 | 0 | 0 | 0
1 | 5 | 10 | 42.98 | 3.5163 | 60.6694 | 0 | 4.0299 | -0.020266 | -0.020266 | 68 | 67.7516 | 68 | -0.0043966 | -0.0097442 | -0.0011849 | 0 | 0 | 0.0045191 | 0.0010091 | -0.00064998 | -0.0042853 | -0.0032096 | -9.8439e-05 | -0.0034761 | -0.0018464 | 0.0030973 | 0.00065039 | 0 | 1.5962 | 0 | 0 | 0 | 0 | 0 | 0 | 0 | 0 | 0 | 0.50581 | 0 | 0 | 0 | 0 | 1.4143 | 0 | 0 | 0
1 | 5 | 11 | 44.06 | 3.5844 | 60.6694 | 0 | 4.0299 | -0.020714 | -0.020714 | 68 | 67.7461 | 68 | -0.0042068 | -0.0093236 | -0.0011338 | 0 | 0 | 0.0033695 | 0.00075237 | -0.00061462 | -0.0046309 | -0.0032621 | -9.419e-05 | -0.003326 | -0.0013409 | 0.0030973 | 0.00065039 | 0 | 1.6314 | 0 | 0 | 0 | 0 | 0 | 0 | 0 | 0 | 0 | 0.50581 | 0 | 0 | 0 | 0 | 1.4472 | 0 | 0 | 0
1 | 5 | 12 | 44.06 | 3.1745 | 60.6694 | 0 | 2.8519 | -0.017282 | -0.017282 | 68 | 67.7882 | 68 | -0.0042068 | -0.0093236 | -0.0011338 | 0 | 0 | 0.0046777 | 0.0010445 | -0.00061917 | -0.0039116 | -0.003002 | -9.419e-05 | -0.003326 | -0.0015181 | 0.0041315 | 0.0008666 | 0 | 1.3611 | 0 | 0 | 0 | 0 | 0 | 0 | 0 | 0 | 0 | 0.36618 | 0 | 0 | 0 | 0 | 1.4472 | 0 | 0 | 0
1 | 5 | 13 | 44.06 | 3.4326 | 60.6694 | 0 | 2.8519 | -0.020976 | -0.020976 | 68 | 67.7429 | 68 | -0.0042068 | -0.0093236 | -0.0011338 | 0 | 0 | 0.0038452 | 0.00085859 | -0.00062968 | -0.0043683 | -0.0031731 | -9.419e-05 | -0.003326 | -0.0025216 | 0.0030973 | 0.00065039 | 0 | 1.6521 | 0 | 0 | 0 | 0 | 0 | 0 | 0 | 0 | 0 | 0.36618 | 0 | 0 | 0 | 0 | 1.4143 | 0 | 0 | 0
1 | 5 | 14 | 44.06 | 3.415 | 60.6694 | 0 | 2.2939 | -0.022011 | -0.022011 | 68 | 67.7303 | 68 | -0.0042068 | -0.0093236 | -0.0011338 | 0 | 0 | 0.0034885 | 0.00077893 | -0.00062807 | -0.0045652 | -0.0032436 | -9.419e-05 | -0.003326 | -0.0023407 | 0.0025838 | 0.00054141 | 0 | 1.7336 | 0 | 0 | 0 | 0 | 0 | 0 | 0 | 0 | 0 | 0.30004 | 0 | 0 | 0 | 0 | 1.3814 | 0 | 0 | 0
1 | 5 | 15 | 44.06 | 3.4613 | 60.6694 | 0 | 2.2939 | -0.023016 | -0.023016 | 68 | 67.7179 | 68 | -0.0042068 | -0.0093236 | -0.0011338 | 0 | 0 | 0.0031317 | 0.00069926 | -0.00063105 | -0.004778 | -0.0033258 | -9.419e-05 | -0.003326 | -0.0027129 | 0.0026854 | 0.00056426 | 0 | 1.8128 | 0 | 0 | 0 | 0 | 0 | 0 | 0 | 0 | 0 | 0.30004 | 0 | 0 | 0 | 0 | 1.3485 | 0 | 0 | 0
1 | 5 | 16 | 46.04 | 2.9905 | 60.6694 | 0 | 2.2939 | -0.016204 | -0.016204 | 68 | 67.8014 | 68 | -0.0038588 | -0.0085525 | -0.00104 | 0 | 0 | 0.0053814 | 0.001203 | -0.00057832 | -0.003252 | -0.0026336 | -8.64e-05 | -0.0030509 | -0.0024208 | 0.0026854 | 0.00056426 | 0 | 1.2762 | 0 | 0 | 0 | 0 | 0 | 0 | 0 | 0 | 0 | 0.30004 | 0 | 0 | 0 | 0 | 1.4143 | 0 | 0 | 0
1 | 5 | 17 | 46.4 | 3.767 | 60.6694 | 0 | 2.2939 | -0.022722 | -0.022722 | 68 | 67.7215 | 68 | -0.0037956 | -0.0084123 | -0.001023 | 0 | 0 | 0.0017442 | 0.00038946 | -0.00057305 | -0.0054232 | -0.0035268 | -8.4984e-05 | -0.0030009 | -0.0029422 | 0.0039265 | 0.00082442 | 0 | 1.7896 | 0 | 0 | 0 | 0 | 0 | 0 | 0 | 0 | 0 | 0.30004 | 0 | 0 | 0 | 0 | 1.6774 | 0 | 0 | 0
1 | 5 | 18 | 44.06 | 4.8063 | 60.6694 | 0 | 3.9059 | -0.028062 | -0.028062 | 68 | 67.6561 | 68 | -0.0042068 | -0.0093236 | -0.0011338 | 0 | 0 | 3.9641e-05 | 8.8514e-06 | -0.00063152 | -0.0067923 | -0.0041247 | -9.419e-05 | -0.003326 | -0.0027129 | 0.0042349 | 0.00088946 | 0 | 2.2102 | 0 | 0 | 0 | 0 | 0 | 0 | 0 | 0 | 0 | 0.49111 | 0 | 0 | 0 | 0 | 2.105 | 0 | 0 | 0
1 | 5 | 19 | 44.96 | 4.5568 | 60.6694 | 0 | 3.9059 | -0.025312 | -0.025312 | 68 | 67.6898 | 68 | -0.0040486 | -0.0089731 | -0.0010912 | 0 | 0 | 0 | 0 | -0.00060082 | -0.0062113 | -0.0037669 | -9.0649e-05 | -0.003201 | -0.0018734 | 0.0045452 | 0.0009545 | 0 | 1.9936 | 0 | 0 | 0 | 0 | 0 | 0 | 0 | 0 | 0 | 0.49111 | 0 | 0 | 0 | 0 | 2.0721 | 0 | 0 | 0
1 | 5 | 20 | 44.06 | 4.3056 | 60.6694 | 0 | 3.9059 | -0.023793 | -0.023793 | 68 | 67.7084 | 68 | -0.0042068 | -0.0093236 | -0.0011338 | 0 | 0 | 0 | 0 | -0.00062364 | -0.0064539 | -0.0039139 | -9.419e-05 | -0.003326 | -0.0018443 | 0.0071272 | 0.0014959 | 0 | 1.874 | 0 | 0 | 0 | 0 | 0 | 0 | 0 | 0 | 0 | 0.49111 | 0 | 0 | 0 | 0 | 1.9405 | 0 | 0 | 0
1 | 5 | 21 | 42.08 | 4.3957 | 60.6694 | 0 | 3.9059 | -0.02619 | -0.02619 | 68 | 67.679 | 68 | -0.0045547 | -0.010095 | -0.0012276 | 0 | 0 | 0 | 0 | -0.00067293 | -0.0069877 | -0.004237 | -0.00010198 | -0.0036011 | -0.0018394 | 0.0071272 | 0.0014959 | 0 | 2.0628 | 0 | 0 | 0 | 0 | 0 | 0 | 0 | 0 | 0 | 0.49111 | 0 | 0 | 0 | 0 | 1.8419 | 0 | 0 | 0
1 | 5 | 22 | 42.08 | 4.1933 | 60.6694 | 0 | 3.1619 | -0.025993 | -0.025993 | 68 | 67.6815 | 68 | -0.0045547 | -0.010095 | -0.0012276 | 0 | 0 | 0 | 0 | -0.00067346 | -0.0069877 | -0.0042371 | -0.00010198 | -0.0036011 | -0.0019555 | 0.0074411 | 0.0015609 | 0 | 2.0472 | 0 | 0 | 0 | 0 | 0 | 0 | 0 | 0 | 0 | 0.40292 | 0 | 0 | 0 | 0 | 1.7432 | 0 | 0 | 0
1 | 5 | 23 | 39.02 | 1.8832 | 60.6694 | 0 | 3.1619 | -0.029973 | 0 | 68 | 67.6327 | 67.6327 | -0.0050924 | -0.011286 | -0.0013725 | 0 | 0 | 0 | 0 | -0.00075336 | -0.0078126 | -0.0047375 | -0.00011402 | -0.0040262 | -0.0022194 | 0.0074411 | 0.0015609 | 0 | 0 | 0 | 0 | 0 | 0 | 0 | 0 | 0 | 0 | 0 | 0.4031 | 0 | 0 | 0 | 0 | 1.4801 | 0 | 0 | 0
1 | 5 | 24 | 39.92 | 1.3079 | 60.6694 | 0 | 0.52698 | -0.02912 | 0 | 67.6327 | 67.2758 | 67.2758 | -0.0048697 | -0.010793 | -0.0013125 | 0 | 0 | 0 | 0 | -0.00071977 | -0.007471 | -0.0045301 | -0.00010903 | -0.0038502 | -0.0021805 | 0.0067153 | 0.0014098 | 0 | 0 | 0 | 0 | 0 | 0 | 0 | 0 | 0 | 0 | 0 | 0.090951 | 0 | 0 | 0 | 0 | 1.2169 | 0 | 0 | 0
1 | 6 | 1 | 39.02 | 1.0122 | 60.5854 | 0 | 0.52725 | -0.034268 | 0 | 67.2758 | 66.8558 | 66.8558 | -0.0049652 | -0.011004 | -0.0013382 | 0 | 0 | 0 | 0 | -0.00073184 | -0.0076174 | -0.0046183 | -0.00011117 | -0.0039256 | -0.0020225 | 0.0020667 | 0.00043418 | 0 | 0 | 0 | 0 | 0 | 0 | 0 | 0 | 0 | 0 | 0 | 0.091272 | 0 | 0 | 0 | 0 | 0.92093 | 0 | 0 | 0
1 | 6 | 2 | 39.92 | 0.94662 | 60.5854 | 0 | 0.52725 | -0.032727 | 0 | 66.8558 | 66.4548 | 66.4548 | -0.0047332 | -0.01049 | -0.0012757 | 0 | 0 | 0 | 0 | -0.00069958 | -0.0072616 | -0.0044031 | -0.00010598 | -0.0037422 | -0.0020817 | 0.0020667 | 0.00043418 | 0 | 0 | 0 | 0 | 0 | 0 | 0 | 0 | 0 | 0 | 0 | 0.091469 | 0 | 0 | 0 | 0 | 0.85515 | 0 | 0 | 0
1 | 6 | 3 | 39.02 | 0.91393 | 60.5854 | 0 | 0.52725 | -0.033397 | 0 | 66.4548 | 66.0455 | 66.0455 | -0.0048209 | -0.010685 | -0.0012993 | 0 | 0 | 0 | 0 | -0.00071347 | -0.0073961 | -0.0044849 | -0.00010794 | -0.0038115 | -0.002145 | 0.0020667 | 0.00043418 | 0 | 0 | 0 | 0 | 0 | 0 | 0 | 0 | 0 | 0 | 0 | 0.09167 | 0 | 0 | 0 | 0 | 0.82226 | 0 | 0 | 0
1 | 6 | 4 | 37.04 | 3.359 | 60.5854 | 0 | 0.52725 | -0.035172 | -0.031461 | 66.0455 | 65.6144 | 66 | -0.0050969 | -0.011296 | -0.0013737 | 0 | 0 | 0 | 0 | -0.00075056 | -0.0078195 | -0.0047407 | -0.00011412 | -0.0040298 | -0.002017 | 0.0020667 | 0.00043418 | 0 | 2.4779 | 0 | 0 | 0 | 0 | 0 | 0 | 0 | 0 | 0 | 0.091693 | 0 | 0 | 0 | 0 | 0.78937 | 0 | 0 | 0
1 | 6 | 5 | 35.96 | 3.7517 | 60.5854 | 0 | 0.52725 | -0.036447 | -0.036447 | 66 | 65.5533 | 66 | -0.0052787 | -0.011699 | -0.0014227 | 0 | 0 | 0 | 0 | -0.00077499 | -0.0080984 | -0.0049091 | -0.00011819 | -0.0041735 | -0.0020388 | 0.0020667 | 0.00043418 | 0 | 2.8706 | 0 | 0 | 0 | 0 | 0 | 0 | 0 | 0 | 0 | 0.091693 | 0 | 0 | 0 | 0 | 0.78937 | 0 | 0 | 0
1 | 6 | 6 | 37.04 | 16.4994 | 60.5854 | 0 | 0.6203 | -0.033722 | -0.19692 | 66 | 65.5867 | 68 | -0.0050889 | -0.011279 | -0.0013715 | 0 | 0 | 0 | 0 | -0.00074715 | -0.0078072 | -0.0047326 | -0.00011394 | -0.0040234 | -0.0020113 | 0.0034529 | 0.00072422 | 0 | 15.5096 | 0 | 0 | 0 | 0 | 0 | 0 | 0 | 0 | 0 | 0.10175 | 0 | 0 | 0 | 0 | 0.88804 | 0 | 0 | 0
1 | 6 | 7 | 35.06 | 4.7687 | 60.5854 | 0 | 4.6522 | -0.038562 | -0.038562 | 68 | 67.5274 | 68 | -0.0057883 | -0.012829 | -0.00156 | 0 | 0 | 0 | 0 | -0.00085776 | -0.0088802 | -0.0053852 | -0.0001296 | -0.0045764 | -0.0028945 | 0.0043383 | 0.00091055 | 0 | 3.0372 | 0 | 0 | 0 | 0 | 0 | 0 | 0 | 0 | 0 | 0.5803 | 0 | 0 | 0 | 0 | 1.1512 | 0 | 0 | 0
1 | 6 | 8 | 35.96 | 4.5279 | 60.5854 | 0 | 4.6522 | -0.033 | -0.033 | 68 | 67.5956 | 68 | -0.0056301 | -0.012478 | -0.0015174 | 0 | 0 | 0 | 0 | -0.00083262 | -0.0086376 | -0.0052376 | -0.00012606 | -0.0044514 | -0.0027656 | 0.0086767 | 0.0018211 | 0 | 2.5991 | 0 | 0 | 0 | 0 | 0 | 0 | 0 | 0 | 0 | 0.5803 | 0 | 0 | 0 | 0 | 1.3485 | 0 | 0 | 0
1 | 6 | 9 | 37.94 | 3.4586 | 60.5854 | 0 | 4.0319 | -0.01994 | -0.01994 | 68 | 67.7556 | 68 | -0.0052822 | -0.011707 | -0.0014236 | 0 | 0 | 0.0094758 | 0.0013979 | -0.00077663 | -0.0070798 | -0.0030606 | -0.00011827 | -0.0041763 | -0.0022514 | 0.0050623 | 0.0010617 | 0 | 1.5705 | 0 | 0 | 0 | 0 | 0 | 0 | 0 | 0 | 0 | 0.50668 | 0 | 0 | 0 | 0 | 1.3814 | 0 | 0 | 0
1 | 6 | 10 | 42.08 | 1.9209 | 60.5854 | 0 | 4.0319 | 0.0021758 | 0 | 68 | 68.0267 | 68.0267 | -0.0045547 | -0.010095 | -0.0012276 | 0 | 0 | 0.022523 | 0.0030506 | -0.00067319 | -0.0024401 | -0.0017127 | -0.00010198 | -0.0036011 | -0.0020889 | 0.0030973 | 0.00065039 | 0 | 0 | 0 | 0 | 0 | 0 | 0 | 0 | 0 | 0 | 0 | 0.50667 | 0 | 0 | 0 | 0 | 1.4143 | 0 | 0 | 0
1 | 6 | 11 | 46.04 | 1.9537 | 60.5854 | 0 | 4.0319 | 0.015321 | 0 | 68.0267 | 68.2144 | 68.2144 | -0.0038635 | -0.0085629 | -0.0010413 | 0 | 0 | 0.025678 | 0.004339 | -0.00056731 | 0.0012075 | -0.0010792 | -8.6505e-05 | -0.0030546 | -0.0013964 | 0.0030973 | 0.00065039 | 0 | 0 | 0 | 0 | 0 | 0 | 0 | 0 | 0 | 0 | 0 | 0.50657 | 0 | 0 | 0 | 0 | 1.4472 | 0 | 0 | 0
1 | 6 | 12 | 51.98 | 1.8137 | 60.5854 | 0 | 2.8534 | 0.028672 | 0 | 68.2144 | 68.5658 | 68.5658 | -0.0028527 | -0.0063226 | -0.00076886 | 0 | 0 | 0.02769 | 0.0052602 | -0.00042198 | 0.0048592 | -0.00043394 | -6.3873e-05 | -0.0022555 | -0.0010166 | 0.0041315 | 0.0008666 | 0 | 0 | 0 | 0 | 0 | 0 | 0 | 0 | 0 | 0 | 0 | 0.36652 | 0 | 0 | 0 | 0 | 1.4472 | 0 | 0 | 0
1 | 6 | 13 | 57.02 | 1.7806 | 60.5854 | 0 | 2.8534 | 0.028973 | 0 | 68.5658 | 68.9209 | 68.9209 | -0.0020288 | -0.0044966 | -0.00054681 | 0 | 0 | 0.025098 | 0.0048565 | -0.00030413 | 0.0054244 | -5.0239e-05 | -4.5426e-05 | -0.0016041 | -0.0010777 | 0.0030973 | 0.00065039 | 0 | 0 | 0 | 0 | 0 | 0 | 0 | 0 | 0 | 0 | 0 | 0.36635 | 0 | 0 | 0 | 0 | 1.4143 | 0 | 0 | 0
1 | 6 | 14 | 57.02 | 1.6813 | 60.5854 | 0 | 2.2951 | 0.028014 | 0 | 68.9209 | 69.2642 | 69.2642 | -0.0020912 | -0.0046349 | -0.00056363 | 0 | 0 | 0.025017 | 0.0045328 | -0.00031342 | 0.0052967 | 0.0004626 | -4.6823e-05 | -0.0016534 | -0.0011179 | 0.0025838 | 0.00054141 | 0 | 0 | 0 | 0 | 0 | 0 | 0 | 0 | 0 | 0 | 0 | 0.29992 | 0 | 0 | 0 | 0 | 1.3814 | 0 | 0 | 0
1 | 6 | 15 | 57.92 | 1.6483 | 60.5854 | 0 | 2.2951 | 0.023362 | 0 | 69.2642 | 69.5505 | 69.5505 | -0.0019934 | -0.0044181 | -0.00053726 | 0 | 0 | 0.022537 | 0.0033675 | -0.00030218 | 0.0038696 | 0.00083887 | -4.4633e-05 | -0.0015761 | -0.0016284 | 0.0026854 | 0.00056426 | 0 | 0 | 0 | 0 | 0 | 0 | 0 | 0 | 0 | 0 | 0 | 0.29978 | 0 | 0 | 0 | 0 | 1.3485 | 0 | 0 | 0
1 | 6 | 16 | 57.92 | 1.714 | 60.5854 | 0 | 2.2951 | 0.0076255 | 0 | 69.5505 | 69.6439 | 69.6439 | -0.0020437 | -0.0045296 | -0.00055082 | 0 | 0 | 0.010893 | 0.0017824 | -0.00030841 | 0.0014353 | 0.000774 | -4.5759e-05 | -0.0016158 | -0.0014151 | 0.0026854 | 0.00056426 | 0 | 0 | 0 | 0 | 0 | 0 | 0 | 0 | 0 | 0 | 0 | 0.29973 | 0 | 0 | 0 | 0 | 1.4143 | 0 | 0 | 0
1 | 6 | 17 | 55.94 | 1.9772 | 60.5854 | 0 | 2.2951 | -0.004869 | 0 | 69.6439 | 69.5843 | 69.5843 | -0.0024081 | -0.0053371 | -0.00064902 | 0 | 0 | 0.0064157 | 0.00042866 | -0.00036606 | -0.002375 | -0.00039301 | -5.3917e-05 | -0.0019039 | -0.0021537 | 0.0039265 | 0.00082442 | 0 | 0 | 0 | 0 | 0 | 0 | 0 | 0 | 0 | 0 | 0 | 0.29976 | 0 | 0 | 0 | 0 | 1.6774 | 0 | 0 | 0
1 | 6 | 18 | 51.98 | 2.5963 | 60.5854 | 0 | 3.9079 | -0.022176 | 0 | 69.5843 | 69.3125 | 69.3125 | -0.0030935 | -0.0068561 | -0.00083374 | 0 | 0 | 0.00022521 | 3.0774e-05 | -0.00046446 | -0.0069636 | -0.0041223 | -6.9263e-05 | -0.0024458 | -0.0018187 | 0.0042349 | 0.00088946 | 0 | 0 | 0 | 0 | 0 | 0 | 0 | 0 | 0 | 0 | 0 | 0.49132 | 0 | 0 | 0 | 0 | 2.105 | 0 | 0 | 0
1 | 6 | 19 | 48.92 | 2.5635 | 60.5854 | 0 | 3.9079 | -0.021922 | 0 | 69.3125 | 69.0438 | 69.0438 | -0.0035834 | -0.007942 | -0.00096579 | 0 | 0 | 0 | 0 | -0.0005341 | -0.0054976 | -0.0033343 | -8.0233e-05 | -0.0028332 | -0.0016965 | 0.0045452 | 0.0009545 | 0 | 0 | 0 | 0 | 0 | 0 | 0 | 0 | 0 | 0 | 0 | 0.49145 | 0 | 0 | 0 | 0 | 2.0721 | 0 | 0 | 0
1 | 6 | 20 | 46.04 | 2.4321 | 60.5854 | 0 | 3.9079 | -0.022423 | 0 | 69.0438 | 68.769 | 68.769 | -0.0040423 | -0.008959 | -0.0010895 | 0 | 0 | 0 | 0 | -0.00059859 | -0.0062015 | -0.0037607 | -9.0507e-05 | -0.0031959 | -0.0016117 | 0.0071272 | 0.0014959 | 0 | 0 | 0 | 0 | 0 | 0 | 0 | 0 | 0 | 0 | 0 | 0.49158 | 0 | 0 | 0 | 0 | 1.9405 | 0 | 0 | 0
1 | 6 | 21 | 44.06 | 2.3336 | 60.5854 | 0 | 3.9079 | -0.024821 | 0 | 68.769 | 68.4649 | 68.4649 | -0.0043419 | -0.0096231 | -0.0011702 | 0 | 0 | 0 | 0 | -0.00064422 | -0.0066612 | -0.0040398 | -9.7216e-05 | -0.0034329 | -0.0019378 | 0.0071272 | 0.0014959 | 0 | 0 | 0 | 0 | 0 | 0 | 0 | 0 | 0 | 0 | 0 | 0.49173 | 0 | 0 | 0 | 0 | 1.8419 | 0 | 0 | 0
1 | 6 | 22 | 42.98 | 2.1467 | 60.5854 | 0 | 3.1635 | -0.025545 | 0 | 68.4649 | 68.1518 | 68.1518 | -0.0044782 | -0.0099253 | -0.001207 | 0 | 0 | 0 | 0 | -0.00066412 | -0.0068704 | -0.0041666 | -0.00010027 | -0.0035406 | -0.0020341 | 0.0074411 | 0.0015609 | 0 | 0 | 0 | 0 | 0 | 0 | 0 | 0 | 0 | 0 | 0 | 0.40353 | 0 | 0 | 0 | 0 | 1.7432 | 0 | 0 | 0
1 | 6 | 23 | 39.92 | 1.8838 | 60.5854 | 0 | 3.1635 | -0.028969 | 0 | 68.1518 | 67.7968 | 67.7968 | -0.0049609 | -0.010995 | -0.0013371 | 0 | 0 | 0 | 0 | -0.00073382 | -0.0076109 | -0.0046151 | -0.00011108 | -0.0039223 | -0.0021237 | 0.0074411 | 0.0015609 | 0 | 0 | 0 | 0 | 0 | 0 | 0 | 0 | 0 | 0 | 0 | 0.4037 | 0 | 0 | 0 | 0 | 1.4801 | 0 | 0 | 0
1 | 6 | 24 | 39.02 | 1.3079 | 60.5854 | 0 | 0.52725 | -0.030699 | 0 | 67.7968 | 67.4205 | 67.4205 | -0.0050567 | -0.011207 | -0.0013629 | 0 | 0 | 0 | 0 | -0.00075018 | -0.0077578 | -0.0047048 | -0.00011322 | -0.003998 | -0.0024637 | 0.0067153 | 0.0014098 | 0 | 0 | 0 | 0 | 0 | 0 | 0 | 0 | 0 | 0 | 0 | 0.090994 | 0 | 0 | 0 | 0 | 1.2169 | 0 | 0 | 0
1 | 7 | 1 | 37.94 | 1.0122 | 60.5053 | 0 | 0.52751 | -0.03591 | 0 | 67.4205 | 66.9805 | 66.9805 | -0.0051804 | -0.011481 | -0.0013962 | 0 | 0 | 0 | 0 | -0.00076377 | -0.0079476 | -0.0048186 | -0.00011599 | -0.0040958 | -0.0021768 | 0.0020667 | 0.00043418 | 0 | 0 | 0 | 0 | 0 | 0 | 0 | 0 | 0 | 0 | 0 | 0.091319 | 0 | 0 | 0 | 0 | 0.92093 | 0 | 0 | 0
1 | 7 | 2 | 37.04 | 0.94669 | 60.5053 | 0 | 0.52751 | -0.036528 | 0 | 66.9805 | 66.5328 | 66.5328 | -0.0052612 | -0.011661 | -0.001418 | 0 | 0 | 0 | 0 | -0.00077578 | -0.0080716 | -0.0048938 | -0.0001178 | -0.0041597 | -0.0022359 | 0.0020667 | 0.00043418 | 0 | 0 | 0 | 0 | 0 | 0 | 0 | 0 | 0 | 0 | 0 | 0.091539 | 0 | 0 | 0 | 0 | 0.85515 | 0 | 0 | 0
1 | 7 | 3 | 33.98 | 0.91404 | 60.5053 | 0 | 0.52751 | -0.039941 | 0 | 66.5328 | 66.0433 | 66.0433 | -0.0057202 | -0.012678 | -0.0015417 | 0 | 0 | 0 | 0 | -0.00084381 | -0.0087758 | -0.0053208 | -0.00012808 | -0.0045226 | -0.0024766 | 0.0020667 | 0.00043418 | 0 | 0 | 0 | 0 | 0 | 0 | 0 | 0 | 0 | 0 | 0 | 0.09178 | 0 | 0 | 0 | 0 | 0.82226 | 0 | 0 | 0
1 | 7 | 4 | 33.98 | 3.7048 | 60.5053 | 0 | 0.52751 | -0.039387 | -0.035851 | 66.0433 | 65.5606 | 66 | -0.0056342 | -0.012487 | -0.0015185 | 0 | 0 | 0 | 0 | -0.00083044 | -0.0086439 | -0.0052406 | -0.00012615 | -0.0044546 | -0.0025178 | 0.0020667 | 0.00043418 | 0 | 2.8237 | 0 | 0 | 0 | 0 | 0 | 0 | 0 | 0 | 0 | 0.091801 | 0 | 0 | 0 | 0 | 0.78937 | 0 | 0 | 0
1 | 7 | 5 | 32 | 4.19 | 60.5053 | 0 | 0.52751 | -0.04201 | -0.04201 | 66 | 65.4852 | 66 | -0.0059745 | -0.013242 | -0.0016102 | 0 | 0 | 0 | 0 | -0.00088231 | -0.009166 | -0.0055577 | -0.00013377 | -0.0047237 | -0.0027872 | 0.0020667 | 0.00043418 | 0 | 3.3088 | 0 | 0 | 0 | 0 | 0 | 0 | 0 | 0 | 0 | 0.091801 | 0 | 0 | 0 | 0 | 0.78937 | 0 | 0 | 0
1 | 7 | 6 | 30.92 | 17.1586 | 60.5053 | 0 | 0.6206 | -0.04209 | -0.20529 | 66 | 65.4842 | 68 | -0.0061643 | -0.013662 | -0.0016614 | 0 | 0 | 0 | 0 | -0.00090979 | -0.0094571 | -0.005734 | -0.00013802 | -0.0048737 | -0.0029425 | 0.0034529 | 0.00072422 | 0 | 16.1687 | 0 | 0 | 0 | 0 | 0 | 0 | 0 | 0 | 0 | 0.10188 | 0 | 0 | 0 | 0 | 0.88804 | 0 | 0 | 0
1 | 7 | 7 | 30.02 | 5.2997 | 60.5053 | 0 | 4.6545 | -0.045293 | -0.045293 | 68 | 67.4449 | 68 | -0.0066739 | -0.014792 | -0.0017987 | 0 | 0 | 0 | 0 | -0.00098686 | -0.010239 | -0.0062086 | -0.00014943 | -0.0052766 | -0.0035062 | 0.0043383 | 0.00091055 | 0 | 3.5673 | 0 | 0 | 0 | 0 | 0 | 0 | 0 | 0 | 0 | 0.58126 | 0 | 0 | 0 | 0 | 1.1512 | 0 | 0 | 0
1 | 7 | 8 | 32 | 4.9418 | 60.5053 | 0 | 4.6545 | -0.038243 | -0.038243 | 68 | 67.5313 | 68 | -0.006326 | -0.01402 | -0.001705 | 0 | 0 | 0 | 0 | -0.00093326 | -0.0097051 | -0.0058843 | -0.00014164 | -0.0050015 | -0.0032022 | 0.0086767 | 0.0018211 | 0 | 3.0121 | 0 | 0 | 0 | 0 | 0 | 0 | 0 | 0 | 0 | 0.58126 | 0 | 0 | 0 | 0 | 1.3485 | 0 | 0 | 0
1 | 7 | 9 | 35.96 | 3.8738 | 60.5053 | 0 | 4.0339 | -0.025202 | -0.025202 | 68 | 67.6911 | 68 | -0.0056301 | -0.012478 | -0.0015174 | 0 | 0 | 0.0089205 | 0.0014071 | -0.00083986 | -0.0079957 | -0.0040036 | -0.00012606 | -0.0044514 | -0.0035495 | 0.0050623 | 0.0010617 | 0 | 1.9849 | 0 | 0 | 0 | 0 | 0 | 0 | 0 | 0 | 0 | 0.50751 | 0 | 0 | 0 | 0 | 1.3814 | 0 | 0 | 0
1 | 7 | 10 | 37.94 | 2.4289 | 60.5053 | 0 | 4.0339 | -0.0064383 | -0.0064383 | 68 | 67.9211 | 68 | -0.0052822 | -0.011707 | -0.0014236 | 0 | 0 | 0.020647 | 0.0028591 | -0.00077822 | -0.0043149 | -0.0028808 | -0.00011827 | -0.0041763 | -0.0023606 | 0.0030973 | 0.00065039 | 0 | 0.50709 | 0 | 0 | 0 | 0 | 0 | 0 | 0 | 0 | 0 | 0.50751 | 0 | 0 | 0 | 0 | 1.4143 | 0 | 0 | 0
1 | 7 | 11 | 41 | 1.9546 | 60.5053 | 0 | 4.0339 | 0.0063948 | 0 | 68 | 68.0784 | 68.0784 | -0.0047445 | -0.010515 | -0.0012787 | 0 | 0 | 0.024519 | 0.0041969 | -0.00070002 | -0.00066476 | -0.0022186 | -0.00010623 | -0.0037511 | -0.0020898 | 0.0030973 | 0.00065039 | 0 | 0 | 0 | 0 | 0 | 0 | 0 | 0 | 0 | 0 | 0 | 0.50747 | 0 | 0 | 0 | 0 | 1.4472 | 0 | 0 | 0
1 | 7 | 12 | 42.98 | 1.8144 | 60.5053 | 0 | 2.8548 | 0.013467 | 0 | 68.0784 | 68.2434 | 68.2434 | -0.0044103 | -0.0097747 | -0.0011887 | 0 | 0 | 0.025672 | 0.0049292 | -0.00065104 | 0.0015707 | -0.0022367 | -9.8748e-05 | -0.0034869 | -0.0018558 | 0.0041315 | 0.0008666 | 0 | 0 | 0 | 0 | 0 | 0 | 0 | 0 | 0 | 0 | 0 | 0.36726 | 0 | 0 | 0 | 0 | 1.4472 | 0 | 0 | 0
1 | 7 | 13 | 44.06 | 1.7814 | 60.5053 | 0 | 2.8548 | 0.018343 | 0 | 68.2434 | 68.4682 | 68.4682 | -0.0042495 | -0.0094184 | -0.0011453 | 0 | 0 | 0.028103 | 0.0053772 | -0.00062301 | 0.0033237 | -0.0018588 | -9.5148e-05 | -0.0033598 | -0.0014582 | 0.0030973 | 0.00065039 | 0 | 0 | 0 | 0 | 0 | 0 | 0 | 0 | 0 | 0 | 0 | 0.36715 | 0 | 0 | 0 | 0 | 1.4143 | 0 | 0 | 0
1 | 7 | 14 | 46.04 | 1.6821 | 60.5053 | 0 | 2.2962 | 0.015128 | 0 | 68.4682 | 68.6536 | 68.6536 | -0.0039411 | -0.0087348 | -0.0010622 | 0 | 0 | 0.025225 | 0.0045912 | -0.00058312 | 0.0026267 | -0.0012486 | -8.8242e-05 | -0.003116 | -0.0016661 | 0.0025838 | 0.00054141 | 0 | 0 | 0 | 0 | 0 | 0 | 0 | 0 | 0 | 0 | 0 | 0.30069 | 0 | 0 | 0 | 0 | 1.3814 | 0 | 0 | 0
1 | 7 | 15 | 46.94 | 1.6491 | 60.5053 | 0 | 2.2962 | 0.012205 | 0 | 68.6536 | 68.8032 | 68.8032 | -0.0038155 | -0.0084565 | -0.0010284 | 0 | 0 | 0.023056 | 0.0034953 | -0.00055714 | 0.0013162 | -0.00083422 | -8.5431e-05 | -0.0030167 | -0.0011182 | 0.0026854 | 0.00056426 | 0 | 0 | 0 | 0 | 0 | 0 | 0 | 0 | 0 | 0 | 0 | 0.30061 | 0 | 0 | 0 | 0 | 1.3485 | 0 | 0 | 0
1 | 7 | 16 | 48.92 | 1.7149 | 60.5053 | 0 | 2.2962 | -0.0035977 | 0 | 68.8032 | 68.7591 | 68.7591 | -0.0034939 | -0.0077436 | -0.00094167 | 0 | 0 | 0.010944 | 0.0018351 | -0.00051115 | -0.0014351 | -0.0010681 | -7.8229e-05 | -0.0027624 | -0.0010276 | 0.0026854 | 0.00056426 | 0 | 0 | 0 | 0 | 0 | 0 | 0 | 0 | 0 | 0 | 0 | 0.30064 | 0 | 0 | 0 | 0 | 1.4143 | 0 | 0 | 0
1 | 7 | 17 | 48.92 | 1.9781 | 60.5053 | 0 | 2.2962 | -0.012393 | 0 | 68.7591 | 68.6072 | 68.6072 | -0.0034862 | -0.0077265 | -0.00093958 | 0 | 0 | 0.0067346 | 0.00044742 | -0.00050973 | -0.005091 | -0.0019695 | -7.8055e-05 | -0.0027563 | -0.00094461 | 0.0039265 | 0.00082442 | 0 | 0 | 0 | 0 | 0 | 0 | 0 | 0 | 0 | 0 | 0 | 0.30071 | 0 | 0 | 0 | 0 | 1.6774 | 0 | 0 | 0
1 | 7 | 18 | 46.94 | 2.5976 | 60.5053 | 0 | 3.9098 | -0.02664 | 0 | 68.6072 | 68.2807 | 68.2807 | -0.0038074 | -0.0084384 | -0.0010262 | 0 | 0 | 0.00094065 | 6.9736e-05 | -0.00056229 | -0.0088507 | -0.0047423 | -8.5248e-05 | -0.0030102 | -0.0013628 | 0.0042349 | 0.00088946 | 0 | 0 | 0 | 0 | 0 | 0 | 0 | 0 | 0 | 0 | 0 | 0.49262 | 0 | 0 | 0 | 0 | 2.105 | 0 | 0 | 0
1 | 7 | 19 | 41 | 3.1798 | 60.5053 | 0 | 3.9098 | -0.030714 | -0.0078076 | 68.2807 | 67.9043 | 68 | -0.0047938 | -0.010625 | -0.001292 | 0 | 0 | 0 | 0 | -0.00071175 | -0.0073545 | -0.0044596 | -0.00010733 | -0.0037901 | -0.0021254 | 0.0045452 | 0.0009545 | 0 | 0.61494 | 0 | 0 | 0 | 0 | 0 | 0 | 0 | 0 | 0 | 0.49276 | 0 | 0 | 0 | 0 | 2.0721 | 0 | 0 | 0
1 | 7 | 20 | 41 | 4.6425 | 60.5053 | 0 | 3.9098 | -0.028049 | -0.028049 | 68 | 67.6563 | 68 | -0.0047445 | -0.010515 | -0.0012787 | 0 | 0 | 0 | 0 | -0.00070493 | -0.0072789 | -0.0044147 | -0.00010623 | -0.0037511 | -0.0023821 | 0.0071272 | 0.0014959 | 0 | 2.2092 | 0 | 0 | 0 | 0 | 0 | 0 | 0 | 0 | 0 | 0.49276 | 0 | 0 | 0 | 0 | 1.9405 | 0 | 0 | 0
1 | 7 | 21 | 42.98 | 4.3338 | 60.5053 | 0 | 3.9098 | -0.025383 | -0.025383 | 68 | 67.6889 | 68 | -0.0043966 | -0.0097442 | -0.0011849 | 0 | 0 | 0 | 0 | -0.00065229 | -0.0067451 | -0.0040906 | -9.8439e-05 | -0.0034761 | -0.0021216 | 0.0071272 | 0.0014959 | 0 | 1.9992 | 0 | 0 | 0 | 0 | 0 | 0 | 0 | 0 | 0 | 0.49276 | 0 | 0 | 0 | 0 | 1.8419 | 0 | 0 | 0
1 | 7 | 22 | 42.08 | 4.2476 | 60.5053 | 0 | 3.1651 | -0.026665 | -0.026665 | 68 | 67.6732 | 68 | -0.0045547 | -0.010095 | -0.0012276 | 0 | 0 | 0 | 0 | -0.00068048 | -0.0069877 | -0.0042391 | -0.00010198 | -0.0036011 | -0.0026184 | 0.0074411 | 0.0015609 | 0 | 2.1002 | 0 | 0 | 0 | 0 | 0 | 0 | 0 | 0 | 0 | 0.40426 | 0 | 0 | 0 | 0 | 1.7432 | 0 | 0 | 0
1 | 7 | 23 | 41 | 1.8845 | 60.5053 | 0 | 3.1651 | -0.028335 | 0 | 68 | 67.6527 | 67.6527 | -0.0047445 | -0.010515 | -0.0012787 | 0 | 0 | 0 | 0 | -0.00071053 | -0.0072789 | -0.0044162 | -0.00010623 | -0.0037511 | -0.0029747 | 0.0074411 | 0.0015609 | 0 | 0 | 0 | 0 | 0 | 0 | 0 | 0 | 0 | 0 | 0 | 0.40443 | 0 | 0 | 0 | 0 | 1.4801 | 0 | 0 | 0
1 | 7 | 24 | 39.92 | 1.3081 | 60.5053 | 0 | 0.52751 | -0.029627 | 0 | 67.6527 | 67.2897 | 67.2897 | -0.0048732 | -0.010801 | -0.0013134 | 0 | 0 | 0 | 0 | -0.00072615 | -0.0074764 | -0.004535 | -0.00010911 | -0.0038529 | -0.0026552 | 0.0067153 | 0.0014098 | 0 | 0 | 0 | 0 | 0 | 0 | 0 | 0 | 0 | 0 | 0 | 0.091166 | 0 | 0 | 0 | 0 | 1.2169 | 0 | 0 | 0
1 | 8 | 1 | 37.94 | 1.0124 | 60.4291 | 0 | 0.52775 | -0.036123 | 0 | 67.2897 | 66.847 | 66.847 | -0.0051574 | -0.01143 | -0.00139 | 0 | 0 | 0 | 0 | -0.00076557 | -0.0079123 | -0.0047986 | -0.00011547 | -0.0040776 | -0.0025419 | 0.0020667 | 0.00043418 | 0 | 0 | 0 | 0 | 0 | 0 | 0 | 0 | 0 | 0 | 0 | 0.091487 | 0 | 0 | 0 | 0 | 0.92093 | 0 | 0 | 0
1 | 8 | 2 | 37.04 | 0.94685 | 60.4291 | 0 | 0.52775 | -0.03659 | 0 | 66.847 | 66.3986 | 66.3986 | -0.0052377 | -0.011609 | -0.0014117 | 0 | 0 | 0 | 0 | -0.00077535 | -0.0080356 | -0.0048728 | -0.00011727 | -0.0041411 | -0.0024564 | 0.0020667 | 0.00043418 | 0 | 0 | 0 | 0 | 0 | 0 | 0 | 0 | 0 | 0 | 0 | 0.091708 | 0 | 0 | 0 | 0 | 0.85515 | 0 | 0 | 0
1 | 8 | 3 | 37.04 | 1.1986 | 60.4291 | 0 | 0.52775 | -0.036134 | -0.0036117 | 66.3986 | 65.9557 | 66 | -0.0051589 | -0.011434 | -0.0013904 | 0 | 0 | 0 | 0 | -0.00076497 | -0.0079147 | -0.0047998 | -0.00011551 | -0.0040788 | -0.0025432 | 0.0020667 | 0.00043418 | 0 | 0.28447 | 0 | 0 | 0 | 0 | 0 | 0 | 0 | 0 | 0 | 0.091904 | 0 | 0 | 0 | 0 | 0.82226 | 0 | 0 | 0
1 | 8 | 4 | 37.04 | 3.6731 | 60.4291 | 0 | 0.52775 | -0.035447 | -0.035447 | 66 | 65.5656 | 66 | -0.0050889 | -0.011279 | -0.0013715 | 0 | 0 | 0 | 0 | -0.00075277 | -0.0078072 | -0.0047342 | -0.00011394 | -0.0040234 | -0.0023432 | 0.0020667 | 0.00043418 | 0 | 2.7919 | 0 | 0 | 0 | 0 | 0 | 0 | 0 | 0 | 0 | 0.091904 | 0 | 0 | 0 | 0 | 0.78937 | 0 | 0 | 0
1 | 8 | 5 | 37.04 | 3.6545 | 60.4291 | 0 | 0.52775 | -0.03521 | -0.03521 | 66 | 65.5685 | 66 | -0.0050889 | -0.011279 | -0.0013715 | 0 | 0 | 0 | 0 | -0.0007495 | -0.0078072 | -0.0047333 | -0.00011394 | -0.0040234 | -0.0021106 | 0.0020667 | 0.00043418 | 0 | 2.7732 | 0 | 0 | 0 | 0 | 0 | 0 | 0 | 0 | 0 | 0.091904 | 0 | 0 | 0 | 0 | 0.78937 | 0 | 0 | 0
1 | 8 | 6 | 35.06 | 16.7002 | 60.4291 | 0 | 0.62089 | -0.036268 | -0.19946 | 66 | 65.5555 | 68 | -0.0054368 | -0.01205 | -0.0014653 | 0 | 0 | 0 | 0 | -0.00079915 | -0.008341 | -0.0050564 | -0.00012173 | -0.0042985 | -0.0021523 | 0.0034529 | 0.00072422 | 0 | 15.7101 | 0 | 0 | 0 | 0 | 0 | 0 | 0 | 0 | 0 | 0.102 | 0 | 0 | 0 | 0 | 0.88804 | 0 | 0 | 0
1 | 8 | 7 | 35.06 | 4.7704 | 60.4291 | 0 | 4.6567 | -0.038561 | -0.038561 | 68 | 67.5274 | 68 | -0.0057883 | -0.012829 | -0.00156 | 0 | 0 | 0 | 0 | -0.0008566 | -0.0088802 | -0.0053849 | -0.0001296 | -0.0045764 | -0.0028945 | 0.0043383 | 0.00091055 | 0 | 3.0371 | 0 | 0 | 0 | 0 | 0 | 0 | 0 | 0 | 0 | 0.58217 | 0 | 0 | 0 | 0 | 1.1512 | 0 | 0 | 0
1 | 8 | 8 | 35.06 | 4.5875 | 60.4291 | 0 | 4.6567 | -0.033732 | -0.033732 | 68 | 67.5866 | 68 | -0.0057883 | -0.012829 | -0.00156 | 0 | 0 | 0 | 0 | -0.00084915 | -0.0088802 | -0.0053828 | -0.0001296 | -0.0045764 | -0.0024138 | 0.0086767 | 0.0018211 | 0 | 2.6568 | 0 | 0 | 0 | 0 | 0 | 0 | 0 | 0 | 0 | 0.58217 | 0 | 0 | 0 | 0 | 1.3485 | 0 | 0 | 0
1 | 8 | 9 | 42.08 | 3.1447 | 60.4291 | 0 | 4.0358 | -0.015935 | -0.015935 | 68 | 67.8047 | 68 | -0.0045547 | -0.010095 | -0.0012276 | 0 | 0 | 0.0087873 | 0.0013271 | -0.00066942 | -0.0062991 | -0.0027234 | -0.00010198 | -0.0036011 | -0.0018394 | 0.0050623 | 0.0010617 | 0 | 1.255 | 0 | 0 | 0 | 0 | 0 | 0 | 0 | 0 | 0 | 0.5083 | 0 | 0 | 0 | 0 | 1.3814 | 0 | 0 | 0
1 | 8 | 10 | 48.02 | 1.9225 | 60.4291 | 0 | 4.0358 | 0.0078026 | 0 | 68 | 68.0956 | 68.0956 | -0.0035109 | -0.0077814 | -0.00094625 | 0 | 0 | 0.020916 | 0.0028791 | -0.00051903 | -0.0015689 | -0.0011657 | -7.861e-05 | -0.0027758 | -0.0013937 | 0.0030973 | 0.00065039 | 0 | 0 | 0 | 0 | 0 | 0 | 0 | 0 | 0 | 0 | 0 | 0.50825 | 0 | 0 | 0 | 0 | 1.4143 | 0 | 0 | 0
1 | 8 | 11 | 51.08 | 1.9553 | 60.4291 | 0 | 4.0358 | 0.020331 | 0 | 68.0956 | 68.3448 | 68.3448 | -0.00299 | -0.0066269 | -0.00080586 | 0 | 0 | 0.024945 | 0.0042757 | -0.00044161 | 0.002207 | -0.00045864 | -6.6947e-05 | -0.002364 | -0.0010912 | 0.0030973 | 0.00065039 | 0 | 0 | 0 | 0 | 0 | 0 | 0 | 0 | 0 | 0 | 0 | 0.50813 | 0 | 0 | 0 | 0 | 1.4472 | 0 | 0 | 0
1 | 8 | 12 | 57.02 | 1.8147 | 60.4291 | 0 | 2.8561 | 0.033288 | 0 | 68.3448 | 68.7527 | 68.7527 | -0.00199 | -0.0044105 | -0.00053634 | 0 | 0 | 0.026724 | 0.0051199 | -0.00029386 | 0.005649 | 0.00017719 | -4.4556e-05 | -0.0015734 | -0.0005318 | 0.0041315 | 0.0008666 | 0 | 0 | 0 | 0 | 0 | 0 | 0 | 0 | 0 | 0 | 0 | 0.36757 | 0 | 0 | 0 | 0 | 1.4472 | 0 | 0 | 0
1 | 8 | 13 | 62.96 | 1.7816 | 60.4291 | 0 | 2.8561 | 0.037824 | 0 | 68.7527 | 69.2163 | 69.2163 | -0.0010179 | -0.002256 | -0.00027434 | 0 | 0 | 0.024786 | 0.004818 | -0.00015081 | 0.0078019 | 0.0014356 | -2.2791e-05 | -0.00080479 | -0.00023898 | 0.0030973 | 0.00065039 | 0 | 0 | 0 | 0 | 0 | 0 | 0 | 0 | 0 | 0 | 0 | 0.36735 | 0 | 0 | 0 | 0 | 1.4143 | 0 | 0 | 0
1 | 8 | 14 | 66.02 | 1.682 | 60.4291 | 0 | 2.2973 | 0.036244 | 0 | 69.2163 | 69.6604 | 69.6604 | -0.00056165 | -0.0012448 | -0.00015138 | 0 | 0 | 0.022886 | 0.0043173 | -8.3083e-05 | 0.0068918 | 0.0016353 | -1.2575e-05 | -0.00044406 | -0.00011359 | 0.0025838 | 0.00054141 | 0 | 0 | 0 | 0 | 0 | 0 | 0 | 0 | 0 | 0 | 0 | 0.30064 | 0 | 0 | 0 | 0 | 1.3814 | 0 | 0 | 0
1 | 8 | 15 | 69.08 | 1.6489 | 60.4291 | 0 | 2.2973 | 0.034666 | 0 | 69.6604 | 70.0853 | 70.0853 | -0.000102 | -0.00022606 | -2.749e-05 | 0 | 0 | 0.02056 | 0.0032344 | -1.5172e-05 | 0.0059758 | 0.0021266 | -2.2837e-06 | -8.0642e-05 | -2.6171e-05 | 0.0026854 | 0.00056426 | 0 | 0 | 0 | 0 | 0 | 0 | 0 | 0 | 0 | 0 | 0 | 0.30044 | 0 | 0 | 0 | 0 | 1.3485 | 0 | 0 | 0
1 | 8 | 16 | 69.08 | 1.7146 | 60.4291 | 0 | 2.2973 | 0.020031 | 0 | 70.0853 | 70.3308 | 70.3308 | -0.00017665 | -0.00039151 | -4.761e-05 | 0 | 0 | 0.010659 | 0.0018355 | -2.6233e-05 | 0.0033597 | 0.0017588 | -3.9552e-06 | -0.00013967 | -4.623e-05 | 0.0026854 | 0.00056426 | 0 | 0 | 0 | 0 | 0 | 0 | 0 | 0 | 0 | 0 | 0 | 0.30032 | 0 | 0 | 0 | 0 | 1.4143 | 0 | 0 | 0
1 | 8 | 17 | 69.08 | 1.9777 | 60.4291 | 0 | 2.2973 | 0.011159 | 0 | 70.3308 | 70.4675 | 70.4675 | -0.00021979 | -0.00048712 | -5.9236e-05 | 0 | 0 | 0.0063355 | 0.00045943 | -3.2455e-05 | -0.00020128 | 0.00083049 | -4.921e-06 | -0.00017377 | -3.8931e-05 | 0.0039265 | 0.00082442 | 0 | 0 | 0 | 0 | 0 | 0 | 0 | 0 | 0 | 0 | 0 | 0.30025 | 0 | 0 | 0 | 0 | 1.6774 | 0 | 0 | 0
1 | 8 | 18 | 62.06 | 2.5974 | 60.4291 | 0 | 3.9116 | -0.0092489 | 0 | 70.4675 | 70.3542 | 70.3542 | -0.0014774 | -0.0032744 | -0.00039818 | 0 | 0 | 0.00094725 | 6.6264e-05 | -0.00021989 | -0.0050276 | -0.0024479 | -3.3079e-05 | -0.0011681 | -0.00045083 | 0.0042349 | 0.00088946 | 0 | 0 | 0 | 0 | 0 | 0 | 0 | 0 | 0 | 0 | 0 | 0.49238 | 0 | 0 | 0 | 0 | 2.105 | 0 | 0 | 0
1 | 8 | 19 | 59 | 2.5645 | 60.4291 | 0 | 3.9116 | -0.010003 | 0 | 70.3542 | 70.2316 | 70.2316 | -0.0019952 | -0.004422 | -0.00053773 | 0 | 0 | 0 | 0 | -0.00029713 | -0.0030609 | -0.0018565 | -4.4672e-05 | -0.0015774 | -0.00075717 | 0.0045452 | 0.0009545 | 0 | 0 | 0 | 0 | 0 | 0 | 0 | 0 | 0 | 0 | 0 | 0.49244 | 0 | 0 | 0 | 0 | 2.0721 | 0 | 0 | 0
1 | 8 | 20 | 57.02 | 2.433 | 60.4291 | 0 | 3.9116 | -0.0097536 | 0 | 70.2316 | 70.112 | 70.112 | -0.0023216 | -0.0051453 | -0.0006257 | 0 | 0 | 0 | 0 | -0.00034477 | -0.0035617 | -0.0021601 | -5.198e-05 | -0.0018355 | -0.00083406 | 0.0071272 | 0.0014959 | 0 | 0 | 0 | 0 | 0 | 0 | 0 | 0 | 0 | 0 | 0 | 0.4925 | 0 | 0 | 0 | 0 | 1.9405 | 0 | 0 | 0
1 | 8 | 21 | 55.04 | 2.3344 | 60.4291 | 0 | 3.9116 | -0.012088 | 0 | 70.112 | 69.9639 | 69.9639 | -0.0026485 | -0.0058699 | -0.00071381 | 0 | 0 | 0 | 0 | -0.00039246 | -0.0040632 | -0.0024641 | -5.93e-05 | -0.002094 | -0.0009097 | 0.0071272 | 0.0014959 | 0 | 0 | 0 | 0 | 0 | 0 | 0 | 0 | 0 | 0 | 0 | 0.49257 | 0 | 0 | 0 | 0 | 1.8419 | 0 | 0 | 0
1 | 8 | 22 | 51.08 | 2.1472 | 60.4291 | 0 | 3.1665 | -0.016668 | 0 | 69.9639 | 69.7596 | 69.7596 | -0.0033183 | -0.0073545 | -0.00089434 | 0 | 0 | 0 | 0 | -0.0004915 | -0.0050909 | -0.0030872 | -7.4297e-05 | -0.0026236 | -0.0011749 | 0.0074411 | 0.0015609 | 0 | 0 | 0 | 0 | 0 | 0 | 0 | 0 | 0 | 0 | 0 | 0.40402 | 0 | 0 | 0 | 0 | 1.7432 | 0 | 0 | 0
1 | 8 | 23 | 51.08 | 1.8842 | 60.4291 | 0 | 3.1665 | -0.016081 | 0 | 69.7596 | 69.5626 | 69.5626 | -0.0032824 | -0.0072749 | -0.00088467 | 0 | 0 | 0 | 0 | -0.00047957 | -0.0050358 | -0.0030519 | -7.3494e-05 | -0.0025952 | -0.00084376 | 0.0074411 | 0.0015609 | 0 | 0 | 0 | 0 | 0 | 0 | 0 | 0 | 0 | 0 | 0 | 0.40412 | 0 | 0 | 0 | 0 | 1.4801 | 0 | 0 | 0
1 | 8 | 24 | 57.02 | 1.3071 | 60.4291 | 0 | 0.52775 | -0.009294 | 0 | 69.5626 | 69.4487 | 69.4487 | -0.002204 | -0.0048848 | -0.00059402 | 0 | 0 | 0 | 0 | -0.00032701 | -0.0033813 | -0.0020507 | -4.9348e-05 | -0.0017426 | -0.00077556 | 0.0067153 | 0.0014098 | 0 | 0 | 0 | 0 | 0 | 0 | 0 | 0 | 0 | 0 | 0 | 0.090207 | 0 | 0 | 0 | 0 | 1.2169 | 0 | 0 | 0
1 | 9 | 1 | 53.96 | 1.0113 | 60.3568 | 0 | 0.52799 | -0.017692 | 0 | 69.4487 | 69.2318 | 69.2318 | -0.0027217 | -0.0060322 | -0.00073354 | 0 | 0 | 0 | 0 | -0.00040361 | -0.0041755 | -0.0025323 | -6.0939e-05 | -0.0021519 | -0.00094747 | 0.0020667 | 0.00043418 | 0 | 0 | 0 | 0 | 0 | 0 | 0 | 0 | 0 | 0 | 0 | 0.090411 | 0 | 0 | 0 | 0 | 0.92093 | 0 | 0 | 0
1 | 9 | 2 | 53.06 | 0.94567 | 60.3568 | 0 | 0.52799 | -0.018343 | 0 | 69.2318 | 69.007 | 69.007 | -0.0028417 | -0.0062982 | -0.0007659 | 0 | 0 | 0 | 0 | -0.00041783 | -0.0043597 | -0.002643 | -6.3627e-05 | -0.0022468 | -0.00077327 | 0.0020667 | 0.00043418 | 0 | 0 | 0 | 0 | 0 | 0 | 0 | 0 | 0 | 0 | 0 | 0.090522 | 0 | 0 | 0 | 0 | 0.85515 | 0 | 0 | 0
1 | 9 | 3 | 46.04 | 0.91294 | 60.3568 | 0 | 0.52799 | -0.027239 | 0 | 69.007 | 68.6732 | 68.6732 | -0.0040358 | -0.0089447 | -0.0010877 | 0 | 0 | 0 | 0 | -0.00059724 | -0.0061916 | -0.0037546 | -9.0362e-05 | -0.0031908 | -0.001413 | 0.0020667 | 0.00043418 | 0 | 0 | 0 | 0 | 0 | 0 | 0 | 0 | 0 | 0 | 0 | 0.090686 | 0 | 0 | 0 | 0 | 0.82226 | 0 | 0 | 0
1 | 9 | 4 | 51.98 | 0.88017 | 60.3568 | 0 | 0.52799 | -0.019267 | 0 | 68.6732 | 68.4371 | 68.4371 | -0.0029334 | -0.0065013 | -0.00079059 | 0 | 0 | 0 | 0 | -0.00043391 | -0.0045003 | -0.002729 | -6.5678e-05 | -0.0023192 | -0.0010602 | 0.0020667 | 0.00043418 | 0 | 0 | 0 | 0 | 0 | 0 | 0 | 0 | 0 | 0 | 0 | 0.090803 | 0 | 0 | 0 | 0 | 0.78937 | 0 | 0 | 0
1 | 9 | 5 | 46.94 | 0.88032 | 60.3568 | 0 | 0.52799 | -0.025386 | 0 | 68.4371 | 68.126 | 68.126 | -0.0037775 | -0.0083722 | -0.0010181 | 0 | 0 | 0 | 0 | -0.00055903 | -0.0057953 | -0.0035143 | -8.4579e-05 | -0.0029866 | -0.001345 | 0.0020667 | 0.00043418 | 0 | 0 | 0 | 0 | 0 | 0 | 0 | 0 | 0 | 0 | 0 | 0.090956 | 0 | 0 | 0 | 0 | 0.78937 | 0 | 0 | 0
1 | 9 | 6 | 42.08 | 2.546 | 60.3568 | 0 | 0.62116 | -0.030034 | -0.019754 | 68.126 | 67.7579 | 68 | -0.0045768 | -0.010144 | -0.0012335 | 0 | 0 | 0 | 0 | -0.00067768 | -0.0070217 | -0.004258 | -0.00010248 | -0.0036186 | -0.0018544 | 0.0034529 | 0.00072422 | 0 | 1.5558 | 0 | 0 | 0 | 0 | 0 | 0 | 0 | 0 | 0 | 0.10212 | 0 | 0 | 0 | 0 | 0.88804 | 0 | 0 | 0
1 | 9 | 7 | 44.06 | 3.7946 | 60.3568 | 0 | 4.6587 | -0.02616 | -0.02616 | 68 | 67.6794 | 68 | -0.0042068 | -0.0093236 | -0.0011338 | 0 | 0 | 0 | 0 | -0.00061594 | -0.0064539 | -0.0039117 | -9.419e-05 | -0.003326 | -0.0014321 | 0.0043383 | 0.00091055 | 0 | 2.0604 | 0 | 0 | 0 | 0 | 0 | 0 | 0 | 0 | 0 | 0.58303 | 0 | 0 | 0 | 0 | 1.1512 | 0 | 0 | 0
1 | 9 | 8 | 44.06 | 3.6647 | 60.3568 | 0 | 4.6587 | -0.022005 | -0.022005 | 68 | 67.7303 | 68 | -0.0042068 | -0.0093236 | -0.0011338 | 0 | 0 | 0 | 0 | -0.00062049 | -0.0064539 | -0.0039131 | -9.419e-05 | -0.003326 | -0.0016099 | 0.0086767 | 0.0018211 | 0 | 1.7331 | 0 | 0 | 0 | 0 | 0 | 0 | 0 | 0 | 0 | 0.58303 | 0 | 0 | 0 | 0 | 1.3485 | 0 | 0 | 0
1 | 9 | 9 | 50 | 2.2342 | 60.3568 | 0 | 4.0375 | -0.0043643 | -0.0043643 | 68 | 67.9465 | 68 | -0.003163 | -0.0070102 | -0.00085248 | 0 | 0 | 0.0093429 | 0.0014048 | -0.0004626 | -0.003994 | -0.0012604 | -7.082e-05 | -0.0025008 | -0.0008601 | 0.0050623 | 0.0010617 | 0 | 0.34374 | 0 | 0 | 0 | 0 | 0 | 0 | 0 | 0 | 0 | 0.50904 | 0 | 0 | 0 | 0 | 1.3814 | 0 | 0 | 0
1 | 9 | 10 | 57.02 | 1.9232 | 60.3568 | 0 | 4.0375 | 0.022052 | 0 | 68 | 68.2703 | 68.2703 | -0.0019294 | -0.0042762 | -0.00052001 | 0 | 0 | 0.022202 | 0.0030556 | -0.00028379 | 0.0014211 | 0.0006057 | -4.32e-05 | -0.0015255 | -0.00040211 | 0.0030973 | 0.00065039 | 0 | 0 | 0 | 0 | 0 | 0 | 0 | 0 | 0 | 0 | 0 | 0.50891 | 0 | 0 | 0 | 0 | 1.4143 | 0 | 0 | 0
1 | 9 | 11 | 60.08 | 1.9559 | 60.3568 | 0 | 4.0375 | 0.032433 | 0 | 68.2703 | 68.6677 | 68.6677 | -0.0014392 | -0.0031898 | -0.00038789 | 0 | 0 | 0.025387 | 0.0043529 | -0.00021388 | 0.004755 | 0.0010872 | -3.2224e-05 | -0.0011379 | -0.00049621 | 0.0030973 | 0.00065039 | 0 | 0 | 0 | 0 | 0 | 0 | 0 | 0 | 0 | 0 | 0 | 0.50872 | 0 | 0 | 0 | 0 | 1.4472 | 0 | 0 | 0
1 | 9 | 12 | 64.04 | 1.8151 | 60.3568 | 0 | 2.8573 | 0.041248 | 0 | 68.6677 | 69.1732 | 69.1732 | -0.00081319 | -0.0018023 | -0.00021917 | 0 | 0 | 0.026293 | 0.0050667 | -0.00012066 | 0.0074046 | 0.0013141 | -1.8207e-05 | -0.00064293 | -0.00021193 | 0.0041315 | 0.0008666 | 0 | 0 | 0 | 0 | 0 | 0 | 0 | 0 | 0 | 0 | 0 | 0.3679 | 0 | 0 | 0 | 0 | 1.4472 | 0 | 0 | 0
1 | 9 | 13 | 69.08 | 1.7819 | 60.3568 | 0 | 2.8573 | 0.046284 | 0 | 69.1732 | 69.7404 | 69.7404 | -1.6382e-05 | -3.6308e-05 | -4.4153e-06 | 0 | 0 | 0.026493 | 0.0051408 | -2.4465e-06 | 0.0090432 | 0.0019371 | -3.668e-07 | -1.2952e-05 | -5.0777e-06 | 0.0030973 | 0.00065039 | 0 | 0 | 0 | 0 | 0 | 0 | 0 | 0 | 0 | 0 | 0 | 0.36762 | 0 | 0 | 0 | 0 | 1.4143 | 0 | 0 | 0
1 | 9 | 14 | 73.04 | 1.6821 | 60.3568 | 0 | 2.2983 | 0.049916 | 0 | 69.7404 | 70.3522 | 70.3522 | 0.0005798 | 0.001285 | 0.00015627 | 0 | 0 | 0.026168 | 0.0048029 | 8.6777e-05 | 0.0098831 | 0.0031275 | 1.2982e-05 | 0.00045841 | 0.00023009 | 0.0025838 | 0.00054141 | 0 | 0 | 0 | 0 | 0 | 0 | 0 | 0 | 0 | 0 | 0 | 0.30073 | 0 | 0 | 0 | 0 | 1.3814 | 0 | 0 | 0
1 | 9 | 15 | 73.04 | 1.649 | 60.3568 | 0 | 2.2983 | 0.041794 | 0 | 70.3522 | 70.8644 | 70.8644 | 0.00047231 | 0.0010468 | 0.0001273 | 0 | 0 | 0.022188 | 0.0034096 | 7.0916e-05 | 0.0075626 | 0.0030468 | 1.0575e-05 | 0.00037342 | 0.00023553 | 0.0026854 | 0.00056426 | 0 | 0 | 0 | 0 | 0 | 0 | 0 | 0 | 0 | 0 | 0 | 0.30048 | 0 | 0 | 0 | 0 | 1.3485 | 0 | 0 | 0
1 | 9 | 16 | 73.04 | 1.7146 | 60.3568 | 0 | 2.2983 | 0.02577 | 0 | 70.8644 | 71.1802 | 71.1802 | 0.00038231 | 0.00084732 | 0.00010304 | 0 | 0 | 0.010931 | 0.0018603 | 5.7796e-05 | 0.0049516 | 0.0028207 | 8.5599e-06 | 0.00030226 | 0.00025595 | 0.0026854 | 0.00056426 | 0 | 0 | 0 | 0 | 0 | 0 | 0 | 0 | 0 | 0 | 0 | 0.30033 | 0 | 0 | 0 | 0 | 1.4143 | 0 | 0 | 0
1 | 9 | 17 | 71.06 | 1.9776 | 60.3568 | 0 | 2.2983 | 0.01368 | 0 | 71.1802 | 71.3478 | 71.3478 | -2.112e-05 | -4.6809e-05 | -5.6922e-06 | 0 | 0 | 0.0064792 | 0.00047164 | -3.1799e-06 | 0.00070399 | 0.0013791 | -4.7288e-07 | -1.6698e-05 | -1.1221e-05 | 0.0039265 | 0.00082442 | 0 | 0 | 0 | 0 | 0 | 0 | 0 | 0 | 0 | 0 | 0 | 0.30025 | 0 | 0 | 0 | 0 | 1.6774 | 0 | 0 | 0
1 | 9 | 18 | 68 | 2.5976 | 60.3568 | 0 | 3.9133 | -0.0020988 | 0 | 71.3478 | 71.3221 | 71.3221 | -0.00058829 | -0.0013038 | -0.00015855 | 0 | 0 | 0.0010494 | 8.437e-05 | -8.8622e-05 | -0.0031832 | -0.0013362 | -1.3172e-05 | -0.00046512 | -0.0003305 | 0.0042349 | 0.00088946 | 0 | 0 | 0 | 0 | 0 | 0 | 0 | 0 | 0 | 0 | 0 | 0.49264 | 0 | 0 | 0 | 0 | 2.105 | 0 | 0 | 0
1 | 9 | 19 | 66.92 | 2.5647 | 60.3568 | 0 | 3.9133 | -0.001337 | 0 | 71.3221 | 71.3057 | 71.3057 | -0.00077355 | -0.0017144 | -0.00020848 | 0 | 0 | 0 | 0 | -0.00011698 | -0.0011868 | -0.00072034 | -1.732e-05 | -0.00061159 | -0.0005327 | 0.0045452 | 0.0009545 | 0 | 0 | 0 | 0 | 0 | 0 | 0 | 0 | 0 | 0 | 0 | 0.49265 | 0 | 0 | 0 | 0 | 2.0721 | 0 | 0 | 0
1 | 9 | 20 | 64.94 | 2.4332 | 60.3568 | 0 | 3.9133 | -0.0012673 | 0 | 71.3057 | 71.2902 | 71.2902 | -0.0011186 | -0.0024792 | -0.00030148 | 0 | 0 | 0 | 0 | -0.00016848 | -0.0017161 | -0.0010415 | -2.5045e-05 | -0.0008844 | -0.00065969 | 0.0071272 | 0.0014959 | 0 | 0 | 0 | 0 | 0 | 0 | 0 | 0 | 0 | 0 | 0 | 0.49265 | 0 | 0 | 0 | 0 | 1.9405 | 0 | 0 | 0
1 | 9 | 21 | 64.04 | 2.3345 | 60.3568 | 0 | 3.9133 | -0.0023046 | 0 | 71.2902 | 71.262 | 71.262 | -0.001274 | -0.0028236 | -0.00034337 | 0 | 0 | 0 | 0 | -0.00019095 | -0.0019546 | -0.0011859 | -2.8525e-05 | -0.0010073 | -0.00062351 | 0.0071272 | 0.0014959 | 0 | 0 | 0 | 0 | 0 | 0 | 0 | 0 | 0 | 0 | 0 | 0.49267 | 0 | 0 | 0 | 0 | 1.8419 | 0 | 0 | 0
1 | 9 | 22 | 64.04 | 2.1471 | 60.3568 | 0 | 3.1679 | -0.0019535 | 0 | 71.262 | 71.238 | 71.238 | -0.0012691 | -0.0028126 | -0.00034203 | 0 | 0 | 0 | 0 | -0.00019014 | -0.0019469 | -0.0011813 | -2.8414e-05 | -0.0010034 | -0.00062072 | 0.0074411 | 0.0015609 | 0 | 0 | 0 | 0 | 0 | 0 | 0 | 0 | 0 | 0 | 0 | 0.40389 | 0 | 0 | 0 | 0 | 1.7432 | 0 | 0 | 0
1 | 9 | 23 | 60.98 | 1.884 | 60.3568 | 0 | 3.1679 | -0.0060516 | 0 | 71.238 | 71.1639 | 71.1639 | -0.0018026 | -0.0039951 | -0.00048582 | 0 | 0 | 0 | 0 | -0.00027105 | -0.0027654 | -0.0016781 | -4.0359e-05 | -0.0014252 | -0.0010291 | 0.0074411 | 0.0015609 | 0 | 0 | 0 | 0 | 0 | 0 | 0 | 0 | 0 | 0 | 0 | 0.40393 | 0 | 0 | 0 | 0 | 1.4801 | 0 | 0 | 0
1 | 9 | 24 | 59 | 1.3065 | 60.3568 | 0 | 0.52799 | -0.0091045 | 0 | 71.1639 | 71.0523 | 71.0523 | -0.0021375 | -0.0047373 | -0.00057608 | 0 | 0 | 0 | 0 | -0.00031984 | -0.0032792 | -0.0019895 | -4.7858e-05 | -0.0016899 | -0.0010426 | 0.0067153 | 0.0014098 | 0 | 0 | 0 | 0 | 0 | 0 | 0 | 0 | 0 | 0 | 0 | 0.089515 | 0 | 0 | 0 | 0 | 1.2169 | 0 | 0 | 0
1 | 10 | 1 | 57.92 | 1.0106 | 60.2884 | 0 | 0.5282 | -0.015035 | 0 | 71.0523 | 70.868 | 70.868 | -0.0023076 | -0.0051145 | -0.00062194 | 0 | 0 | 0 | 0 | -0.00034522 | -0.0035403 | -0.0021479 | -5.1668e-05 | -0.0018245 | -0.0011476 | 0.0020667 | 0.00043418 | 0 | 0 | 0 | 0 | 0 | 0 | 0 | 0 | 0 | 0 | 0 | 0.089699 | 0 | 0 | 0 | 0 | 0.92093 | 0 | 0 | 0
1 | 10 | 2 | 57.92 | 0.94494 | 60.2884 | 0 | 0.5282 | -0.014903 | 0 | 70.868 | 70.6854 | 70.6854 | -0.0022752 | -0.0050427 | -0.00061322 | 0 | 0 | 0 | 0 | -0.00034104 | -0.0034906 | -0.0021179 | -5.0943e-05 | -0.0017989 | -0.0012389 | 0.0020667 | 0.00043418 | 0 | 0 | 0 | 0 | 0 | 0 | 0 | 0 | 0 | 0 | 0 | 0.089788 | 0 | 0 | 0 | 0 | 0.85515 | 0 | 0 | 0
1 | 10 | 3 | 57.02 | 0.91214 | 60.2884 | 0 | 0.5282 | -0.015983 | 0 | 70.6854 | 70.4895 | 70.4895 | -0.0024013 | -0.0053221 | -0.00064719 | 0 | 0 | 0 | 0 | -0.00036091 | -0.003684 | -0.0022355 | -5.3765e-05 | -0.0018985 | -0.0014461 | 0.0020667 | 0.00043418 | 0 | 0 | 0 | 0 | 0 | 0 | 0 | 0 | 0 | 0 | 0 | 0.089885 | 0 | 0 | 0 | 0 | 0.82226 | 0 | 0 | 0
1 | 10 | 4 | 57.02 | 0.87934 | 60.2884 | 0 | 0.5282 | -0.015481 | 0 | 70.4895 | 70.2998 | 70.2998 | -0.0023669 | -0.0052458 | -0.00063792 | 0 | 0 | 0 | 0 | -0.00035392 | -0.0036312 | -0.002203 | -5.2995e-05 | -0.0018713 | -0.0011849 | 0.0020667 | 0.00043418 | 0 | 0 | 0 | 0 | 0 | 0 | 0 | 0 | 0 | 0 | 0 | 0.089978 | 0 | 0 | 0 | 0 | 0.78937 | 0 | 0 | 0
1 | 10 | 5 | 55.94 | 0.87944 | 60.2884 | 0 | 0.5282 | -0.016313 | 0 | 70.2998 | 70.0999 | 70.0999 | -0.0025233 | -0.0055925 | -0.00068008 | 0 | 0 | 0 | 0 | -0.00037457 | -0.0038712 | -0.0023478 | -5.6498e-05 | -0.001995 | -0.00093825 | 0.0020667 | 0.00043418 | 0 | 0 | 0 | 0 | 0 | 0 | 0 | 0 | 0 | 0 | 0 | 0.090077 | 0 | 0 | 0 | 0 | 0.78937 | 0 | 0 | 0
1 | 10 | 6 | 55.94 | 0.98932 | 60.2884 | 0 | 0.62142 | -0.014765 | 0 | 70.0999 | 69.9189 | 69.9189 | -0.0024882 | -0.0055147 | -0.00067061 | 0 | 0 | 0 | 0 | -0.00037008 | -0.0038173 | -0.0023153 | -5.5711e-05 | -0.0019672 | -0.0010188 | 0.0034529 | 0.00072422 | 0 | 0 | 0 | 0 | 0 | 0 | 0 | 0 | 0 | 0 | 0 | 0.10128 | 0 | 0 | 0 | 0 | 0.88804 | 0 | 0 | 0
1 | 10 | 7 | 57.02 | 1.7342 | 60.2884 | 0 | 4.6606 | -0.01205 | 0 | 69.9189 | 69.7713 | 69.7713 | -0.0022666 | -0.0050236 | -0.00061089 | 0 | 0 | 0 | 0 | -0.00033505 | -0.0034774 | -0.0021086 | -5.075e-05 | -0.0017921 | -0.000723 | 0.0043383 | 0.00091055 | 0 | 0 | 0 | 0 | 0 | 0 | 0 | 0 | 0 | 0 | 0 | 0.58299 | 0 | 0 | 0 | 0 | 1.1512 | 0 | 0 | 0
1 | 10 | 8 | 57.02 | 1.9315 | 60.2884 | 0 | 4.6606 | -0.0074448 | 0 | 69.7713 | 69.68 | 69.68 | -0.0022407 | -0.0049661 | -0.0006039 | 0 | 0 | 0 | 0 | -0.00033061 | -0.0034376 | -0.0020843 | -5.0169e-05 | -0.0017715 | -0.0006367 | 0.0086767 | 0.0018211 | 0 | 0 | 0 | 0 | 0 | 0 | 0 | 0 | 0 | 0 | 0 | 0.58304 | 0 | 0 | 0 | 0 | 1.3485 | 0 | 0 | 0
1 | 10 | 9 | 57.92 | 1.8904 | 60.2884 | 0 | 4.0392 | -0.0073393 | 0 | 69.68 | 69.5901 | 69.5901 | -0.0020665 | -0.00458 | -0.00055695 | 0 | 0 | 0.0026956 | 0.0006019 | -0.00030713 | -0.0033371 | -0.0023781 | -4.6269e-05 | -0.0016338 | -0.00079328 | 0.0050623 | 0.0010617 | 0 | 0 | 0 | 0 | 0 | 0 | 0 | 0 | 0 | 0 | 0 | 0.50898 | 0 | 0 | 0 | 0 | 1.3814 | 0 | 0 | 0
1 | 10 | 10 | 57.92 | 1.9232 | 60.2884 | 0 | 4.0392 | 0.0087095 | 0 | 69.5901 | 69.6968 | 69.6968 | -0.0020507 | -0.004545 | -0.00055269 | 0 | 0 | 0.013082 | 0.0022791 | -0.00030412 | 1.1284e-05 | -0.00058897 | -4.5915e-05 | -0.0016213 | -0.00070171 | 0.0030973 | 0.00065039 | 0 | 0 | 0 | 0 | 0 | 0 | 0 | 0 | 0 | 0 | 0 | 0.50893 | 0 | 0 | 0 | 0 | 1.4143 | 0 | 0 | 0
1 | 10 | 11 | 60.08 | 1.956 | 60.2884 | 0 | 4.0392 | 0.010808 | 0 | 69.6968 | 69.8293 | 69.8293 | -0.0016899 | -0.0037453 | -0.00045545 | 0 | 0 | 0.011725 | 0.0024986 | -0.00024955 | 0.0011944 | -0.00036969 | -3.7837e-05 | -0.0013361 | -0.00047471 | 0.0030973 | 0.00065039 | 0 | 0 | 0 | 0 | 0 | 0 | 0 | 0 | 0 | 0 | 0 | 0.50887 | 0 | 0 | 0 | 0 | 1.4472 | 0 | 0 | 0
1 | 10 | 12 | 59 | 1.8151 | 60.2884 | 0 | 2.8585 | 0.027709 | 0 | 69.8293 | 70.1688 | 70.1688 | -0.0019029 | -0.0042175 | -0.00051287 | 0 | 0 | 0.021942 | 0.0044713 | -0.00028309 | 0.0050219 | 0.0004504 | -4.2607e-05 | -0.0015045 | -0.00071134 | 0.0041315 | 0.0008666 | 0 | 0 | 0 | 0 | 0 | 0 | 0 | 0 | 0 | 0 | 0 | 0.36791 | 0 | 0 | 0 | 0 | 1.4472 | 0 | 0 | 0
1 | 10 | 13 | 57.02 | 1.782 | 60.2884 | 0 | 2.8585 | 0.030649 | 0 | 70.1688 | 70.5444 | 70.5444 | -0.0023105 | -0.0051209 | -0.00062273 | 0 | 0 | 0.025911 | 0.0052161 | -0.00034496 | 0.0065798 | 0.00051413 | -5.1733e-05 | -0.0018268 | -0.001042 | 0.0030973 | 0.00065039 | 0 | 0 | 0 | 0 | 0 | 0 | 0 | 0 | 0 | 0 | 0 | 0.36773 | 0 | 0 | 0 | 0 | 1.4143 | 0 | 0 | 0
1 | 10 | 14 | 55.94 | 1.6825 | 60.2884 | 0 | 2.2992 | -0.0071426 | 0 | 70.5444 | 70.4569 | 70.4569 | -0.0025663 | -0.0056878 | -0.00069167 | 0 | 0 | 0.0060255 | 0.0013454 | -0.00038094 | -0.0024439 | -0.0022791 | -5.746e-05 | -0.002029 | -0.00096106 | 0.0025838 | 0.00054141 | 0 | 0 | 0 | 0 | 0 | 0 | 0 | 0 | 0 | 0 | 0 | 0.30108 | 0 | 0 | 0 | 0 | 1.3814 | 0 | 0 | 0
1 | 10 | 15 | 57.92 | 1.6496 | 60.2884 | 0 | 2.2992 | 0.0046027 | 0 | 70.4569 | 70.5133 | 70.5133 | -0.002203 | -0.0048826 | -0.00059375 | 0 | 0 | 0.010651 | 0.0022713 | -0.00032996 | 0.00029888 | -0.0008765 | -4.9326e-05 | -0.0017418 | -0.001191 | 0.0026854 | 0.00056426 | 0 | 0 | 0 | 0 | 0 | 0 | 0 | 0 | 0 | 0 | 0 | 0.30106 | 0 | 0 | 0 | 0 | 1.3485 | 0 | 0 | 0
1 | 10 | 16 | 57.02 | 1.7154 | 60.2884 | 0 | 2.2992 | -0.0083171 | 0 | 70.5133 | 70.4114 | 70.4114 | -0.0023711 | -0.0052551 | -0.00063904 | 0 | 0 | 0.0044002 | 0.00098251 | -0.00035468 | -0.002532 | -0.002118 | -5.3088e-05 | -0.0018746 | -0.0011876 | 0.0026854 | 0.00056426 | 0 | 0 | 0 | 0 | 0 | 0 | 0 | 0 | 0 | 0 | 0 | 0.30111 | 0 | 0 | 0 | 0 | 1.4143 | 0 | 0 | 0
1 | 10 | 17 | 55.94 | 1.9786 | 60.2884 | 0 | 2.2992 | -0.011235 | 0 | 70.4114 | 70.2737 | 70.2737 | -0.0025429 | -0.005636 | -0.00068537 | 0 | 0 | 0.0024974 | 0.00055764 | -0.00038573 | -0.0027536 | -0.0020061 | -5.6937e-05 | -0.0020105 | -0.0021394 | 0.0039265 | 0.00082442 | 0 | 0 | 0 | 0 | 0 | 0 | 0 | 0 | 0 | 0 | 0 | 0.30117 | 0 | 0 | 0 | 0 | 1.6774 | 0 | 0 | 0
1 | 10 | 18 | 55.04 | 2.5989 | 60.2884 | 0 | 3.9149 | -0.01523 | 0 | 70.2737 | 70.0871 | 70.0871 | -0.0026769 | -0.0059329 | -0.00072147 | 0 | 0 | 0.00057624 | 6.9636e-05 | -0.00040234 | -0.0042154 | -0.0023353 | -5.9936e-05 | -0.0021164 | -0.00165 | 0.0042349 | 0.00088946 | 0 | 0 | 0 | 0 | 0 | 0 | 0 | 0 | 0 | 0 | 0 | 0.49392 | 0 | 0 | 0 | 0 | 2.105 | 0 | 0 | 0
1 | 10 | 19 | 53.96 | 2.5661 | 60.2884 | 0 | 3.9149 | -0.016048 | 0 | 70.0871 | 69.8904 | 69.8904 | -0.0028339 | -0.0062808 | -0.00076378 | 0 | 0 | 0 | 0 | -0.00041968 | -0.0043476 | -0.0026366 | -6.3451e-05 | -0.0022406 | -0.0010066 | 0.0045452 | 0.0009545 | 0 | 0 | 0 | 0 | 0 | 0 | 0 | 0 | 0 | 0 | 0 | 0.49402 | 0 | 0 | 0 | 0 | 2.0721 | 0 | 0 | 0
1 | 10 | 20 | 53.06 | 2.4346 | 60.2884 | 0 | 3.9149 | -0.015038 | 0 | 69.8904 | 69.7061 | 69.7061 | -0.0029575 | -0.0065547 | -0.00079709 | 0 | 0 | 0 | 0 | -0.0004436 | -0.0045373 | -0.002753 | -6.6218e-05 | -0.0023383 | -0.0017177 | 0.0071272 | 0.0014959 | 0 | 0 | 0 | 0 | 0 | 0 | 0 | 0 | 0 | 0 | 0 | 0.49411 | 0 | 0 | 0 | 0 | 1.9405 | 0 | 0 | 0
1 | 10 | 21 | 51.98 | 2.3361 | 60.2884 | 0 | 3.9149 | -0.015953 | 0 | 69.7061 | 69.5106 | 69.5106 | -0.0031149 | -0.0069036 | -0.00083951 | 0 | 0 | 0 | 0 | -0.00046503 | -0.0047787 | -0.0028989 | -6.9742e-05 | -0.0024627 | -0.0015473 | 0.0071272 | 0.0014959 | 0 | 0 | 0 | 0 | 0 | 0 | 0 | 0 | 0 | 0 | 0 | 0.4942 | 0 | 0 | 0 | 0 | 1.8419 | 0 | 0 | 0
1 | 10 | 22 | 51.08 | 2.1486 | 60.2884 | 0 | 3.1692 | -0.016415 | 0 | 69.5106 | 69.3094 | 69.3094 | -0.0032387 | -0.0071779 | -0.00087287 | 0 | 0 | 0 | 0 | -0.00048212 | -0.0049686 | -0.0030138 | -7.2514e-05 | -0.0025606 | -0.0014692 | 0.0074411 | 0.0015609 | 0 | 0 | 0 | 0 | 0 | 0 | 0 | 0 | 0 | 0 | 0 | 0.40538 | 0 | 0 | 0 | 0 | 1.7432 | 0 | 0 | 0
1 | 10 | 23 | 50 | 1.8855 | 60.2884 | 0 | 3.1692 | -0.017906 | 0 | 69.3094 | 69.09 | 69.09 | -0.0033931 | -0.0075202 | -0.00091449 | 0 | 0 | 0 | 0 | -0.00050787 | -0.0052056 | -0.0031582 | -7.5971e-05 | -0.0026827 | -0.0018887 | 0.0074411 | 0.0015609 | 0 | 0 | 0 | 0 | 0 | 0 | 0 | 0 | 0 | 0 | 0 | 0.40549 | 0 | 0 | 0 | 0 | 1.4801 | 0 | 0 | 0
1 | 10 | 24 | 48.92 | 1.3076 | 60.2884 | 0 | 0.5282 | -0.019632 | 0 | 69.09 | 68.8494 | 68.8494 | -0.0035443 | -0.0078553 | -0.00095525 | 0 | 0 | 0 | 0 | -0.00052926 | -0.0054376 | -0.0032986 | -7.9357e-05 | -0.0028022 | -0.001845 | 0.0067153 | 0.0014098 | 0 | 0 | 0 | 0 | 0 | 0 | 0 | 0 | 0 | 0 | 0 | 0.090692 | 0 | 0 | 0 | 0 | 1.2169 | 0 | 0 | 0
1 | 11 | 1 | 48.92 | 1.0118 | 60.224 | 0 | 0.52841 | -0.023782 | 0 | 68.8494 | 68.5579 | 68.5579 | -0.003502 | -0.0077616 | -0.00094386 | 0 | 0 | 0 | 0 | -0.00052116 | -0.0053727 | -0.0032588 | -7.8411e-05 | -0.0027688 | -0.0016417 | 0.0020667 | 0.00043418 | 0 | 0 | 0 | 0 | 0 | 0 | 0 | 0 | 0 | 0 | 0 | 0.090923 | 0 | 0 | 0 | 0 | 0.92093 | 0 | 0 | 0
1 | 11 | 2 | 48.02 | 0.94622 | 60.224 | 0 | 0.52841 | -0.024934 | 0 | 68.5579 | 68.2524 | 68.2524 | -0.003609 | -0.0079986 | -0.00097268 | 0 | 0 | 0 | 0 | -0.0005402 | -0.0055368 | -0.0033592 | -8.0805e-05 | -0.0028534 | -0.0020503 | 0.0020667 | 0.00043418 | 0 | 0 | 0 | 0 | 0 | 0 | 0 | 0 | 0 | 0 | 0 | 0.091073 | 0 | 0 | 0 | 0 | 0.85515 | 0 | 0 | 0
1 | 11 | 3 | 48.02 | 0.91348 | 60.224 | 0 | 0.52841 | -0.024364 | 0 | 68.2524 | 67.9538 | 67.9538 | -0.0035553 | -0.0078796 | -0.0009582 | 0 | 0 | 0 | 0 | -0.00053065 | -0.0054544 | -0.0033088 | -7.9603e-05 | -0.0028109 | -0.0018528 | 0.0020667 | 0.00043418 | 0 | 0 | 0 | 0 | 0 | 0 | 0 | 0 | 0 | 0 | 0 | 0.09122 | 0 | 0 | 0 | 0 | 0.82226 | 0 | 0 | 0
1 | 11 | 4 | 46.94 | 0.88074 | 60.224 | 0 | 0.52841 | -0.026118 | 0 | 67.9538 | 67.6337 | 67.6337 | -0.0036926 | -0.008184 | -0.00099521 | 0 | 0 | 0 | 0 | -0.00055652 | -0.005665 | -0.0034381 | -8.2677e-05 | -0.0029195 | -0.0026513 | 0.0020667 | 0.00043418 | 0 | 0 | 0 | 0 | 0 | 0 | 0 | 0 | 0 | 0 | 0 | 0.091378 | 0 | 0 | 0 | 0 | 0.78937 | 0 | 0 | 0
1 | 11 | 5 | 46.04 | 0.8809 | 60.224 | 0 | 0.52841 | -0.026192 | 0 | 67.6337 | 67.3127 | 67.3127 | -0.0037945 | -0.0084098 | -0.0010227 | 0 | 0 | 0 | 0 | -0.00056661 | -0.0058214 | -0.0035315 | -8.4959e-05 | -0.003 | -0.002027 | 0.0020667 | 0.00043418 | 0 | 0 | 0 | 0 | 0 | 0 | 0 | 0 | 0 | 0 | 0 | 0.091536 | 0 | 0 | 0 | 0 | 0.78937 | 0 | 0 | 0
1 | 11 | 6 | 42.98 | 7.6122 | 60.224 | 0 | 0.62166 | -0.027993 | -0.084074 | 67.3127 | 66.9697 | 68 | -0.0042758 | -0.0094765 | -0.0011524 | 0 | 0 | 0 | 0 | -0.00063472 | -0.0065598 | -0.0039784 | -9.5735e-05 | -0.0033806 | -0.0018918 | 0.0034529 | 0.00072422 | 0 | 6.6218 | 0 | 0 | 0 | 0 | 0 | 0 | 0 | 0 | 0 | 0.10233 | 0 | 0 | 0 | 0 | 0.88804 | 0 | 0 | 0
1 | 11 | 7 | 42.08 | 4.0381 | 60.224 | 0 | 4.6624 | -0.029231 | -0.029231 | 68 | 67.6418 | 68 | -0.0045547 | -0.010095 | -0.0012276 | 0 | 0 | 0 | 0 | -0.00067533 | -0.0069877 | -0.0042377 | -0.00010198 | -0.0036011 | -0.0020889 | 0.0043383 | 0.00091055 | 0 | 2.3023 | 0 | 0 | 0 | 0 | 0 | 0 | 0 | 0 | 0 | 0.58462 | 0 | 0 | 0 | 0 | 1.1512 | 0 | 0 | 0
1 | 11 | 8 | 41 | 4.008 | 60.224 | 0 | 4.6624 | -0.026344 | -0.026344 | 68 | 67.6772 | 68 | -0.0047445 | -0.010515 | -0.0012787 | 0 | 0 | 0 | 0 | -0.00070372 | -0.0072789 | -0.0044143 | -0.00010623 | -0.0037511 | -0.0022276 | 0.0086767 | 0.0018211 | 0 | 2.0749 | 0 | 0 | 0 | 0 | 0 | 0 | 0 | 0 | 0 | 0.58462 | 0 | 0 | 0 | 0 | 1.3485 | 0 | 0 | 0
1 | 11 | 9 | 44.06 | 2.9448 | 60.224 | 0 | 4.0408 | -0.013369 | -0.013369 | 68 | 67.8362 | 68 | -0.0042068 | -0.0093236 | -0.0011338 | 0 | 0 | 0.0087865 | 0.0014127 | -0.00061681 | -0.0057382 | -0.0026728 | -9.419e-05 | -0.003326 | -0.0015181 | 0.0050623 | 0.0010617 | 0 | 1.0529 | 0 | 0 | 0 | 0 | 0 | 0 | 0 | 0 | 0 | 0.51042 | 0 | 0 | 0 | 0 | 1.3814 | 0 | 0 | 0
1 | 11 | 10 | 48.92 | 1.9246 | 60.224 | 0 | 4.0408 | 0.010088 | 0 | 68 | 68.1236 | 68.1236 | -0.0033528 | -0.0074308 | -0.00090363 | 0 | 0 | 0.021283 | 0.0029985 | -0.00049239 | -0.0010152 | -0.00091688 | -7.5069e-05 | -0.0026508 | -0.0011033 | 0.0030973 | 0.00065039 | 0 | 0 | 0 | 0 | 0 | 0 | 0 | 0 | 0 | 0 | 0 | 0.51036 | 0 | 0 | 0 | 0 | 1.4143 | 0 | 0 | 0
1 | 11 | 11 | 53.06 | 1.9574 | 60.224 | 0 | 4.0408 | 0.021008 | 0 | 68.1236 | 68.3811 | 68.3811 | -0.002647 | -0.0058666 | -0.00071341 | 0 | 0 | 0.023679 | 0.0041948 | -0.00039327 | 0.0025604 | -0.00029222 | -5.9267e-05 | -0.0020928 | -0.0011089 | 0.0030973 | 0.00065039 | 0 | 0 | 0 | 0 | 0 | 0 | 0 | 0 | 0 | 0 | 0 | 0.51024 | 0 | 0 | 0 | 0 | 1.4472 | 0 | 0 | 0
1 | 11 | 12 | 55.94 | 1.8162 | 60.224 | 0 | 2.8596 | 0.033284 | 0 | 68.3811 | 68.789 | 68.789 | -0.0021862 | -0.0048453 | -0.00058921 | 0 | 0 | 0.027473 | 0.0053438 | -0.00032194 | 0.0057479 | 5.4183e-05 | -4.8949e-05 | -0.0017285 | -0.00061322 | 0.0041315 | 0.0008666 | 0 | 0 | 0 | 0 | 0 | 0 | 0 | 0 | 0 | 0 | 0 | 0.36906 | 0 | 0 | 0 | 0 | 1.4472 | 0 | 0 | 0
1 | 11 | 13 | 55.94 | 1.7832 | 60.224 | 0 | 2.8596 | 0.031627 | 0 | 68.789 | 69.1766 | 69.1766 | -0.0022578 | -0.0050041 | -0.00060853 | 0 | 0 | 0.027328 | 0.0053368 | -0.00033225 | 0.0059986 | -0.00016742 | -5.0553e-05 | -0.0017851 | -0.00057873 | 0.0030973 | 0.00065039 | 0 | 0 | 0 | 0 | 0 | 0 | 0 | 0 | 0 | 0 | 0 | 0.36887 | 0 | 0 | 0 | 0 | 1.4143 | 0 | 0 | 0
1 | 11 | 14 | 57.92 | 1.6833 | 60.224 | 0 | 2.3001 | 0.030257 | 0 | 69.1766 | 69.5474 | 69.5474 | -0.001978 | -0.004384 | -0.00053311 | 0 | 0 | 0.02522 | 0.0047744 | -0.00029212 | 0.005904 | 0.000622 | -4.4288e-05 | -0.0015639 | -0.0005936 | 0.0025838 | 0.00054141 | 0 | 0 | 0 | 0 | 0 | 0 | 0 | 0 | 0 | 0 | 0 | 0.30191 | 0 | 0 | 0 | 0 | 1.3814 | 0 | 0 | 0
1 | 11 | 15 | 57.92 | 1.6503 | 60.224 | 0 | 2.3001 | 0.014731 | 0 | 69.5474 | 69.7279 | 69.7279 | -0.0020432 | -0.0045284 | -0.00055067 | 0 | 0 | 0.01653 | 0.003119 | -0.000303 | 0.0019254 | -0.00030803 | -4.5747e-05 | -0.0016154 | -0.00069817 | 0.0026854 | 0.00056426 | 0 | 0 | 0 | 0 | 0 | 0 | 0 | 0 | 0 | 0 | 0 | 0.30182 | 0 | 0 | 0 | 0 | 1.3485 | 0 | 0 | 0
1 | 11 | 16 | 59 | 1.716 | 60.224 | 0 | 2.3001 | 0.0095593 | 0 | 69.7279 | 69.8451 | 69.8451 | -0.0018851 | -0.0041781 | -0.00050807 | 0 | 0 | 0.011448 | 0.0020502 | -0.00027934 | 0.0014122 | 0.00040748 | -4.2208e-05 | -0.0014904 | -0.00062514 | 0.0026854 | 0.00056426 | 0 | 0 | 0 | 0 | 0 | 0 | 0 | 0 | 0 | 0 | 0 | 0.30176 | 0 | 0 | 0 | 0 | 1.4143 | 0 | 0 | 0
1 | 11 | 17 | 57.02 | 1.9792 | 60.224 | 0 | 2.3001 | -0.0034811 | 0 | 69.8451 | 69.8024 | 69.8024 | -0.0022536 | -0.0049948 | -0.0006074 | 0 | 0 | 0.0067747 | 0.00047079 | -0.00033549 | -0.0029966 | -0.00074203 | -5.0459e-05 | -0.0017818 | -0.00089085 | 0.0039265 | 0.00082442 | 0 | 0 | 0 | 0 | 0 | 0 | 0 | 0 | 0 | 0 | 0 | 0.30178 | 0 | 0 | 0 | 0 | 1.6774 | 0 | 0 | 0
1 | 11 | 18 | 53.06 | 2.5998 | 60.224 | 0 | 3.9164 | -0.020402 | 0 | 69.8024 | 69.5524 | 69.5524 | -0.002942 | -0.0065204 | -0.00079292 | 0 | 0 | 0.00078024 | 6.766e-05 | -0.00043561 | -0.0073685 | -0.0040623 | -6.5872e-05 | -0.002326 | -0.00097128 | 0.0042349 | 0.00088946 | 0 | 0 | 0 | 0 | 0 | 0 | 0 | 0 | 0 | 0 | 0 | 0.49483 | 0 | 0 | 0 | 0 | 2.105 | 0 | 0 | 0
1 | 11 | 19 | 51.98 | 2.567 | 60.224 | 0 | 3.9164 | -0.017757 | 0 | 69.5524 | 69.3348 | 69.3348 | -0.0030878 | -0.0068437 | -0.00083223 | 0 | 0 | 0 | 0 | -0.00045527 | -0.0047373 | -0.002872 | -6.9137e-05 | -0.0024413 | -0.00096312 | 0.0045452 | 0.0009545 | 0 | 0 | 0 | 0 | 0 | 0 | 0 | 0 | 0 | 0 | 0 | 0.49493 | 0 | 0 | 0 | 0 | 2.0721 | 0 | 0 | 0
1 | 11 | 20 | 50 | 2.4356 | 60.224 | 0 | 3.9164 | -0.017327 | 0 | 69.3348 | 69.1224 | 69.1224 | -0.0033975 | -0.0075301 | -0.00091569 | 0 | 0 | 0 | 0 | -0.00049935 | -0.0052124 | -0.0031598 | -7.6071e-05 | -0.0026862 | -0.00097747 | 0.0071272 | 0.0014959 | 0 | 0 | 0 | 0 | 0 | 0 | 0 | 0 | 0 | 0 | 0 | 0.49504 | 0 | 0 | 0 | 0 | 1.9405 | 0 | 0 | 0
1 | 11 | 21 | 46.04 | 2.337 | 60.224 | 0 | 3.9164 | -0.022154 | 0 | 69.1224 | 68.8509 | 68.8509 | -0.0040561 | -0.0089896 | -0.0010932 | 0 | 0 | 0 | 0 | -0.00059645 | -0.0062227 | -0.0037724 | -9.0816e-05 | -0.0032069 | -0.001253 | 0.0071272 | 0.0014959 | 0 | 0 | 0 | 0 | 0 | 0 | 0 | 0 | 0 | 0 | 0 | 0.49517 | 0 | 0 | 0 | 0 | 1.8419 | 0 | 0 | 0
1 | 11 | 22 | 42.98 | 2.1495 | 60.224 | 0 | 3.1705 | -0.025521 | 0 | 68.8509 | 68.5381 | 68.5381 | -0.0045461 | -0.010076 | -0.0012252 | 0 | 0 | 0 | 0 | -0.0006683 | -0.0069745 | -0.004228 | -0.00010179 | -0.0035943 | -0.0015482 | 0.0074411 | 0.0015609 | 0 | 0 | 0 | 0 | 0 | 0 | 0 | 0 | 0 | 0 | 0 | 0.40628 | 0 | 0 | 0 | 0 | 1.7432 | 0 | 0 | 0
1 | 11 | 23 | 39.92 | 1.8865 | 60.224 | 0 | 3.1705 | -0.029174 | 0 | 68.5381 | 68.1806 | 68.1806 | -0.0050288 | -0.011146 | -0.0013554 | 0 | 0 | 0 | 0 | -0.00073972 | -0.0077151 | -0.0046771 | -0.0001126 | -0.003976 | -0.001865 | 0.0074411 | 0.0015609 | 0 | 0 | 0 | 0 | 0 | 0 | 0 | 0 | 0 | 0 | 0 | 0.40645 | 0 | 0 | 0 | 0 | 1.4801 | 0 | 0 | 0
1 | 11 | 24 | 39.92 | 1.3082 | 60.224 | 0 | 0.52841 | -0.02942 | 0 | 68.1806 | 67.8201 | 67.8201 | -0.004966 | -0.011006 | -0.0013384 | 0 | 0 | 0 | 0 | -0.00072789 | -0.0076187 | -0.0046179 | -0.00011119 | -0.0039263 | -0.0018223 | 0.0067153 | 0.0014098 | 0 | 0 | 0 | 0 | 0 | 0 | 0 | 0 | 0 | 0 | 0 | 0.091286 | 0 | 0 | 0 | 0 | 1.2169 | 0 | 0 | 0
1 | 12 | 1 | 37.94 | 1.0125 | 60.1635 | 0 | 0.5286 | -0.036234 | 0 | 67.8201 | 67.376 | 67.376 | -0.0052506 | -0.011637 | -0.0014151 | 0 | 0 | 0 | 0 | -0.00077178 | -0.0080553 | -0.0048832 | -0.00011756 | -0.0041513 | -0.002019 | 0.0020667 | 0.00043418 | 0 | 0 | 0 | 0 | 0 | 0 | 0 | 0 | 0 | 0 | 0 | 0.091587 | 0 | 0 | 0 | 0 | 0.92093 | 0 | 0 | 0
1 | 12 | 2 | 37.94 | 0.94695 | 60.1635 | 0 | 0.5286 | -0.035638 | 0 | 67.376 | 66.9393 | 66.9393 | -0.0051725 | -0.011464 | -0.0013941 | 0 | 0 | 0 | 0 | -0.00075844 | -0.0079356 | -0.0048101 | -0.00011581 | -0.0040896 | -0.0019642 | 0.0020667 | 0.00043418 | 0 | 0 | 0 | 0 | 0 | 0 | 0 | 0 | 0 | 0 | 0 | 0.091802 | 0 | 0 | 0 | 0 | 0.85515 | 0 | 0 | 0
1 | 12 | 3 | 35.96 | 0.91429 | 60.1635 | 0 | 0.5286 | -0.037707 | 0 | 66.9393 | 66.4772 | 66.4772 | -0.0054437 | -0.012065 | -0.0014672 | 0 | 0 | 0 | 0 | -0.00080037 | -0.0083516 | -0.0050629 | -0.00012189 | -0.004304 | -0.0021573 | 0.0020667 | 0.00043418 | 0 | 0 | 0 | 0 | 0 | 0 | 0 | 0 | 0 | 0 | 0 | 0.092029 | 0 | 0 | 0 | 0 | 0.82226 | 0 | 0 | 0
1 | 12 | 4 | 35.06 | 0.88163 | 60.1635 | 0 | 0.5286 | -0.038294 | 0 | 66.4772 | 66.0079 | 66.0079 | -0.0055207 | -0.012236 | -0.0014879 | 0 | 0 | 0 | 0 | -0.00081075 | -0.0084697 | -0.0051342 | -0.00012361 | -0.0043648 | -0.0022135 | 0.0020667 | 0.00043418 | 0 | 0 | 0 | 0 | 0 | 0 | 0 | 0 | 0 | 0 | 0 | 0.09226 | 0 | 0 | 0 | 0 | 0.78937 | 0 | 0 | 0
1 | 12 | 5 | 35.06 | 3.7975 | 60.1635 | 0 | 0.5286 | -0.037663 | -0.037022 | 66.0079 | 65.5463 | 66 | -0.0054382 | -0.012053 | -0.0014657 | 0 | 0 | 0 | 0 | -0.00079775 | -0.0083431 | -0.0050572 | -0.00012176 | -0.0042996 | -0.0021533 | 0.0020667 | 0.00043418 | 0 | 2.9159 | 0 | 0 | 0 | 0 | 0 | 0 | 0 | 0 | 0 | 0.092264 | 0 | 0 | 0 | 0 | 0.78937 | 0 | 0 | 0
1 | 12 | 6 | 33.98 | 16.8148 | 60.1635 | 0 | 0.62188 | -0.037719 | -0.20091 | 66 | 65.5378 | 68 | -0.0056266 | -0.01247 | -0.0015165 | 0 | 0 | 0 | 0 | -0.00082657 | -0.0086322 | -0.0052328 | -0.00012598 | -0.0044486 | -0.0022919 | 0.0034529 | 0.00072422 | 0 | 15.8244 | 0 | 0 | 0 | 0 | 0 | 0 | 0 | 0 | 0 | 0.10242 | 0 | 0 | 0 | 0 | 0.88804 | 0 | 0 | 0
1 | 12 | 7 | 33.98 | 4.8779 | 60.1635 | 0 | 4.6641 | -0.039885 | -0.039885 | 68 | 67.5112 | 68 | -0.005978 | -0.013249 | -0.0016112 | 0 | 0 | 0 | 0 | -0.00088293 | -0.0091714 | -0.005561 | -0.00013385 | -0.0047264 | -0.0029097 | 0.0043383 | 0.00091055 | 0 | 3.1414 | 0 | 0 | 0 | 0 | 0 | 0 | 0 | 0 | 0 | 0.58534 | 0 | 0 | 0 | 0 | 1.1512 | 0 | 0 | 0
1 | 12 | 8 | 37.04 | 4.4069 | 60.1635 | 0 | 4.6641 | -0.031399 | -0.031399 | 68 | 67.6152 | 68 | -0.0054403 | -0.012058 | -0.0014663 | 0 | 0 | 0 | 0 | -0.00080113 | -0.0083464 | -0.0050601 | -0.00012181 | -0.0043013 | -0.0024812 | 0.0086767 | 0.0018211 | 0 | 2.4731 | 0 | 0 | 0 | 0 | 0 | 0 | 0 | 0 | 0 | 0.58534 | 0 | 0 | 0 | 0 | 1.3485 | 0 | 0 | 0
1 | 12 | 9 | 42.08 | 3.1642 | 60.1635 | 0 | 4.0422 | -0.016147 | -0.016147 | 68 | 67.8021 | 68 | -0.0045547 | -0.010095 | -0.0012276 | 0 | 0 | 0.0087564 | 0.0013365 | -0.00066869 | -0.0064515 | -0.0027622 | -0.00010198 | -0.0036011 | -0.0018394 | 0.0050623 | 0.0010617 | 0 | 1.2717 | 0 | 0 | 0 | 0 | 0 | 0 | 0 | 0 | 0 | 0.51105 | 0 | 0 | 0 | 0 | 1.3814 | 0 | 0 | 0
1 | 12 | 10 | 48.92 | 1.9253 | 60.1635 | 0 | 4.0422 | 0.00917 | 0 | 68 | 68.1124 | 68.1124 | -0.0033528 | -0.0074308 | -0.00090363 | 0 | 0 | 0.021511 | 0.0030158 | -0.00050377 | -0.0010797 | -0.00092631 | -7.5069e-05 | -0.0026508 | -0.0021812 | 0.0030973 | 0.00065039 | 0 | 0 | 0 | 0 | 0 | 0 | 0 | 0 | 0 | 0 | 0 | 0.51099 | 0 | 0 | 0 | 0 | 1.4143 | 0 | 0 | 0
1 | 12 | 11 | 51.98 | 1.9581 | 60.1635 | 0 | 4.0422 | 0.017734 | 0 | 68.1124 | 68.3297 | 68.3297 | -0.0028348 | -0.0062829 | -0.00076403 | 0 | 0 | 0.022685 | 0.0040742 | -0.00042345 | 0.0019588 | -0.00062952 | -6.3472e-05 | -0.0022413 | -0.0014924 | 0.0030973 | 0.00065039 | 0 | 0 | 0 | 0 | 0 | 0 | 0 | 0 | 0 | 0 | 0 | 0.51089 | 0 | 0 | 0 | 0 | 1.4472 | 0 | 0 | 0
1 | 12 | 12 | 55.94 | 1.8167 | 60.1635 | 0 | 2.8607 | 0.031275 | 0 | 68.3297 | 68.713 | 68.713 | -0.0021771 | -0.0048253 | -0.00058678 | 0 | 0 | 0.026719 | 0.0052386 | -0.00032851 | 0.0055386 | -9.7156e-06 | -4.8746e-05 | -0.0017213 | -0.0015216 | 0.0041315 | 0.0008666 | 0 | 0 | 0 | 0 | 0 | 0 | 0 | 0 | 0 | 0 | 0 | 0.36954 | 0 | 0 | 0 | 0 | 1.4472 | 0 | 0 | 0
1 | 12 | 13 | 57.02 | 1.7836 | 60.1635 | 0 | 2.8607 | 0.028816 | 0 | 68.713 | 69.0661 | 69.0661 | -0.0020547 | -0.0045539 | -0.00055378 | 0 | 0 | 0.025091 | 0.0050045 | -0.00030927 | 0.0055614 | -0.00013579 | -4.6005e-05 | -0.0016245 | -0.0013103 | 0.0030973 | 0.00065039 | 0 | 0 | 0 | 0 | 0 | 0 | 0 | 0 | 0 | 0 | 0 | 0.36937 | 0 | 0 | 0 | 0 | 1.4143 | 0 | 0 | 0
1 | 12 | 14 | 59 | 1.6837 | 60.1635 | 0 | 2.301 | 0.030605 | 0 | 69.0661 | 69.4412 | 69.4412 | -0.0017688 | -0.0039203 | -0.00047673 | 0 | 0 | 0.02511 | 0.0047354 | -0.00026739 | 0.0060804 | 0.00072792 | -3.9604e-05 | -0.0013985 | -0.0013024 | 0.0025838 | 0.00054141 | 0 | 0 | 0 | 0 | 0 | 0 | 0 | 0 | 0 | 0 | 0 | 0.30232 | 0 | 0 | 0 | 0 | 1.3814 | 0 | 0 | 0
1 | 12 | 15 | 60.08 | 1.6507 | 60.1635 | 0 | 2.301 | 0.026954 | 0 | 69.4412 | 69.7715 | 69.7715 | -0.001645 | -0.0036458 | -0.00044335 | 0 | 0 | 0.022741 | 0.0035783 | -0.00024638 | 0.0044941 | 0.0010472 | -3.6831e-05 | -0.0013006 | -0.00083909 | 0.0026854 | 0.00056426 | 0 | 0 | 0 | 0 | 0 | 0 | 0 | 0 | 0 | 0 | 0 | 0.30216 | 0 | 0 | 0 | 0 | 1.3485 | 0 | 0 | 0
1 | 12 | 16 | 59 | 1.7164 | 60.1635 | 0 | 2.301 | 0.0077459 | 0 | 69.7715 | 69.8664 | 69.8664 | -0.0018928 | -0.004195 | -0.00051014 | 0 | 0 | 0.010866 | 0.0019444 | -0.00028633 | 0.0011608 | 0.00035271 | -4.238e-05 | -0.0014965 | -0.0014047 | 0.0026854 | 0.00056426 | 0 | 0 | 0 | 0 | 0 | 0 | 0 | 0 | 0 | 0 | 0 | 0.30211 | 0 | 0 | 0 | 0 | 1.4143 | 0 | 0 | 0
1 | 12 | 17 | 57.02 | 1.9795 | 60.1635 | 0 | 2.301 | -0.0046844 | 0 | 69.8664 | 69.809 | 69.809 | -0.0022574 | -0.0050031 | -0.00060841 | 0 | 0 | 0.0065472 | 0.00051319 | -0.00034087 | -0.0030922 | -0.00094748 | -5.0543e-05 | -0.0017848 | -0.0015864 | 0.0039265 | 0.00082442 | 0 | 0 | 0 | 0 | 0 | 0 | 0 | 0 | 0 | 0 | 0 | 0.30214 | 0 | 0 | 0 | 0 | 1.6774 | 0 | 0 | 0
1 | 12 | 18 | 53.96 | 2.6004 | 60.1635 | 0 | 3.9179 | -0.018627 | 0 | 69.809 | 69.5808 | 69.5808 | -0.002785 | -0.0061725 | -0.00075061 | 0 | 0 | 0.0011129 | 7.6692e-05 | -0.00041295 | -0.007047 | -0.0036382 | -6.2357e-05 | -0.0022019 | -0.00098064 | 0.0042349 | 0.00088946 | 0 | 0 | 0 | 0 | 0 | 0 | 0 | 0 | 0 | 0 | 0 | 0.49542 | 0 | 0 | 0 | 0 | 2.105 | 0 | 0 | 0
1 | 12 | 19 | 51.08 | 2.5676 | 60.1635 | 0 | 3.9179 | -0.01897 | 0 | 69.5808 | 69.3483 | 69.3483 | -0.003251 | -0.0072053 | -0.0008762 | 0 | 0 | 0 | 0 | -0.0004801 | -0.0049876 | -0.0030235 | -7.279e-05 | -0.0025703 | -0.0010485 | 0.0045452 | 0.0009545 | 0 | 0 | 0 | 0 | 0 | 0 | 0 | 0 | 0 | 0 | 0 | 0.49553 | 0 | 0 | 0 | 0 | 2.0721 | 0 | 0 | 0
1 | 12 | 20 | 48.02 | 2.4362 | 60.1635 | 0 | 3.9179 | -0.019851 | 0 | 69.3483 | 69.105 | 69.105 | -0.0037478 | -0.0083064 | -0.0010101 | 0 | 0 | 0 | 0 | -0.00055032 | -0.0057498 | -0.0034855 | -8.3915e-05 | -0.0029632 | -0.0010815 | 0.0071272 | 0.0014959 | 0 | 0 | 0 | 0 | 0 | 0 | 0 | 0 | 0 | 0 | 0 | 0.49565 | 0 | 0 | 0 | 0 | 1.9405 | 0 | 0 | 0
1 | 12 | 21 | 42.98 | 2.3377 | 60.1635 | 0 | 3.9179 | -0.026173 | 0 | 69.105 | 68.7842 | 68.7842 | -0.0045907 | -0.010175 | -0.0012373 | 0 | 0 | 0 | 0 | -0.00067622 | -0.007043 | -0.0042699 | -0.00010279 | -0.0036296 | -0.0015764 | 0.0071272 | 0.0014959 | 0 | 0 | 0 | 0 | 0 | 0 | 0 | 0 | 0 | 0 | 0 | 0.49581 | 0 | 0 | 0 | 0 | 1.8419 | 0 | 0 | 0
1 | 12 | 22 | 42.08 | 2.15 | 60.1635 | 0 | 3.1716 | -0.026624 | 0 | 68.7842 | 68.458 | 68.458 | -0.0046925 | -0.0104 | -0.0012647 | 0 | 0 | 0 | 0 | -0.00068825 | -0.0071991 | -0.0043638 | -0.00010507 | -0.0037101 | -0.0016416 | 0.0074411 | 0.0015609 | 0 | 0 | 0 | 0 | 0 | 0 | 0 | 0 | 0 | 0 | 0 | 0.40681 | 0 | 0 | 0 | 0 | 1.7432 | 0 | 0 | 0
1 | 12 | 23 | 41 | 1.887 | 60.1635 | 0 | 3.1716 | -0.02773 | 0 | 68.458 | 68.1181 | 68.1181 | -0.004825 | -0.010694 | -0.0013004 | 0 | 0 | 0 | 0 | -0.00070985 | -0.0074023 | -0.0044875 | -0.00010803 | -0.0038148 | -0.0018292 | 0.0074411 | 0.0015609 | 0 | 0 | 0 | 0 | 0 | 0 | 0 | 0 | 0 | 0 | 0 | 0.40698 | 0 | 0 | 0 | 0 | 1.4801 | 0 | 0 | 0
1 | 12 | 24 | 42.98 | 1.3083 | 60.1635 | 0 | 0.5286 | -0.02546 | 0 | 68.1181 | 67.8061 | 67.8061 | -0.0044173 | -0.0097902 | -0.0011905 | 0 | 0 | 0 | 0 | -0.00064893 | -0.0067769 | -0.0041081 | -9.8904e-05 | -0.0034925 | -0.0016518 | 0.0067153 | 0.0014098 | 0 | 0 | 0 | 0 | 0 | 0 | 0 | 0 | 0 | 0 | 0 | 0.091375 | 0 | 0 | 0 | 0 | 1.2169 | 0 | 0 | 0
1 | 13 | 1 | 39.02 | 1.0126 | 60.107 | 0 | 0.52878 | -0.034774 | 0 | 67.8061 | 67.38 | 67.38 | -0.0050583 | -0.011211 | -0.0013633 | 0 | 0 | 0 | 0 | -0.00074475 | -0.0077604 | -0.0047048 | -0.00011326 | -0.0039993 | -0.0018852 | 0.0020667 | 0.00043418 | 0 | 0 | 0 | 0 | 0 | 0 | 0 | 0 | 0 | 0 | 0 | 0.091661 | 0 | 0 | 0 | 0 | 0.92093 | 0 | 0 | 0
1 | 13 | 2 | 39.02 | 0.94701 | 60.107 | 0 | 0.52878 | -0.034201 | 0 | 67.38 | 66.9608 | 66.9608 | -0.0049835 | -0.011045 | -0.0013431 | 0 | 0 | 0 | 0 | -0.00073045 | -0.0076455 | -0.0046342 | -0.00011158 | -0.0039401 | -0.0018341 | 0.0020667 | 0.00043418 | 0 | 0 | 0 | 0 | 0 | 0 | 0 | 0 | 0 | 0 | 0 | 0.091867 | 0 | 0 | 0 | 0 | 0.85515 | 0 | 0 | 0
1 | 13 | 3 | 37.04 | 0.91434 | 60.107 | 0 | 0.52878 | -0.036289 | 0 | 66.9608 | 66.5161 | 66.5161 | -0.0052577 | -0.011653 | -0.001417 | 0 | 0 | 0 | 0 | -0.00077284 | -0.0080663 | -0.0048899 | -0.00011772 | -0.0041569 | -0.002024 | 0.0020667 | 0.00043418 | 0 | 0 | 0 | 0 | 0 | 0 | 0 | 0 | 0 | 0 | 0 | 0.092086 | 0 | 0 | 0 | 0 | 0.82226 | 0 | 0 | 0
1 | 13 | 4 | 35.06 | 0.88168 | 60.107 | 0 | 0.52878 | -0.038348 | 0 | 66.5161 | 66.0461 | 66.0461 | -0.0055275 | -0.012251 | -0.0014898 | 0 | 0 | 0 | 0 | -0.00081271 | -0.0084802 | -0.0051408 | -0.00012376 | -0.0043702 | -0.0022185 | 0.0020667 | 0.00043418 | 0 | 0 | 0 | 0 | 0 | 0 | 0 | 0 | 0 | 0 | 0 | 0.092318 | 0 | 0 | 0 | 0 | 0.78937 | 0 | 0 | 0
1 | 13 | 5 | 39.02 | 3.1468 | 60.107 | 0 | 0.52878 | -0.032523 | -0.028758 | 66.0461 | 65.6476 | 66 | -0.0047491 | -0.010526 | -0.00128 | 0 | 0 | 0 | 0 | -0.00069426 | -0.0072859 | -0.0044157 | -0.00010633 | -0.0037548 | -0.0017782 | 0.0020667 | 0.00043418 | 0 | 2.265 | 0 | 0 | 0 | 0 | 0 | 0 | 0 | 0 | 0 | 0.09234 | 0 | 0 | 0 | 0 | 0.78937 | 0 | 0 | 0
1 | 13 | 6 | 37.94 | 16.4056 | 60.107 | 0 | 0.62209 | -0.032521 | -0.19572 | 66 | 65.6014 | 68 | -0.0049307 | -0.010928 | -0.0013289 | 0 | 0 | 0 | 0 | -0.00072554 | -0.0075646 | -0.004586 | -0.0001104 | -0.0038984 | -0.0019013 | 0.0034529 | 0.00072422 | 0 | 15.415 | 0 | 0 | 0 | 0 | 0 | 0 | 0 | 0 | 0 | 0.10251 | 0 | 0 | 0 | 0 | 0.88804 | 0 | 0 | 0
1 | 13 | 7 | 39.02 | 4.3769 | 60.107 | 0 | 4.6657 | -0.033515 | -0.033515 | 68 | 67.5893 | 68 | -0.0050924 | -0.011286 | -0.0013725 | 0 | 0 | 0 | 0 | -0.00075625 | -0.0078126 | -0.0047383 | -0.00011402 | -0.0040262 | -0.0026547 | 0.0043383 | 0.00091055 | 0 | 2.6397 | 0 | 0 | 0 | 0 | 0 | 0 | 0 | 0 | 0 | 0.58602 | 0 | 0 | 0 | 0 | 1.1512 | 0 | 0 | 0
1 | 13 | 8 | 42.98 | 3.856 | 60.107 | 0 | 4.6657 | -0.024396 | -0.024396 | 68 | 67.701 | 68 | -0.0043966 | -0.0097442 | -0.0011849 | 0 | 0 | 0 | 0 | -0.000657 | -0.0067451 | -0.004092 | -9.8439e-05 | -0.0034761 | -0.0026784 | 0.0086767 | 0.0018211 | 0 | 1.9215 | 0 | 0 | 0 | 0 | 0 | 0 | 0 | 0 | 0 | 0.58602 | 0 | 0 | 0 | 0 | 1.3485 | 0 | 0 | 0
1 | 13 | 9 | 46.94 | 2.6773 | 60.107 | 0 | 4.0436 | -0.0099574 | -0.0099574 | 68 | 67.878 | 68 | -0.0037007 | -0.008202 | -0.0009974 | 0 | 0 | 0.0091387 | 0.0014085 | -0.00055134 | -0.0051521 | -0.0019967 | -8.2859e-05 | -0.0029259 | -0.001958 | 0.0050623 | 0.0010617 | 0 | 0.78426 | 0 | 0 | 0 | 0 | 0 | 0 | 0 | 0 | 0 | 0.51163 | 0 | 0 | 0 | 0 | 1.3814 | 0 | 0 | 0
1 | 13 | 10 | 53.06 | 1.9258 | 60.107 | 0 | 4.0436 | 0.016203 | 0 | 68 | 68.1986 | 68.1986 | -0.0026253 | -0.0058185 | -0.00070756 | 0 | 0 | 0.022413 | 0.0031411 | -0.00039267 | 0.00014064 | -0.00020868 | -5.878e-05 | -0.0020756 | -0.0013519 | 0.0030973 | 0.00065039 | 0 | 0 | 0 | 0 | 0 | 0 | 0 | 0 | 0 | 0 | 0 | 0.51153 | 0 | 0 | 0 | 0 | 1.4143 | 0 | 0 | 0
1 | 13 | 11 | 55.94 | 1.9586 | 60.107 | 0 | 4.0436 | 0.025029 | 0 | 68.1986 | 68.5053 | 68.5053 | -0.0021541 | -0.0047742 | -0.00058057 | 0 | 0 | 0.024786 | 0.0043591 | -0.0003265 | 0.0033438 | 0.00015395 | -4.823e-05 | -0.0017031 | -0.0017751 | 0.0030973 | 0.00065039 | 0 | 0 | 0 | 0 | 0 | 0 | 0 | 0 | 0 | 0 | 0 | 0.51139 | 0 | 0 | 0 | 0 | 1.4472 | 0 | 0 | 0
1 | 13 | 12 | 60.98 | 1.817 | 60.107 | 0 | 2.8616 | 0.038182 | 0 | 68.5053 | 68.9732 | 68.9732 | -0.0013224 | -0.0029308 | -0.0003564 | 0 | 0 | 0.027205 | 0.0053411 | -0.00019965 | 0.0067116 | 0.00067858 | -2.9608e-05 | -0.0010455 | -0.00086879 | 0.0041315 | 0.0008666 | 0 | 0 | 0 | 0 | 0 | 0 | 0 | 0 | 0 | 0 | 0 | 0.36983 | 0 | 0 | 0 | 0 | 1.4472 | 0 | 0 | 0
1 | 13 | 13 | 64.04 | 1.7839 | 60.107 | 0 | 2.8616 | 0.042194 | 0 | 68.9732 | 69.4903 | 69.4903 | -0.00086687 | -0.0019213 | -0.00023364 | 0 | 0 | 0.028067 | 0.0055403 | -0.00013083 | 0.0081955 | 0.0010511 | -1.9409e-05 | -0.00068538 | -0.00054975 | 0.0030973 | 0.00065039 | 0 | 0 | 0 | 0 | 0 | 0 | 0 | 0 | 0 | 0 | 0 | 0.36957 | 0 | 0 | 0 | 0 | 1.4143 | 0 | 0 | 0
1 | 13 | 14 | 64.94 | 1.6838 | 60.107 | 0 | 2.3018 | 0.039913 | 0 | 69.4903 | 69.9795 | 69.9795 | -0.00079959 | -0.0017722 | -0.0002155 | 0 | 0 | 0.026325 | 0.0049545 | -0.00012239 | 0.0080845 | 0.0018473 | -1.7903e-05 | -0.00063218 | -0.00086312 | 0.0025838 | 0.00054141 | 0 | 0 | 0 | 0 | 0 | 0 | 0 | 0 | 0 | 0 | 0 | 0.30239 | 0 | 0 | 0 | 0 | 1.3814 | 0 | 0 | 0
1 | 13 | 15 | 66.02 | 1.6507 | 60.107 | 0 | 2.3018 | 0.035742 | 0 | 69.9795 | 70.4175 | 70.4175 | -0.00069576 | -0.001542 | -0.00018752 | 0 | 0 | 0.022577 | 0.003743 | -0.00010446 | 0.0071754 | 0.0024486 | -1.5578e-05 | -0.00055009 | -0.00035561 | 0.0026854 | 0.00056426 | 0 | 0 | 0 | 0 | 0 | 0 | 0 | 0 | 0 | 0 | 0 | 0.30217 | 0 | 0 | 0 | 0 | 1.3485 | 0 | 0 | 0
1 | 13 | 16 | 66.02 | 1.7164 | 60.107 | 0 | 2.3018 | 0.0073981 | 0 | 70.4175 | 70.5082 | 70.5082 | -0.00077273 | -0.0017126 | -0.00020827 | 0 | 0 | 0.0070526 | 0.0015097 | -0.0001163 | 2.2383e-05 | -0.00055631 | -1.7302e-05 | -0.00061095 | -0.00044169 | 0.0026854 | 0.00056426 | 0 | 0 | 0 | 0 | 0 | 0 | 0 | 0 | 0 | 0 | 0 | 0.30213 | 0 | 0 | 0 | 0 | 1.4143 | 0 | 0 | 0
1 | 13 | 17 | 66.02 | 1.9795 | 60.107 | 0 | 2.3018 | 0.0087237 | 0 | 70.5082 | 70.6151 | 70.6151 | -0.00078867 | -0.0017479 | -0.00021256 | 0 | 0 | 0.0069731 | 0.00081302 | -0.00011717 | -0.00029837 | 0.00023131 | -1.7658e-05 | -0.00062355 | -0.00023878 | 0.0039265 | 0.00082442 | 0 | 0 | 0 | 0 | 0 | 0 | 0 | 0 | 0 | 0 | 0 | 0.30208 | 0 | 0 | 0 | 0 | 1.6774 | 0 | 0 | 0
1 | 13 | 18 | 62.96 | 2.6005 | 60.107 | 0 | 3.9192 | -0.0076449 | 0 | 70.6151 | 70.5214 | 70.5214 | -0.0013452 | -0.0029813 | -0.00036254 | 0 | 0 | 0.0013819 | 9.0041e-05 | -0.00020025 | -0.0047915 | -0.0021217 | -3.0118e-05 | -0.0010635 | -0.00045575 | 0.0042349 | 0.00088946 | 0 | 0 | 0 | 0 | 0 | 0 | 0 | 0 | 0 | 0 | 0 | 0.49553 | 0 | 0 | 0 | 0 | 2.105 | 0 | 0 | 0
1 | 13 | 19 | 62.06 | 2.5677 | 60.107 | 0 | 3.9192 | -0.0063312 | 0 | 70.5214 | 70.4438 | 70.4438 | -0.0014868 | -0.0032953 | -0.00040073 | 0 | 0 | 0 | 0 | -0.00022178 | -0.0022811 | -0.0013837 | -3.3291e-05 | -0.0011755 | -0.0005981 | 0.0045452 | 0.0009545 | 0 | 0 | 0 | 0 | 0 | 0 | 0 | 0 | 0 | 0 | 0 | 0.49557 | 0 | 0 | 0 | 0 | 2.0721 | 0 | 0 | 0
1 | 13 | 20 | 60.08 | 2.4361 | 60.107 | 0 | 3.9192 | -0.0058692 | 0 | 70.4438 | 70.3719 | 70.3719 | -0.0018211 | -0.0040363 | -0.00049083 | 0 | 0 | 0 | 0 | -0.00026835 | -0.0027939 | -0.0016939 | -4.0776e-05 | -0.0014399 | -0.0004113 | 0.0071272 | 0.0014959 | 0 | 0 | 0 | 0 | 0 | 0 | 0 | 0 | 0 | 0 | 0 | 0.49561 | 0 | 0 | 0 | 0 | 1.9405 | 0 | 0 | 0
1 | 13 | 21 | 59 | 2.3375 | 60.107 | 0 | 3.9192 | -0.0072861 | 0 | 70.3719 | 70.2826 | 70.2826 | -0.0019983 | -0.0044289 | -0.00053857 | 0 | 0 | 0 | 0 | -0.0002958 | -0.0030657 | -0.0018591 | -4.4742e-05 | -0.0015799 | -0.00060235 | 0.0071272 | 0.0014959 | 0 | 0 | 0 | 0 | 0 | 0 | 0 | 0 | 0 | 0 | 0 | 0.49565 | 0 | 0 | 0 | 0 | 1.8419 | 0 | 0 | 0
1 | 13 | 22 | 55.04 | 2.1496 | 60.107 | 0 | 3.1727 | -0.011997 | 0 | 70.2826 | 70.1355 | 70.1355 | -0.0026784 | -0.0059363 | -0.00072189 | 0 | 0 | 0 | 0 | -0.00039741 | -0.0041092 | -0.0024921 | -5.9971e-05 | -0.0021177 | -0.00092508 | 0.0074411 | 0.0015609 | 0 | 0 | 0 | 0 | 0 | 0 | 0 | 0 | 0 | 0 | 0 | 0.40645 | 0 | 0 | 0 | 0 | 1.7432 | 0 | 0 | 0
1 | 13 | 23 | 51.08 | 1.8866 | 60.107 | 0 | 3.1727 | -0.016802 | 0 | 70.1355 | 69.9296 | 69.9296 | -0.0033485 | -0.0074213 | -0.00090247 | 0 | 0 | 0 | 0 | -0.00049495 | -0.0051371 | -0.003115 | -7.4973e-05 | -0.0026474 | -0.001101 | 0.0074411 | 0.0015609 | 0 | 0 | 0 | 0 | 0 | 0 | 0 | 0 | 0 | 0 | 0 | 0.40655 | 0 | 0 | 0 | 0 | 1.4801 | 0 | 0 | 0
1 | 13 | 24 | 48.92 | 1.3075 | 60.107 | 0 | 0.52878 | -0.020009 | 0 | 69.9296 | 69.6844 | 69.6844 | -0.0036918 | -0.0081824 | -0.00099502 | 0 | 0 | 0 | 0 | -0.00054403 | -0.0056639 | -0.0034339 | -8.2661e-05 | -0.0029189 | -0.0012117 | 0.0067153 | 0.0014098 | 0 | 0 | 0 | 0 | 0 | 0 | 0 | 0 | 0 | 0 | 0 | 0.090527 | 0 | 0 | 0 | 0 | 1.2169 | 0 | 0 | 0
1 | 14 | 1 | 48.92 | 1.0117 | 60.0545 | 0 | 0.52895 | -0.024256 | 0 | 69.6844 | 69.3872 | 69.3872 | -0.0036488 | -0.0080868 | -0.0009834 | 0 | 0 | 0 | 0 | -0.00053526 | -0.0055978 | -0.0033932 | -8.1696e-05 | -0.0028848 | -0.0011105 | 0.0020667 | 0.00043418 | 0 | 0 | 0 | 0 | 0 | 0 | 0 | 0 | 0 | 0 | 0 | 0.090744 | 0 | 0 | 0 | 0 | 0.92093 | 0 | 0 | 0
1 | 14 | 2 | 46.04 | 0.94606 | 60.0545 | 0 | 0.52895 | -0.027562 | 0 | 69.3872 | 69.0494 | 69.0494 | -0.0041026 | -0.0090927 | -0.0011057 | 0 | 0 | 0 | 0 | -0.00060268 | -0.0062941 | -0.0038155 | -9.1858e-05 | -0.0032436 | -0.0012799 | 0.0020667 | 0.00043418 | 0 | 0 | 0 | 0 | 0 | 0 | 0 | 0 | 0 | 0 | 0 | 0.09091 | 0 | 0 | 0 | 0 | 0.85515 | 0 | 0 | 0
1 | 14 | 3 | 44.96 | 0.91334 | 60.0545 | 0 | 0.52895 | -0.028538 | 0 | 69.0494 | 68.6996 | 68.6996 | -0.004233 | -0.0093818 | -0.0011409 | 0 | 0 | 0 | 0 | -0.00062063 | -0.0064942 | -0.0039364 | -9.4778e-05 | -0.0033468 | -0.0013565 | 0.0020667 | 0.00043418 | 0 | 0 | 0 | 0 | 0 | 0 | 0 | 0 | 0 | 0 | 0 | 0.091083 | 0 | 0 | 0 | 0 | 0.82226 | 0 | 0 | 0
1 | 14 | 4 | 42.08 | 0.88064 | 60.0545 | 0 | 0.52895 | -0.032084 | 0 | 68.6996 | 68.3065 | 68.3065 | -0.0046776 | -0.010367 | -0.0012607 | 0 | 0 | 0 | 0 | -0.00069055 | -0.0071763 | -0.0043512 | -0.00010473 | -0.0036983 | -0.001824 | 0.0020667 | 0.00043418 | 0 | 0 | 0 | 0 | 0 | 0 | 0 | 0 | 0 | 0 | 0 | 0.091276 | 0 | 0 | 0 | 0 | 0.78937 | 0 | 0 | 0
1 | 14 | 5 | 39.92 | 0.88085 | 60.0545 | 0 | 0.52895 | -0.034444 | 0 | 68.3065 | 67.8843 | 67.8843 | -0.0049881 | -0.011055 | -0.0013444 | 0 | 0 | 0 | 0 | -0.00073606 | -0.0076526 | -0.0046399 | -0.00011168 | -0.0039438 | -0.0020387 | 0.0020667 | 0.00043418 | 0 | 0 | 0 | 0 | 0 | 0 | 0 | 0 | 0 | 0 | 0 | 0.091484 | 0 | 0 | 0 | 0 | 0.78937 | 0 | 0 | 0
1 | 14 | 6 | 39.92 | 4.3013 | 60.0545 | 0 | 0.62229 | -0.032596 | -0.042034 | 67.8843 | 67.4849 | 68 | -0.0049139 | -0.010891 | -0.0013244 | 0 | 0 | 0 | 0 | -0.00072523 | -0.0075388 | -0.004571 | -0.00011002 | -0.0038851 | -0.0020899 | 0.0034529 | 0.00072422 | 0 | 3.3107 | 0 | 0 | 0 | 0 | 0 | 0 | 0 | 0 | 0 | 0.1026 | 0 | 0 | 0 | 0 | 0.88804 | 0 | 0 | 0
1 | 14 | 7 | 39.02 | 4.3646 | 60.0545 | 0 | 4.6672 | -0.033351 | -0.033351 | 68 | 67.5913 | 68 | -0.0050924 | -0.011286 | -0.0013725 | 0 | 0 | 0 | 0 | -0.00075549 | -0.0078126 | -0.0047381 | -0.00011402 | -0.0040262 | -0.0024914 | 0.0043383 | 0.00091055 | 0 | 2.6268 | 0 | 0 | 0 | 0 | 0 | 0 | 0 | 0 | 0 | 0.58664 | 0 | 0 | 0 | 0 | 1.1512 | 0 | 0 | 0
1 | 14 | 8 | 41 | 3.9988 | 60.0545 | 0 | 4.6672 | -0.026202 | -0.026202 | 68 | 67.6789 | 68 | -0.0047445 | -0.010515 | -0.0012787 | 0 | 0 | 0 | 0 | -0.0007005 | -0.0072789 | -0.0044134 | -0.00010623 | -0.0037511 | -0.0020898 | 0.0086767 | 0.0018211 | 0 | 2.0637 | 0 | 0 | 0 | 0 | 0 | 0 | 0 | 0 | 0 | 0.58664 | 0 | 0 | 0 | 0 | 1.3485 | 0 | 0 | 0
1 | 14 | 9 | 46.94 | 2.7403 | 60.0545 | 0 | 4.0449 | -0.01075 | -0.01075 | 68 | 67.8683 | 68 | -0.0037007 | -0.008202 | -0.0009974 | 0 | 0 | 0.0086383 | 0.001417 | -0.00055002 | -0.0052299 | -0.0024023 | -8.2859e-05 | -0.0029259 | -0.0017767 | 0.0050623 | 0.0010617 | 0 | 0.84669 | 0 | 0 | 0 | 0 | 0 | 0 | 0 | 0 | 0 | 0.51217 | 0 | 0 | 0 | 0 | 1.3814 | 0 | 0 | 0
1 | 14 | 10 | 51.08 | 1.9264 | 60.0545 | 0 | 4.0449 | 0.01169 | 0 | 68 | 68.1433 | 68.1433 | -0.0029732 | -0.0065896 | -0.00080133 | 0 | 0 | 0.020794 | 0.0030081 | -0.00044049 | -0.00067479 | -0.00077548 | -6.657e-05 | -0.0023507 | -0.0011874 | 0.0030973 | 0.00065039 | 0 | 0 | 0 | 0 | 0 | 0 | 0 | 0 | 0 | 0 | 0 | 0.5121 | 0 | 0 | 0 | 0 | 1.4143 | 0 | 0 | 0
1 | 14 | 11 | 53.06 | 1.9592 | 60.0545 | 0 | 4.0449 | 0.019808 | 0 | 68.1433 | 68.386 | 68.386 | -0.0026505 | -0.0058743 | -0.00071434 | 0 | 0 | 0.023157 | 0.0041602 | -0.00039506 | 0.0022476 | -0.00046848 | -5.9344e-05 | -0.0020955 | -0.0012471 | 0.0030973 | 0.00065039 | 0 | 0 | 0 | 0 | 0 | 0 | 0 | 0 | 0 | 0 | 0 | 0.51199 | 0 | 0 | 0 | 0 | 1.4472 | 0 | 0 | 0
1 | 14 | 12 | 55.94 | 1.8175 | 60.0545 | 0 | 2.8625 | 0.029096 | 0 | 68.386 | 68.7426 | 68.7426 | -0.002187 | -0.0048472 | -0.00058944 | 0 | 0 | 0.025236 | 0.0050177 | -0.00032675 | 0.0048976 | -0.00025199 | -4.8968e-05 | -0.0017291 | -0.0010729 | 0.0041315 | 0.0008666 | 0 | 0 | 0 | 0 | 0 | 0 | 0 | 0 | 0 | 0 | 0 | 0.37032 | 0 | 0 | 0 | 0 | 1.4472 | 0 | 0 | 0
1 | 14 | 13 | 59 | 1.7844 | 60.0545 | 0 | 2.8625 | 0.03132 | 0 | 68.7426 | 69.1264 | 69.1264 | -0.001712 | -0.0037943 | -0.00046141 | 0 | 0 | 0.024986 | 0.0050252 | -0.0002544 | 0.0058189 | -2.4181e-05 | -3.8331e-05 | -0.0013535 | -0.00061965 | 0.0030973 | 0.00065039 | 0 | 0 | 0 | 0 | 0 | 0 | 0 | 0 | 0 | 0 | 0 | 0.37014 | 0 | 0 | 0 | 0 | 1.4143 | 0 | 0 | 0
1 | 14 | 14 | 60.08 | 1.6843 | 60.0545 | 0 | 2.3025 | 0.030847 | 0 | 69.1264 | 69.5045 | 69.5045 | -0.0015897 | -0.0035232 | -0.00042844 | 0 | 0 | 0.024326 | 0.0046747 | -0.0002369 | 0.0058248 | 0.00061629 | -3.5592e-05 | -0.0012568 | -0.00064928 | 0.0025838 | 0.00054141 | 0 | 0 | 0 | 0 | 0 | 0 | 0 | 0 | 0 | 0 | 0 | 0.30293 | 0 | 0 | 0 | 0 | 1.3814 | 0 | 0 | 0
1 | 14 | 15 | 60.98 | 1.6513 | 60.0545 | 0 | 2.3025 | 0.02689 | 0 | 69.5045 | 69.834 | 69.834 | -0.0014979 | -0.0033199 | -0.00040372 | 0 | 0 | 0.022023 | 0.0035655 | -0.00022252 | 0.0043446 | 0.00089075 | -3.3539e-05 | -0.0011843 | -0.00052203 | 0.0026854 | 0.00056426 | 0 | 0 | 0 | 0 | 0 | 0 | 0 | 0 | 0 | 0 | 0 | 0.30277 | 0 | 0 | 0 | 0 | 1.3485 | 0 | 0 | 0
1 | 14 | 16 | 60.98 | 1.717 | 60.0545 | 0 | 2.3025 | 0.010523 | 0 | 69.834 | 69.963 | 69.963 | -0.0015558 | -0.0034482 | -0.00041933 | 0 | 0 | 0.011042 | 0.0020426 | -0.00023256 | 0.0014233 | 0.00039389 | -3.4835e-05 | -0.0012301 | -0.00070728 | 0.0026854 | 0.00056426 | 0 | 0 | 0 | 0 | 0 | 0 | 0 | 0 | 0 | 0 | 0 | 0.3027 | 0 | 0 | 0 | 0 | 1.4143 | 0 | 0 | 0
1 | 14 | 17 | 60.08 | 1.9801 | 60.0545 | 0 | 2.3025 | 0.00048242 | 0 | 69.963 | 69.9689 | 69.9689 | -0.0017366 | -0.003849 | -0.00046806 | 0 | 0 | 0.0069609 | 0.00055388 | -0.00025627 | -0.0023399 | -0.00046313 | -3.8884e-05 | -0.001373 | -0.0004339 | 0.0039265 | 0.00082442 | 0 | 0 | 0 | 0 | 0 | 0 | 0 | 0 | 0 | 0 | 0 | 0.3027 | 0 | 0 | 0 | 0 | 1.6774 | 0 | 0 | 0
1 | 14 | 18 | 57.02 | 2.6014 | 60.0545 | 0 | 3.9204 | -0.015437 | 0 | 69.9689 | 69.7797 | 69.7797 | -0.0022754 | -0.005043 | -0.00061326 | 0 | 0 | 0.0010023 | 8.5164e-05 | -0.00033506 | -0.0066008 | -0.003512 | -5.0946e-05 | -0.001799 | -0.00053024 | 0.0042349 | 0.00088946 | 0 | 0 | 0 | 0 | 0 | 0 | 0 | 0 | 0 | 0 | 0 | 0.49642 | 0 | 0 | 0 | 0 | 2.105 | 0 | 0 | 0
1 | 14 | 19 | 51.98 | 2.5686 | 60.0545 | 0 | 3.9204 | -0.017837 | 0 | 69.7797 | 69.5611 | 69.5611 | -0.0031278 | -0.0069322 | -0.00084299 | 0 | 0 | 0 | 0 | -0.00045991 | -0.0047986 | -0.0029074 | -7.0032e-05 | -0.0024729 | -0.00077061 | 0.0045452 | 0.0009545 | 0 | 0 | 0 | 0 | 0 | 0 | 0 | 0 | 0 | 0 | 0 | 0.49652 | 0 | 0 | 0 | 0 | 2.0721 | 0 | 0 | 0
1 | 14 | 20 | 46.04 | 2.4372 | 60.0545 | 0 | 3.9204 | -0.022824 | 0 | 69.5611 | 69.2814 | 69.2814 | -0.0041332 | -0.0091604 | -0.001114 | 0 | 0 | 0 | 0 | -0.00061019 | -0.006341 | -0.0038448 | -9.2542e-05 | -0.0032678 | -0.0013876 | 0.0071272 | 0.0014959 | 0 | 0 | 0 | 0 | 0 | 0 | 0 | 0 | 0 | 0 | 0 | 0.49666 | 0 | 0 | 0 | 0 | 1.9405 | 0 | 0 | 0
1 | 14 | 21 | 44.06 | 2.3387 | 60.0545 | 0 | 3.9204 | -0.025071 | 0 | 69.2814 | 68.9741 | 68.9741 | -0.0044319 | -0.0098226 | -0.0011945 | 0 | 0 | 0 | 0 | -0.00065218 | -0.0067994 | -0.0041221 | -9.9232e-05 | -0.003504 | -0.0015719 | 0.0071272 | 0.0014959 | 0 | 0 | 0 | 0 | 0 | 0 | 0 | 0 | 0 | 0 | 0 | 0.49681 | 0 | 0 | 0 | 0 | 1.8419 | 0 | 0 | 0
1 | 14 | 22 | 44.06 | 2.1508 | 60.0545 | 0 | 3.1737 | -0.024252 | 0 | 68.9741 | 68.6769 | 68.6769 | -0.0043779 | -0.009703 | -0.0011799 | 0 | 0 | 0 | 0 | -0.00064107 | -0.0067165 | -0.0040709 | -9.8023e-05 | -0.0034613 | -0.0014438 | 0.0074411 | 0.0015609 | 0 | 0 | 0 | 0 | 0 | 0 | 0 | 0 | 0 | 0 | 0 | 0.40759 | 0 | 0 | 0 | 0 | 1.7432 | 0 | 0 | 0
1 | 14 | 23 | 39.92 | 1.8878 | 60.0545 | 0 | 3.1737 | -0.02936 | 0 | 68.6769 | 68.3171 | 68.3171 | -0.0050532 | -0.0112 | -0.0013619 | 0 | 0 | 0 | 0 | -0.00074418 | -0.0077525 | -0.0047001 | -0.00011314 | -0.0039952 | -0.0018817 | 0.0074411 | 0.0015609 | 0 | 0 | 0 | 0 | 0 | 0 | 0 | 0 | 0 | 0 | 0 | 0.40776 | 0 | 0 | 0 | 0 | 1.4801 | 0 | 0 | 0
1 | 14 | 24 | 37.94 | 1.3084 | 60.0545 | 0 | 0.52895 | -0.032251 | 0 | 68.3171 | 67.9219 | 67.9219 | -0.0053379 | -0.011831 | -0.0014387 | 0 | 0 | 0 | 0 | -0.00078458 | -0.0081893 | -0.0049644 | -0.00011952 | -0.0042203 | -0.002081 | 0.0067153 | 0.0014098 | 0 | 0 | 0 | 0 | 0 | 0 | 0 | 0 | 0 | 0 | 0 | 0.091465 | 0 | 0 | 0 | 0 | 1.2169 | 0 | 0 | 0
1 | 15 | 1 | 37.04 | 1.0127 | 60.006 | 0 | 0.5291 | -0.037688 | 0 | 67.9219 | 67.46 | 67.46 | -0.0054266 | -0.012027 | -0.0014626 | 0 | 0 | 0 | 0 | -0.00079876 | -0.0083254 | -0.0050472 | -0.0001215 | -0.0042905 | -0.0022551 | 0.0020667 | 0.00043418 | 0 | 0 | 0 | 0 | 0 | 0 | 0 | 0 | 0 | 0 | 0 | 0.091758 | 0 | 0 | 0 | 0 | 0.92093 | 0 | 0 | 0
1 | 15 | 2 | 37.04 | 0.94713 | 60.006 | 0 | 0.5291 | -0.036955 | 0 | 67.46 | 67.0071 | 67.0071 | -0.0053454 | -0.011847 | -0.0014407 | 0 | 0 | 0 | 0 | -0.00078396 | -0.0082008 | -0.0049709 | -0.00011969 | -0.0042263 | -0.0020864 | 0.0020667 | 0.00043418 | 0 | 0 | 0 | 0 | 0 | 0 | 0 | 0 | 0 | 0 | 0 | 0.091981 | 0 | 0 | 0 | 0 | 0.85515 | 0 | 0 | 0
1 | 15 | 3 | 35.96 | 0.91447 | 60.006 | 0 | 0.5291 | -0.037797 | 0 | 67.0071 | 66.5439 | 66.5439 | -0.0054556 | -0.012092 | -0.0014704 | 0 | 0 | 0 | 0 | -0.00080136 | -0.0083699 | -0.0050738 | -0.00012215 | -0.0043134 | -0.002166 | 0.0020667 | 0.00043418 | 0 | 0 | 0 | 0 | 0 | 0 | 0 | 0 | 0 | 0 | 0 | 0.092209 | 0 | 0 | 0 | 0 | 0.82226 | 0 | 0 | 0
1 | 15 | 4 | 37.94 | 0.88178 | 60.006 | 0 | 0.5291 | -0.034524 | 0 | 66.5439 | 66.1208 | 66.1208 | -0.0050263 | -0.01114 | -0.0013547 | 0 | 0 | 0 | 0 | -0.00073481 | -0.0077112 | -0.0046735 | -0.00011254 | -0.003974 | -0.0018633 | 0.0020667 | 0.00043418 | 0 | 0 | 0 | 0 | 0 | 0 | 0 | 0 | 0 | 0 | 0 | 0.092418 | 0 | 0 | 0 | 0 | 0.78937 | 0 | 0 | 0
1 | 15 | 5 | 42.98 | 2.3169 | 60.006 | 0 | 0.5291 | -0.028076 | -0.01822 | 66.1208 | 65.7767 | 66 | -0.0040663 | -0.0090123 | -0.0010959 | 0 | 0 | 0 | 0 | -0.00060388 | -0.0062385 | -0.0037836 | -9.1046e-05 | -0.003215 | -0.0020358 | 0.0020667 | 0.00043418 | 0 | 1.435 | 0 | 0 | 0 | 0 | 0 | 0 | 0 | 0 | 0 | 0.092477 | 0 | 0 | 0 | 0 | 0.78937 | 0 | 0 | 0
1 | 15 | 6 | 42.98 | 15.9494 | 60.006 | 0 | 0.62247 | -0.026727 | -0.18992 | 66 | 65.6725 | 68 | -0.0040451 | -0.0089653 | -0.0010902 | 0 | 0 | 0 | 0 | -0.00060395 | -0.0062059 | -0.0037647 | -9.057e-05 | -0.0031982 | -0.0022157 | 0.0034529 | 0.00072422 | 0 | 14.9586 | 0 | 0 | 0 | 0 | 0 | 0 | 0 | 0 | 0 | 0.10267 | 0 | 0 | 0 | 0 | 0.88804 | 0 | 0 | 0
1 | 15 | 7 | 41 | 4.1808 | 60.006 | 0 | 4.6685 | -0.031011 | -0.031011 | 68 | 67.62 | 68 | -0.0047445 | -0.010515 | -0.0012787 | 0 | 0 | 0 | 0 | -0.0007071 | -0.0072789 | -0.0044153 | -0.00010623 | -0.0037511 | -0.0025521 | 0.0043383 | 0.00091055 | 0 | 2.4425 | 0 | 0 | 0 | 0 | 0 | 0 | 0 | 0 | 0 | 0.58722 | 0 | 0 | 0 | 0 | 1.1512 | 0 | 0 | 0
1 | 15 | 8 | 37.04 | 4.4199 | 60.006 | 0 | 4.6685 | -0.03154 | -0.03154 | 68 | 67.6135 | 68 | -0.0054403 | -0.012058 | -0.0014663 | 0 | 0 | 0 | 0 | -0.00080698 | -0.0083464 | -0.0050618 | -0.00012181 | -0.0043013 | -0.0026141 | 0.0086767 | 0.0018211 | 0 | 2.4841 | 0 | 0 | 0 | 0 | 0 | 0 | 0 | 0 | 0 | 0.58722 | 0 | 0 | 0 | 0 | 1.3485 | 0 | 0 | 0
1 | 15 | 9 | 44.96 | 2.8973 | 60.006 | 0 | 4.0461 | -0.012737 | -0.012737 | 68 | 67.8439 | 68 | -0.0040486 | -0.0089731 | -0.0010912 | 0 | 0 | 0.00904 | 0.001413 | -0.0006023 | -0.0058123 | -0.0024105 | -9.0649e-05 | -0.003201 | -0.0020229 | 0.0050623 | 0.0010617 | 0 | 1.0032 | 0 | 0 | 0 | 0 | 0 | 0 | 0 | 0 | 0 | 0.51268 | 0 | 0 | 0 | 0 | 1.3814 | 0 | 0 | 0
1 | 15 | 10 | 48.92 | 1.9269 | 60.006 | 0 | 4.0461 | 0.010439 | 0 | 68 | 68.1279 | 68.1279 | -0.0033528 | -0.0074308 | -0.00090363 | 0 | 0 | 0.022516 | 0.0031672 | -0.00050333 | -0.0010179 | -0.00087708 | -7.5069e-05 | -0.0026508 | -0.0021812 | 0.0030973 | 0.00065039 | 0 | 0 | 0 | 0 | 0 | 0 | 0 | 0 | 0 | 0 | 0 | 0.51261 | 0 | 0 | 0 | 0 | 1.4143 | 0 | 0 | 0
1 | 15 | 11 | 53.96 | 1.9597 | 60.006 | 0 | 4.0461 | 0.022447 | 0 | 68.1279 | 68.403 | 68.403 | -0.0024896 | -0.0055178 | -0.00067099 | 0 | 0 | 0.024453 | 0.0043631 | -0.00037405 | 0.0027253 | -0.00025523 | -5.5743e-05 | -0.0019684 | -0.0015106 | 0.0030973 | 0.00065039 | 0 | 0 | 0 | 0 | 0 | 0 | 0 | 0 | 0 | 0 | 0 | 0.51248 | 0 | 0 | 0 | 0 | 1.4472 | 0 | 0 | 0
1 | 15 | 12 | 57.92 | 1.8178 | 60.006 | 0 | 2.8634 | 0.031476 | 0 | 68.403 | 68.7888 | 68.7888 | -0.0018421 | -0.0040827 | -0.00049648 | 0 | 0 | 0.025426 | 0.0050857 | -0.00027799 | 0.0054026 | 1.8014e-05 | -4.1245e-05 | -0.0014564 | -0.0012574 | 0.0041315 | 0.0008666 | 0 | 0 | 0 | 0 | 0 | 0 | 0 | 0 | 0 | 0 | 0 | 0.37066 | 0 | 0 | 0 | 0 | 1.4472 | 0 | 0 | 0
1 | 15 | 13 | 60.98 | 1.7847 | 60.006 | 0 | 2.8634 | 0.037532 | 0 | 68.7888 | 69.2487 | 69.2487 | -0.0013722 | -0.0030412 | -0.00036982 | 0 | 0 | 0.027591 | 0.0055315 | -0.00020804 | 0.0073629 | 0.00048789 | -3.0723e-05 | -0.0010849 | -0.0010824 | 0.0030973 | 0.00065039 | 0 | 0 | 0 | 0 | 0 | 0 | 0 | 0 | 0 | 0 | 0 | 0.37043 | 0 | 0 | 0 | 0 | 1.4143 | 0 | 0 | 0
1 | 15 | 14 | 62.96 | 1.6845 | 60.006 | 0 | 2.3031 | 0.037084 | 0 | 69.2487 | 69.7032 | 69.7032 | -0.0011051 | -0.0024492 | -0.00029783 | 0 | 0 | 0.026181 | 0.0050176 | -0.00016751 | 0.0072816 | 0.0012549 | -2.4743e-05 | -0.0008737 | -0.0008582 | 0.0025838 | 0.00054141 | 0 | 0 | 0 | 0 | 0 | 0 | 0 | 0 | 0 | 0 | 0 | 0.30312 | 0 | 0 | 0 | 0 | 1.3814 | 0 | 0 | 0
1 | 15 | 15 | 62.96 | 1.6515 | 60.006 | 0 | 2.3031 | 0.027002 | 0 | 69.7032 | 70.0341 | 70.0341 | -0.0011849 | -0.0026262 | -0.00031936 | 0 | 0 | 0.020865 | 0.0035623 | -0.00017962 | 0.0045772 | 0.00094589 | -2.6531e-05 | -0.00093684 | -0.00092456 | 0.0026854 | 0.00056426 | 0 | 0 | 0 | 0 | 0 | 0 | 0 | 0 | 0 | 0 | 0 | 0.30296 | 0 | 0 | 0 | 0 | 1.3485 | 0 | 0 | 0
1 | 15 | 16 | 64.04 | 1.7172 | 60.006 | 0 | 2.3031 | 0.0085212 | 0 | 70.0341 | 70.1385 | 70.1385 | -0.0010533 | -0.0023344 | -0.00028388 | 0 | 0 | 0.0092408 | 0.0019737 | -0.00015996 | 0.00025995 | -0.00063485 | -2.3583e-05 | -0.00083277 | -0.00087999 | 0.0026854 | 0.00056426 | 0 | 0 | 0 | 0 | 0 | 0 | 0 | 0 | 0 | 0 | 0 | 0.3029 | 0 | 0 | 0 | 0 | 1.4143 | 0 | 0 | 0
1 | 15 | 17 | 62.96 | 1.9803 | 60.006 | 0 | 2.3031 | 0.0037802 | 0 | 70.1385 | 70.1849 | 70.1849 | -0.0012614 | -0.0027957 | -0.00033998 | 0 | 0 | 0.0070781 | 0.00076983 | -0.00019079 | -0.0012479 | -0.0002345 | -2.8243e-05 | -0.00099732 | -0.00089839 | 0.0039265 | 0.00082442 | 0 | 0 | 0 | 0 | 0 | 0 | 0 | 0 | 0 | 0 | 0 | 0.30288 | 0 | 0 | 0 | 0 | 1.6774 | 0 | 0 | 0
1 | 15 | 18 | 60.98 | 2.6018 | 60.006 | 0 | 3.9216 | -0.011331 | 0 | 70.1849 | 70.046 | 70.046 | -0.0016175 | -0.0035849 | -0.00043594 | 0 | 0 | 0.00084323 | 9.5521e-05 | -0.00024366 | -0.0053663 | -0.0029454 | -3.6216e-05 | -0.0012788 | -0.0009956 | 0.0042349 | 0.00088946 | 0 | 0 | 0 | 0 | 0 | 0 | 0 | 0 | 0 | 0 | 0 | 0.49678 | 0 | 0 | 0 | 0 | 2.105 | 0 | 0 | 0
1 | 15 | 19 | 59 | 2.5689 | 60.006 | 0 | 3.9216 | -0.009998 | 0 | 70.046 | 69.9235 | 69.9235 | -0.001941 | -0.0043019 | -0.00052314 | 0 | 0 | 0 | 0 | -0.00029178 | -0.0029779 | -0.001807 | -4.346e-05 | -0.0015346 | -0.0011224 | 0.0045452 | 0.0009545 | 0 | 0 | 0 | 0 | 0 | 0 | 0 | 0 | 0 | 0 | 0 | 0.49684 | 0 | 0 | 0 | 0 | 2.0721 | 0 | 0 | 0
1 | 15 | 20 | 57.92 | 2.4374 | 60.006 | 0 | 3.9216 | -0.0088088 | 0 | 69.9235 | 69.8155 | 69.8155 | -0.0021093 | -0.0046748 | -0.00056848 | 0 | 0 | 0 | 0 | -0.00031772 | -0.003236 | -0.0019638 | -4.7227e-05 | -0.0016677 | -0.0013509 | 0.0071272 | 0.0014959 | 0 | 0 | 0 | 0 | 0 | 0 | 0 | 0 | 0 | 0 | 0 | 0.49689 | 0 | 0 | 0 | 0 | 1.9405 | 0 | 0 | 0
1 | 15 | 21 | 55.04 | 2.3388 | 60.006 | 0 | 3.9216 | -0.012552 | 0 | 69.8155 | 69.6617 | 69.6617 | -0.0025964 | -0.0057544 | -0.00069977 | 0 | 0 | 0 | 0 | -0.00039136 | -0.0039833 | -0.0024174 | -5.8133e-05 | -0.0020528 | -0.001726 | 0.0071272 | 0.0014959 | 0 | 0 | 0 | 0 | 0 | 0 | 0 | 0 | 0 | 0 | 0 | 0.49696 | 0 | 0 | 0 | 0 | 1.8419 | 0 | 0 | 0
1 | 15 | 22 | 53.96 | 2.1508 | 60.006 | 0 | 3.1746 | -0.014151 | 0 | 69.6617 | 69.4883 | 69.4883 | -0.0027591 | -0.0061151 | -0.00074363 | 0 | 0 | 0 | 0 | -0.00041938 | -0.004233 | -0.0025699 | -6.1777e-05 | -0.0021815 | -0.0025089 | 0.0074411 | 0.0015609 | 0 | 0 | 0 | 0 | 0 | 0 | 0 | 0 | 0 | 0 | 0 | 0.40759 | 0 | 0 | 0 | 0 | 1.7432 | 0 | 0 | 0
1 | 15 | 23 | 51.98 | 1.8877 | 60.006 | 0 | 3.1746 | -0.016287 | 0 | 69.4883 | 69.2887 | 69.2887 | -0.0030766 | -0.0068187 | -0.00082919 | 0 | 0 | 0 | 0 | -0.00046565 | -0.00472 | -0.0028651 | -6.8885e-05 | -0.0024324 | -0.0024513 | 0.0074411 | 0.0015609 | 0 | 0 | 0 | 0 | 0 | 0 | 0 | 0 | 0 | 0 | 0 | 0.40769 | 0 | 0 | 0 | 0 | 1.4801 | 0 | 0 | 0
1 | 15 | 24 | 51.98 | 1.3079 | 60.006 | 0 | 0.5291 | -0.016568 | 0 | 69.2887 | 69.0856 | 69.0856 | -0.0030415 | -0.006741 | -0.00081974 | 0 | 0 | 0 | 0 | -0.00045912 | -0.0046662 | -0.0028321 | -6.81e-05 | -0.0024047 | -0.002251 | 0.0067153 | 0.0014098 | 0 | 0 | 0 | 0 | 0 | 0 | 0 | 0 | 0 | 0 | 0 | 0.090958 | 0 | 0 | 0 | 0 | 1.2169 | 0 | 0 | 0
1 | 16 | 1 | 51.98 | 1.0121 | 59.9615 | 0 | 0.52924 | -0.020939 | 0 | 69.0856 | 68.829 | 68.829 | -0.0030058 | -0.0066619 | -0.00081012 | 0 | 0 | 0 | 0 | -0.00045374 | -0.0046115 | -0.0027988 | -6.7301e-05 | -0.0023765 | -0.0022196 | 0.0020667 | 0.00043418 | 0 | 0 | 0 | 0 | 0 | 0 | 0 | 0 | 0 | 0 | 0 | 0.091145 | 0 | 0 | 0 | 0 | 0.92093 | 0 | 0 | 0
1 | 16 | 2 | 51.98 | 0.94642 | 59.9615 | 0 | 0.52924 | -0.020587 | 0 | 68.829 | 68.5767 | 68.5767 | -0.0029607 | -0.006562 | -0.00079797 | 0 | 0 | 0 | 0 | -0.00044693 | -0.0045423 | -0.0027569 | -6.6291e-05 | -0.0023409 | -0.00218 | 0.0020667 | 0.00043418 | 0 | 0 | 0 | 0 | 0 | 0 | 0 | 0 | 0 | 0 | 0 | 0.091269 | 0 | 0 | 0 | 0 | 0.85515 | 0 | 0 | 0
1 | 16 | 3 | 51.08 | 0.91365 | 59.9615 | 0 | 0.52924 | -0.021149 | 0 | 68.5767 | 68.3175 | 68.3175 | -0.0030746 | -0.0068142 | -0.00082864 | 0 | 0 | 0 | 0 | -0.00046219 | -0.0047169 | -0.0028623 | -6.884e-05 | -0.0024308 | -0.0019572 | 0.0020667 | 0.00043418 | 0 | 0 | 0 | 0 | 0 | 0 | 0 | 0 | 0 | 0 | 0 | 0.091397 | 0 | 0 | 0 | 0 | 0.82226 | 0 | 0 | 0
1 | 16 | 4 | 50 | 0.8809 | 59.9615 | 0 | 0.52924 | -0.022262 | 0 | 68.3175 | 68.0447 | 68.0447 | -0.0032188 | -0.0071339 | -0.00086752 | 0 | 0 | 0 | 0 | -0.00048394 | -0.0049382 | -0.0029966 | -7.2069e-05 | -0.0025449 | -0.0020724 | 0.0020667 | 0.00043418 | 0 | 0 | 0 | 0 | 0 | 0 | 0 | 0 | 0 | 0 | 0 | 0.091531 | 0 | 0 | 0 | 0 | 0.78937 | 0 | 0 | 0
1 | 16 | 5 | 48.92 | 0.88104 | 59.9615 | 0 | 0.52924 | -0.023358 | 0 | 68.0447 | 67.7585 | 67.7585 | -0.0033606 | -0.0074483 | -0.00090575 | 0 | 0 | 0 | 0 | -0.00050528 | -0.0051558 | -0.0031287 | -7.5245e-05 | -0.002657 | -0.0021876 | 0.0020667 | 0.00043418 | 0 | 0 | 0 | 0 | 0 | 0 | 0 | 0 | 0 | 0 | 0 | 0.091672 | 0 | 0 | 0 | 0 | 0.78937 | 0 | 0 | 0
1 | 16 | 6 | 48.92 | 4.2059 | 59.9615 | 0 | 0.62264 | -0.021112 | -0.04082 | 67.7585 | 67.4997 | 68 | -0.0033103 | -0.0073368 | -0.00089219 | 0 | 0 | 0 | 0 | -0.000494 | -0.0050786 | -0.0030808 | -7.4119e-05 | -0.0026172 | -0.0016804 | 0.0034529 | 0.00072422 | 0 | 3.2151 | 0 | 0 | 0 | 0 | 0 | 0 | 0 | 0 | 0 | 0.10275 | 0 | 0 | 0 | 0 | 0.88804 | 0 | 0 | 0
1 | 16 | 7 | 48.92 | 3.3693 | 59.9615 | 0 | 4.6698 | -0.0207 | -0.0207 | 68 | 67.7463 | 68 | -0.0033528 | -0.0074308 | -0.00090363 | 0 | 0 | 0 | 0 | -0.00050158 | -0.0051437 | -0.0031206 | -7.5069e-05 | -0.0026508 | -0.001859 | 0.0043383 | 0.00091055 | 0 | 1.6303 | 0 | 0 | 0 | 0 | 0 | 0 | 0 | 0 | 0 | 0.58775 | 0 | 0 | 0 | 0 | 1.1512 | 0 | 0 | 0
1 | 16 | 8 | 50 | 3.1614 | 59.9615 | 0 | 4.6698 | -0.015555 | -0.015555 | 68 | 67.8094 | 68 | -0.003163 | -0.0070102 | -0.00085248 | 0 | 0 | 0 | 0 | -0.00047736 | -0.0048526 | -0.0029452 | -7.082e-05 | -0.0025008 | -0.0023589 | 0.0086767 | 0.0018211 | 0 | 1.2251 | 0 | 0 | 0 | 0 | 0 | 0 | 0 | 0 | 0 | 0.58775 | 0 | 0 | 0 | 0 | 1.3485 | 0 | 0 | 0
1 | 16 | 9 | 51.98 | 2.6226 | 59.9615 | 0 | 4.0471 | -0.0092441 | -0.0092441 | 68 | 67.8867 | 68 | -0.0028151 | -0.0062391 | -0.00075871 | 0 | 0 | 0.0039362 | 0.00084626 | -0.00042371 | -0.0027428 | -0.0019192 | -6.3029e-05 | -0.0022257 | -0.0019017 | 0.0050623 | 0.0010617 | 0 | 0.72808 | 0 | 0 | 0 | 0 | 0 | 0 | 0 | 0 | 0 | 0.51314 | 0 | 0 | 0 | 0 | 1.3814 | 0 | 0 | 0
1 | 16 | 10 | 55.04 | 1.9274 | 59.9615 | 0 | 4.0471 | 0.00099095 | 0 | 68 | 68.0121 | 68.0121 | -0.0022774 | -0.0050474 | -0.00061379 | 0 | 0 | 0.0082913 | 0.0017365 | -0.00034195 | 3.7392e-05 | -0.00068269 | -5.099e-05 | -0.0018005 | -0.0013568 | 0.0030973 | 0.00065039 | 0 | 0 | 0 | 0 | 0 | 0 | 0 | 0 | 0 | 0 | 0 | 0.51313 | 0 | 0 | 0 | 0 | 1.4143 | 0 | 0 | 0
1 | 16 | 11 | 59 | 1.9603 | 59.9615 | 0 | 4.0471 | 0.0074009 | 0 | 68.0121 | 68.1028 | 68.1028 | -0.0015836 | -0.0035098 | -0.00042682 | 0 | 0 | 0.0082292 | 0.0018376 | -0.00023736 | 0.0014719 | -3.7921e-05 | -3.5458e-05 | -0.0012521 | -0.00080242 | 0.0030973 | 0.00065039 | 0 | 0 | 0 | 0 | 0 | 0 | 0 | 0 | 0 | 0 | 0 | 0.51309 | 0 | 0 | 0 | 0 | 1.4472 | 0 | 0 | 0
1 | 16 | 12 | 60.98 | 1.8184 | 59.9615 | 0 | 2.8641 | 0.0072495 | 0 | 68.1028 | 68.1917 | 68.1917 | -0.0012516 | -0.002774 | -0.00033734 | 0 | 0 | 0.0059462 | 0.0013277 | -0.00018542 | 0.0010492 | -0.00014244 | -2.8024e-05 | -0.00098958 | -0.00036325 | 0.0041315 | 0.0008666 | 0 | 0 | 0 | 0 | 0 | 0 | 0 | 0 | 0 | 0 | 0 | 0.37127 | 0 | 0 | 0 | 0 | 1.4472 | 0 | 0 | 0
1 | 16 | 13 | 62.96 | 1.7854 | 59.9615 | 0 | 2.8641 | 0.030608 | 0 | 68.1917 | 68.5668 | 68.5668 | -0.00091932 | -0.0020375 | -0.00024777 | 0 | 0 | 0.018774 | 0.0040449 | -0.00013805 | 0.0067645 | 0.0018486 | -2.0584e-05 | -0.00072684 | -0.00048118 | 0.0030973 | 0.00065039 | 0 | 0 | 0 | 0 | 0 | 0 | 0 | 0 | 0 | 0 | 0 | 0.37109 | 0 | 0 | 0 | 0 | 1.4143 | 0 | 0 | 0
1 | 16 | 14 | 66.02 | 1.6851 | 59.9615 | 0 | 2.3038 | 0.04022 | 0 | 68.5668 | 69.0597 | 69.0597 | -0.00044753 | -0.00099187 | -0.00012062 | 0 | 0 | 0.023416 | 0.0046254 | -6.6556e-05 | 0.0087128 | 0.0024561 | -1.002e-05 | -0.00035383 | -0.00012534 | 0.0025838 | 0.00054141 | 0 | 0 | 0 | 0 | 0 | 0 | 0 | 0 | 0 | 0 | 0 | 0.30369 | 0 | 0 | 0 | 0 | 1.3814 | 0 | 0 | 0
1 | 16 | 15 | 66.92 | 1.652 | 59.9615 | 0 | 2.3038 | 0.034541 | 0 | 69.0597 | 69.483 | 69.483 | -0.00037599 | -0.00083332 | -0.00010134 | 0 | 0 | 0.020153 | 0.0034405 | -5.5376e-05 | 0.0069401 | 0.0024862 | -8.4185e-06 | -0.00029727 | -5.6785e-05 | 0.0026854 | 0.00056426 | 0 | 0 | 0 | 0 | 0 | 0 | 0 | 0 | 0 | 0 | 0 | 0.30349 | 0 | 0 | 0 | 0 | 1.3485 | 0 | 0 | 0
1 | 16 | 16 | 68 | 1.7176 | 59.9615 | 0 | 2.3038 | 0.022562 | 0 | 69.483 | 69.7595 | 69.7595 | -0.00026059 | -0.00057756 | -7.0235e-05 | 0 | 0 | 0.011126 | 0.0021143 | -3.8163e-05 | 0.0048436 | 0.002408 | -5.8347e-06 | -0.00020603 | -2.0823e-05 | 0.0026854 | 0.00056426 | 0 | 0 | 0 | 0 | 0 | 0 | 0 | 0 | 0 | 0 | 0 | 0.30335 | 0 | 0 | 0 | 0 | 1.4143 | 0 | 0 | 0
1 | 16 | 17 | 66.92 | 1.9807 | 59.9615 | 0 | 2.3038 | 0.012983 | 0 | 69.7595 | 69.9186 | 69.9186 | -0.00049896 | -0.0011059 | -0.00013448 | 0 | 0 | 0.0070461 | 0.00059039 | -7.335e-05 | 0.0012365 | 0.0016409 | -1.1172e-05 | -0.00039449 | -6.3597e-05 | 0.0039265 | 0.00082442 | 0 | 0 | 0 | 0 | 0 | 0 | 0 | 0 | 0 | 0 | 0 | 0.30327 | 0 | 0 | 0 | 0 | 1.6774 | 0 | 0 | 0
1 | 16 | 18 | 66.02 | 2.6023 | 59.9615 | 0 | 3.9226 | 0.00052971 | 0 | 69.9186 | 69.9251 | 69.9251 | -0.00068507 | -0.0015183 | -0.00018464 | 0 | 0 | 0.0012136 | 9.3021e-05 | -0.00010044 | -0.0015277 | -0.00036034 | -1.5339e-05 | -0.00054164 | -7.8319e-05 | 0.0042349 | 0.00088946 | 0 | 0 | 0 | 0 | 0 | 0 | 0 | 0 | 0 | 0 | 0 | 0.49728 | 0 | 0 | 0 | 0 | 2.105 | 0 | 0 | 0
1 | 16 | 19 | 60.08 | 2.5694 | 59.9615 | 0 | 3.9226 | -0.0085899 | 0 | 69.9251 | 69.8198 | 69.8198 | -0.00173 | -0.0038342 | -0.00046626 | 0 | 0 | 0 | 0 | -0.00026149 | -0.0026541 | -0.001611 | -3.8735e-05 | -0.0013678 | -0.0011714 | 0.0045452 | 0.0009545 | 0 | 0 | 0 | 0 | 0 | 0 | 0 | 0 | 0 | 0 | 0 | 0.49733 | 0 | 0 | 0 | 0 | 2.0721 | 0 | 0 | 0
1 | 16 | 20 | 53.96 | 2.4379 | 59.9615 | 0 | 3.9226 | -0.013601 | 0 | 69.8198 | 69.6531 | 69.6531 | -0.0027869 | -0.0061767 | -0.00075112 | 0 | 0 | 0 | 0 | -0.00041781 | -0.0042756 | -0.0025942 | -6.2399e-05 | -0.0022034 | -0.0014599 | 0.0071272 | 0.0014959 | 0 | 0 | 0 | 0 | 0 | 0 | 0 | 0 | 0 | 0 | 0 | 0.49741 | 0 | 0 | 0 | 0 | 1.9405 | 0 | 0 | 0
1 | 16 | 21 | 51.98 | 2.3394 | 59.9615 | 0 | 3.9226 | -0.016172 | 0 | 69.6531 | 69.455 | 69.455 | -0.0031056 | -0.0068829 | -0.000837 | 0 | 0 | 0 | 0 | -0.00046598 | -0.0047645 | -0.0028909 | -6.9534e-05 | -0.0024553 | -0.0018278 | 0.0071272 | 0.0014959 | 0 | 0 | 0 | 0 | 0 | 0 | 0 | 0 | 0 | 0 | 0 | 0.49751 | 0 | 0 | 0 | 0 | 1.8419 | 0 | 0 | 0
1 | 16 | 22 | 50 | 2.1513 | 59.9615 | 0 | 3.1754 | -0.017646 | 0 | 69.455 | 69.2387 | 69.2387 | -0.0034187 | -0.0075769 | -0.00092139 | 0 | 0 | 0 | 0 | -0.00050801 | -0.0052448 | -0.003181 | -7.6544e-05 | -0.0027029 | -0.0014564 | 0.0074411 | 0.0015609 | 0 | 0 | 0 | 0 | 0 | 0 | 0 | 0 | 0 | 0 | 0 | 0.40807 | 0 | 0 | 0 | 0 | 1.7432 | 0 | 0 | 0
1 | 16 | 23 | 48.02 | 1.8883 | 59.9615 | 0 | 3.1754 | -0.019744 | 0 | 69.2387 | 68.9967 | 68.9967 | -0.0037286 | -0.0082638 | -0.0010049 | 0 | 0 | 0 | 0 | -0.00055168 | -0.0057203 | -0.0034687 | -8.3483e-05 | -0.0029479 | -0.0014153 | 0.0074411 | 0.0015609 | 0 | 0 | 0 | 0 | 0 | 0 | 0 | 0 | 0 | 0 | 0 | 0.40819 | 0 | 0 | 0 | 0 | 1.4801 | 0 | 0 | 0
1 | 16 | 24 | 46.04 | 1.3081 | 59.9615 | 0 | 0.52924 | -0.022664 | 0 | 68.9967 | 68.719 | 68.719 | -0.004034 | -0.0089407 | -0.0010872 | 0 | 0 | 0 | 0 | -0.00059576 | -0.0061888 | -0.0037526 | -9.0322e-05 | -0.0031894 | -0.0015008 | 0.0067153 | 0.0014098 | 0 | 0 | 0 | 0 | 0 | 0 | 0 | 0 | 0 | 0 | 0 | 0.091199 | 0 | 0 | 0 | 0 | 1.2169 | 0 | 0 | 0
1 | 17 | 1 | 46.04 | 1.0123 | 59.921 | 0 | 0.52937 | -0.026944 | 0 | 68.719 | 68.3888 | 68.3888 | -0.0039852 | -0.0088325 | -0.0010741 | 0 | 0 | 0 | 0 | -0.00058759 | -0.006114 | -0.0037069 | -8.9229e-05 | -0.0031508 | -0.0014706 | 0.0020667 | 0.00043418 | 0 | 0 | 0 | 0 | 0 | 0 | 0 | 0 | 0 | 0 | 0 | 0.091416 | 0 | 0 | 0 | 0 | 0.92093 | 0 | 0 | 0
1 | 17 | 2 | 42.98 | 0.94675 | 59.921 | 0 | 0.52937 | -0.03057 | 0 | 68.3888 | 68.0141 | 68.0141 | -0.0044649 | -0.0098956 | -0.0012034 | 0 | 0 | 0 | 0 | -0.00066024 | -0.0068499 | -0.0041536 | -9.9969e-05 | -0.0035301 | -0.0017789 | 0.0020667 | 0.00043418 | 0 | 0 | 0 | 0 | 0 | 0 | 0 | 0 | 0 | 0 | 0 | 0.091601 | 0 | 0 | 0 | 0 | 0.85515 | 0 | 0 | 0
1 | 17 | 3 | 42.98 | 0.91404 | 59.921 | 0 | 0.52937 | -0.029881 | 0 | 68.0141 | 67.6479 | 67.6479 | -0.004399 | -0.0097497 | -0.0011856 | 0 | 0 | 0 | 0 | -0.00064595 | -0.0067489 | -0.0040911 | -9.8495e-05 | -0.003478 | -0.0015511 | 0.0020667 | 0.00043418 | 0 | 0 | 0 | 0 | 0 | 0 | 0 | 0 | 0 | 0 | 0 | 0.091781 | 0 | 0 | 0 | 0 | 0.82226 | 0 | 0 | 0
1 | 17 | 4 | 44.06 | 0.88132 | 59.921 | 0 | 0.52937 | -0.028147 | 0 | 67.6479 | 67.303 | 67.303 | -0.0041449 | -0.0091865 | -0.0011171 | 0 | 0 | 0 | 0 | -0.00061076 | -0.006359 | -0.0038553 | -9.2805e-05 | -0.0032771 | -0.0015704 | 0.0020667 | 0.00043418 | 0 | 0 | 0 | 0 | 0 | 0 | 0 | 0 | 0 | 0 | 0 | 0.091951 | 0 | 0 | 0 | 0 | 0.78937 | 0 | 0 | 0
1 | 17 | 5 | 44.06 | 0.88148 | 59.921 | 0 | 0.52937 | -0.027691 | 0 | 67.303 | 66.9636 | 66.9636 | -0.0040843 | -0.0090521 | -0.0011008 | 0 | 0 | 0 | 0 | -0.0006023 | -0.006266 | -0.0037991 | -9.1448e-05 | -0.0032292 | -0.0015322 | 0.0020667 | 0.00043418 | 0 | 0 | 0 | 0 | 0 | 0 | 0 | 0 | 0 | 0 | 0 | 0.092118 | 0 | 0 | 0 | 0 | 0.78937 | 0 | 0 | 0
1 | 17 | 6 | 44.06 | 9.6962 | 59.921 | 0 | 0.62279 | -0.025962 | -0.11053 | 66.9636 | 66.6455 | 68 | -0.0040247 | -0.00892 | -0.0010847 | 0 | 0 | 0 | 0 | -0.00059486 | -0.0061745 | -0.003744 | -9.0113e-05 | -0.003182 | -0.0016004 | 0.0034529 | 0.00072422 | 0 | 8.7053 | 0 | 0 | 0 | 0 | 0 | 0 | 0 | 0 | 0 | 0.10281 | 0 | 0 | 0 | 0 | 0.88804 | 0 | 0 | 0
1 | 17 | 7 | 44.06 | 3.8442 | 59.921 | 0 | 4.6709 | -0.026724 | -0.026724 | 68 | 67.6725 | 68 | -0.0042068 | -0.0093236 | -0.0011338 | 0 | 0 | 0 | 0 | -0.00062476 | -0.0064539 | -0.0039143 | -9.419e-05 | -0.003326 | -0.0019847 | 0.0043383 | 0.00091055 | 0 | 2.1048 | 0 | 0 | 0 | 0 | 0 | 0 | 0 | 0 | 0 | 0.58824 | 0 | 0 | 0 | 0 | 1.1512 | 0 | 0 | 0
1 | 17 | 8 | 44.06 | 3.6786 | 59.921 | 0 | 4.6709 | -0.022116 | -0.022116 | 68 | 67.729 | 68 | -0.0042068 | -0.0093236 | -0.0011338 | 0 | 0 | 0 | 0 | -0.00062176 | -0.0064539 | -0.0039134 | -9.419e-05 | -0.003326 | -0.001719 | 0.0086767 | 0.0018211 | 0 | 1.7419 | 0 | 0 | 0 | 0 | 0 | 0 | 0 | 0 | 0 | 0.58824 | 0 | 0 | 0 | 0 | 1.3485 | 0 | 0 | 0
1 | 17 | 9 | 44.06 | 3.7657 | 59.921 | 0 | 4.0481 | -0.023752 | -0.023752 | 68 | 67.7089 | 68 | -0.0042068 | -0.0093236 | -0.0011338 | 0 | 0 | 0.0011496 | 0.00025669 | -0.00062182 | -0.0060007 | -0.0037946 | -9.419e-05 | -0.003326 | -0.001719 | 0.0050623 | 0.0010617 | 0 | 1.8707 | 0 | 0 | 0 | 0 | 0 | 0 | 0 | 0 | 0 | 0.51356 | 0 | 0 | 0 | 0 | 1.3814 | 0 | 0 | 0
1 | 17 | 10 | 44.06 | 3.8015 | 59.921 | 0 | 4.0481 | -0.023789 | -0.023789 | 68 | 67.7085 | 68 | -0.0042068 | -0.0093236 | -0.0011338 | 0 | 0 | 0.0022596 | 0.00050453 | -0.00062484 | -0.0053842 | -0.0035723 | -9.419e-05 | -0.003326 | -0.0019847 | 0.0030973 | 0.00065039 | 0 | 1.8737 | 0 | 0 | 0 | 0 | 0 | 0 | 0 | 0 | 0 | 0.51356 | 0 | 0 | 0 | 0 | 1.4143 | 0 | 0 | 0
1 | 17 | 11 | 44.96 | 3.61 | 59.921 | 0 | 4.0481 | -0.02094 | -0.02094 | 68 | 67.7434 | 68 | -0.0040486 | -0.0089731 | -0.0010912 | 0 | 0 | 0.003092 | 0.00069041 | -0.00060092 | -0.0046821 | -0.0032583 | -9.0649e-05 | -0.003201 | -0.0018734 | 0.0030973 | 0.00065039 | 0 | 1.6492 | 0 | 0 | 0 | 0 | 0 | 0 | 0 | 0 | 0 | 0.51356 | 0 | 0 | 0 | 0 | 1.4472 | 0 | 0 | 0
1 | 17 | 12 | 44.96 | 3.1067 | 59.921 | 0 | 2.8648 | -0.016352 | -0.016352 | 68 | 67.7996 | 68 | -0.0040486 | -0.0089731 | -0.0010912 | 0 | 0 | 0.0049552 | 0.0011064 | -0.00060272 | -0.0036387 | -0.002876 | -9.0649e-05 | -0.003201 | -0.0020229 | 0.0041315 | 0.0008666 | 0 | 1.2879 | 0 | 0 | 0 | 0 | 0 | 0 | 0 | 0 | 0 | 0.37166 | 0 | 0 | 0 | 0 | 1.4472 | 0 | 0 | 0
1 | 17 | 13 | 44.96 | 3.3457 | 59.921 | 0 | 2.8648 | -0.019804 | -0.019804 | 68 | 67.7573 | 68 | -0.0040486 | -0.0089731 | -0.0010912 | 0 | 0 | 0.0038452 | 0.00085859 | -0.00060445 | -0.0042674 | -0.0031099 | -9.0649e-05 | -0.003201 | -0.0022184 | 0.0030973 | 0.00065039 | 0 | 1.5598 | 0 | 0 | 0 | 0 | 0 | 0 | 0 | 0 | 0 | 0.37166 | 0 | 0 | 0 | 0 | 1.4143 | 0 | 0 | 0
1 | 17 | 14 | 46.04 | 3.1666 | 59.921 | 0 | 2.3043 | -0.0188 | -0.0188 | 68 | 67.7696 | 68 | -0.0038588 | -0.0085525 | -0.00104 | 0 | 0 | 0.0037263 | 0.00083203 | -0.00057257 | -0.0040675 | -0.0029699 | -8.64e-05 | -0.0030509 | -0.0017433 | 0.0025838 | 0.00054141 | 0 | 1.4807 | 0 | 0 | 0 | 0 | 0 | 0 | 0 | 0 | 0 | 0.30445 | 0 | 0 | 0 | 0 | 1.3814 | 0 | 0 | 0
1 | 17 | 15 | 46.04 | 3.1774 | 59.921 | 0 | 2.3043 | -0.019356 | -0.019356 | 68 | 67.7628 | 68 | -0.0038588 | -0.0085525 | -0.00104 | 0 | 0 | 0.0033695 | 0.00075237 | -0.00057158 | -0.0043173 | -0.0030731 | -8.64e-05 | -0.0030509 | -0.0016125 | 0.0026854 | 0.00056426 | 0 | 1.5245 | 0 | 0 | 0 | 0 | 0 | 0 | 0 | 0 | 0 | 0.30445 | 0 | 0 | 0 | 0 | 1.3485 | 0 | 0 | 0
1 | 17 | 16 | 46.94 | 3.0887 | 59.921 | 0 | 2.3043 | -0.017394 | -0.017394 | 68 | 67.7868 | 68 | -0.0037007 | -0.008202 | -0.0009974 | 0 | 0 | 0.0038056 | 0.00084974 | -0.00054776 | -0.0038933 | -0.0028733 | -8.2859e-05 | -0.0029259 | -0.0015114 | 0.0026854 | 0.00056426 | 0 | 1.37 | 0 | 0 | 0 | 0 | 0 | 0 | 0 | 0 | 0 | 0.30445 | 0 | 0 | 0 | 0 | 1.4143 | 0 | 0 | 0
1 | 17 | 17 | 48.02 | 3.3238 | 59.921 | 0 | 2.3043 | -0.017039 | -0.017039 | 68 | 67.7912 | 68 | -0.0035109 | -0.0077814 | -0.00094625 | 0 | 0 | 0.0025767 | 0.00057534 | -0.00051818 | -0.0042792 | -0.0029415 | -7.861e-05 | -0.0027758 | -0.0012854 | 0.0039265 | 0.00082442 | 0 | 1.342 | 0 | 0 | 0 | 0 | 0 | 0 | 0 | 0 | 0 | 0.30445 | 0 | 0 | 0 | 0 | 1.6774 | 0 | 0 | 0
1 | 17 | 18 | 46.94 | 4.3237 | 59.921 | 0 | 3.9236 | -0.02184 | -0.02184 | 68 | 67.7324 | 68 | -0.0037007 | -0.008202 | -0.0009974 | 0 | 0 | 0.00077878 | 9.9149e-05 | -0.00054852 | -0.0057237 | -0.0032601 | -8.2859e-05 | -0.0029259 | -0.0015114 | 0.0042349 | 0.00088946 | 0 | 1.7201 | 0 | 0 | 0 | 0 | 0 | 0 | 0 | 0 | 0 | 0.49862 | 0 | 0 | 0 | 0 | 2.105 | 0 | 0 | 0
1 | 17 | 19 | 44.96 | 4.5354 | 59.921 | 0 | 3.9236 | -0.024945 | -0.024945 | 68 | 67.6943 | 68 | -0.0040486 | -0.0089731 | -0.0010912 | 0 | 0 | 0 | 0 | -0.00059789 | -0.0062113 | -0.0037663 | -9.0649e-05 | -0.003201 | -0.0015099 | 0.0045452 | 0.0009545 | 0 | 1.9647 | 0 | 0 | 0 | 0 | 0 | 0 | 0 | 0 | 0 | 0.49862 | 0 | 0 | 0 | 0 | 2.0721 | 0 | 0 | 0
1 | 17 | 20 | 42.98 | 4.4075 | 59.921 | 0 | 3.9236 | -0.024991 | -0.024991 | 68 | 67.6937 | 68 | -0.0043966 | -0.0097442 | -0.0011849 | 0 | 0 | 0 | 0 | -0.00064952 | -0.0067451 | -0.0040899 | -9.8439e-05 | -0.0034761 | -0.0017334 | 0.0071272 | 0.0014959 | 0 | 1.9683 | 0 | 0 | 0 | 0 | 0 | 0 | 0 | 0 | 0 | 0.49862 | 0 | 0 | 0 | 0 | 1.9405 | 0 | 0 | 0
1 | 17 | 21 | 42.08 | 4.4032 | 59.921 | 0 | 3.9236 | -0.026189 | -0.026189 | 68 | 67.679 | 68 | -0.0045547 | -0.010095 | -0.0012276 | 0 | 0 | 0 | 0 | -0.00067241 | -0.0069877 | -0.0042369 | -0.00010198 | -0.0036011 | -0.0018394 | 0.0071272 | 0.0014959 | 0 | 2.0627 | 0 | 0 | 0 | 0 | 0 | 0 | 0 | 0 | 0 | 0.49862 | 0 | 0 | 0 | 0 | 1.8419 | 0 | 0 | 0
1 | 17 | 22 | 41 | 4.3367 | 59.921 | 0 | 3.1762 | -0.027736 | -0.027736 | 68 | 67.6601 | 68 | -0.0047445 | -0.010515 | -0.0012787 | 0 | 0 | 0 | 0 | -0.0007054 | -0.0072789 | -0.0044148 | -0.00010623 | -0.0037511 | -0.0023821 | 0.0074411 | 0.0015609 | 0 | 2.1845 | 0 | 0 | 0 | 0 | 0 | 0 | 0 | 0 | 0 | 0.409 | 0 | 0 | 0 | 0 | 1.7432 | 0 | 0 | 0
1 | 17 | 23 | 39.02 | 1.8892 | 59.921 | 0 | 3.1762 | -0.030414 | 0 | 68 | 67.6273 | 67.6273 | -0.0050924 | -0.011286 | -0.0013725 | 0 | 0 | 0 | 0 | -0.00075758 | -0.0078126 | -0.0047387 | -0.00011402 | -0.0040262 | -0.0026547 | 0.0074411 | 0.0015609 | 0 | 0 | 0 | 0 | 0 | 0 | 0 | 0 | 0 | 0 | 0 | 0.40918 | 0 | 0 | 0 | 0 | 1.4801 | 0 | 0 | 0
1 | 17 | 24 | 37.94 | 1.3089 | 59.921 | 0 | 0.52937 | -0.032528 | 0 | 67.6273 | 67.2286 | 67.2286 | -0.0052167 | -0.011562 | -0.001406 | 0 | 0 | 0 | 0 | -0.00077969 | -0.0080033 | -0.0048553 | -0.0001168 | -0.0041245 | -0.0031788 | 0.0067153 | 0.0014098 | 0 | 0 | 0 | 0 | 0 | 0 | 0 | 0 | 0 | 0 | 0 | 0.091987 | 0 | 0 | 0 | 0 | 1.2169 | 0 | 0 | 0
1 | 18 | 1 | 37.94 | 1.0132 | 59.8847 | 0 | 0.52948 | -0.03576 | 0 | 67.2286 | 66.7904 | 66.7904 | -0.0051466 | -0.011407 | -0.0013871 | 0 | 0 | 0 | 0 | -0.00075948 | -0.0078958 | -0.0047874 | -0.00011523 | -0.0040691 | -0.0022594 | 0.0020667 | 0.00043418 | 0 | 0 | 0 | 0 | 0 | 0 | 0 | 0 | 0 | 0 | 0 | 0.092252 | 0 | 0 | 0 | 0 | 0.92093 | 0 | 0 | 0
1 | 18 | 2 | 39.02 | 0.9476 | 59.8847 | 0 | 0.52948 | -0.03399 | 0 | 66.7904 | 66.3738 | 66.3738 | -0.0048799 | -0.010815 | -0.0013152 | 0 | 0 | 0 | 0 | -0.00072298 | -0.0074865 | -0.00454 | -0.00010926 | -0.0038582 | -0.0023288 | 0.0020667 | 0.00043418 | 0 | 0 | 0 | 0 | 0 | 0 | 0 | 0 | 0 | 0 | 0 | 0.092457 | 0 | 0 | 0 | 0 | 0.85515 | 0 | 0 | 0
1 | 18 | 3 | 39.92 | 1.062 | 59.8847 | 0 | 0.52948 | -0.032373 | -0.0018679 | 66.3738 | 65.9771 | 66 | -0.0046485 | -0.010303 | -0.0012529 | 0 | 0 | 0 | 0 | -0.0006903 | -0.0071316 | -0.0043252 | -0.00010408 | -0.0036753 | -0.002309 | 0.0020667 | 0.00043418 | 0 | 0.14712 | 0 | 0 | 0 | 0 | 0 | 0 | 0 | 0 | 0 | 0.092641 | 0 | 0 | 0 | 0 | 0.82226 | 0 | 0 | 0
1 | 18 | 4 | 39.92 | 3.3522 | 59.8847 | 0 | 0.52948 | -0.031363 | -0.031363 | 66 | 65.6156 | 66 | -0.0045828 | -0.010157 | -0.0012351 | 0 | 0 | 0 | 0 | -0.00067456 | -0.0070308 | -0.0042624 | -0.00010261 | -0.0036233 | -0.0017604 | 0.0020667 | 0.00043418 | 0 | 2.4702 | 0 | 0 | 0 | 0 | 0 | 0 | 0 | 0 | 0 | 0.092641 | 0 | 0 | 0 | 0 | 0.78937 | 0 | 0 | 0
1 | 18 | 5 | 39.92 | 3.3601 | 59.8847 | 0 | 0.52948 | -0.031463 | -0.031463 | 66 | 65.6144 | 66 | -0.0045828 | -0.010157 | -0.0012351 | 0 | 0 | 0 | 0 | -0.00067614 | -0.0070308 | -0.0042629 | -0.00010261 | -0.0036233 | -0.0018585 | 0.0020667 | 0.00043418 | 0 | 2.478 | 0 | 0 | 0 | 0 | 0 | 0 | 0 | 0 | 0 | 0.092641 | 0 | 0 | 0 | 0 | 0.78937 | 0 | 0 | 0
1 | 18 | 6 | 39.92 | 16.2454 | 59.8847 | 0 | 0.62292 | -0.030483 | -0.19368 | 66 | 65.6264 | 68 | -0.0045828 | -0.010157 | -0.0012351 | 0 | 0 | 0 | 0 | -0.00068089 | -0.0070308 | -0.0042642 | -0.00010261 | -0.0036233 | -0.0022595 | 0.0034529 | 0.00072422 | 0 | 15.2545 | 0 | 0 | 0 | 0 | 0 | 0 | 0 | 0 | 0 | 0.10287 | 0 | 0 | 0 | 0 | 0.88804 | 0 | 0 | 0
1 | 18 | 7 | 39.92 | 4.2595 | 59.8847 | 0 | 4.6719 | -0.031991 | -0.031991 | 68 | 67.6079 | 68 | -0.0049343 | -0.010936 | -0.0013299 | 0 | 0 | 0 | 0 | -0.00072951 | -0.00757 | -0.0045902 | -0.00011048 | -0.0039012 | -0.0022279 | 0.0043383 | 0.00091055 | 0 | 2.5197 | 0 | 0 | 0 | 0 | 0 | 0 | 0 | 0 | 0 | 0.58867 | 0 | 0 | 0 | 0 | 1.1512 | 0 | 0 | 0
1 | 18 | 8 | 39.92 | 4.1053 | 59.8847 | 0 | 4.6719 | -0.027528 | -0.027528 | 68 | 67.6626 | 68 | -0.0049343 | -0.010936 | -0.0013299 | 0 | 0 | 0 | 0 | -0.00072816 | -0.00757 | -0.0045898 | -0.00011048 | -0.0039012 | -0.0021045 | 0.0086767 | 0.0018211 | 0 | 2.1681 | 0 | 0 | 0 | 0 | 0 | 0 | 0 | 0 | 0 | 0.58867 | 0 | 0 | 0 | 0 | 1.3485 | 0 | 0 | 0
1 | 18 | 9 | 41 | 3.9158 | 59.8847 | 0 | 4.049 | -0.025653 | -0.025653 | 68 | 67.6856 | 68 | -0.0047445 | -0.010515 | -0.0012787 | 0 | 0 | 0.0022596 | 0.00050453 | -0.00070281 | -0.0061284 | -0.0040245 | -0.00010623 | -0.0037511 | -0.0022276 | 0.0050623 | 0.0010617 | 0 | 2.0205 | 0 | 0 | 0 | 0 | 0 | 0 | 0 | 0 | 0 | 0.51393 | 0 | 0 | 0 | 0 | 1.3814 | 0 | 0 | 0
1 | 18 | 10 | 41 | 3.9802 | 59.8847 | 0 | 4.049 | -0.026053 | -0.026053 | 68 | 67.6807 | 68 | -0.0047445 | -0.010515 | -0.0012787 | 0 | 0 | 0.003092 | 0.00069041 | -0.00070494 | -0.0056199 | -0.0038303 | -0.00010623 | -0.0037511 | -0.0023821 | 0.0030973 | 0.00065039 | 0 | 2.052 | 0 | 0 | 0 | 0 | 0 | 0 | 0 | 0 | 0 | 0.51393 | 0 | 0 | 0 | 0 | 1.4143 | 0 | 0 | 0
1 | 18 | 11 | 41 | 3.8426 | 59.8847 | 0 | 4.049 | -0.023889 | -0.023889 | 68 | 67.7072 | 68 | -0.0047445 | -0.010515 | -0.0012787 | 0 | 0 | 0.0041227 | 0.00092055 | -0.00070321 | -0.0050683 | -0.0036343 | -0.00010623 | -0.0037511 | -0.0022276 | 0.0030973 | 0.00065039 | 0 | 1.8815 | 0 | 0 | 0 | 0 | 0 | 0 | 0 | 0 | 0 | 0.51393 | 0 | 0 | 0 | 0 | 1.4472 | 0 | 0 | 0
1 | 18 | 12 | 42.08 | 2.9862 | 59.8847 | 0 | 2.8654 | -0.014818 | -0.014818 | 68 | 67.8184 | 68 | -0.0045547 | -0.010095 | -0.0012276 | 0 | 0 | 0.0076508 | 0.0017083 | -0.0006779 | -0.002874 | -0.0027739 | -0.00010198 | -0.0036011 | -0.002403 | 0.0041315 | 0.0008666 | 0 | 1.1671 | 0 | 0 | 0 | 0 | 0 | 0 | 0 | 0 | 0 | 0.37193 | 0 | 0 | 0 | 0 | 1.4472 | 0 | 0 | 0
1 | 18 | 13 | 42.08 | 3.6126 | 59.8847 | 0 | 2.8654 | -0.023189 | -0.023189 | 68 | 67.7158 | 68 | -0.0045547 | -0.010095 | -0.0012276 | 0 | 0 | 0.0038452 | 0.00085859 | -0.0006766 | -0.0049623 | -0.0035331 | -0.00010198 | -0.0036011 | -0.0022385 | 0.0030973 | 0.00065039 | 0 | 1.8264 | 0 | 0 | 0 | 0 | 0 | 0 | 0 | 0 | 0 | 0.37193 | 0 | 0 | 0 | 0 | 1.4143 | 0 | 0 | 0
1 | 18 | 14 | 42.08 | 3.5843 | 59.8847 | 0 | 2.3048 | -0.024101 | -0.024101 | 68 | 67.7046 | 68 | -0.0045547 | -0.010095 | -0.0012276 | 0 | 0 | 0.0037263 | 0.00083203 | -0.00067825 | -0.0050262 | -0.0035559 | -0.00010198 | -0.0036011 | -0.002403 | 0.0025838 | 0.00054141 | 0 | 1.8983 | 0 | 0 | 0 | 0 | 0 | 0 | 0 | 0 | 0 | 0.30466 | 0 | 0 | 0 | 0 | 1.3814 | 0 | 0 | 0
1 | 18 | 15 | 41 | 3.6853 | 59.8847 | 0 | 2.3048 | -0.025801 | -0.025801 | 68 | 67.6838 | 68 | -0.0047445 | -0.010515 | -0.0012787 | 0 | 0 | 0.0033695 | 0.00075237 | -0.00070367 | -0.0054912 | -0.0037895 | -0.00010623 | -0.0037511 | -0.0022276 | 0.0026854 | 0.00056426 | 0 | 2.0321 | 0 | 0 | 0 | 0 | 0 | 0 | 0 | 0 | 0 | 0.30466 | 0 | 0 | 0 | 0 | 1.3485 | 0 | 0 | 0
1 | 18 | 16 | 41 | 3.7684 | 59.8847 | 0 | 2.3048 | -0.026021 | -0.026021 | 68 | 67.6811 | 68 | -0.0047445 | -0.010515 | -0.0012787 | 0 | 0 | 0.0031713 | 0.00070811 | -0.00070157 | -0.0055818 | -0.0038168 | -0.00010623 | -0.0037511 | -0.0020898 | 0.0026854 | 0.00056426 | 0 | 2.0495 | 0 | 0 | 0 | 0 | 0 | 0 | 0 | 0 | 0 | 0.30466 | 0 | 0 | 0 | 0 | 1.4143 | 0 | 0 | 0
1 | 18 | 17 | 41 | 4.2137 | 59.8847 | 0 | 2.3048 | -0.028334 | -0.028334 | 68 | 67.6528 | 68 | -0.0047445 | -0.010515 | -0.0012787 | 0 | 0 | 0.0013082 | 0.0002921 | -0.00070002 | -0.0066085 | -0.0041859 | -0.00010623 | -0.0037511 | -0.00197 | 0.0039265 | 0.00082442 | 0 | 2.2316 | 0 | 0 | 0 | 0 | 0 | 0 | 0 | 0 | 0 | 0.30466 | 0 | 0 | 0 | 0 | 1.6774 | 0 | 0 | 0
1 | 18 | 18 | 42.08 | 4.7956 | 59.8847 | 0 | 3.9244 | -0.027827 | -0.027827 | 68 | 67.659 | 68 | -0.0045547 | -0.010095 | -0.0012276 | 0 | 0 | 0.00059012 | 9.3004e-05 | -0.00066809 | -0.0068045 | -0.0040418 | -0.00010198 | -0.0036011 | -0.0016504 | 0.0042349 | 0.00088946 | 0 | 2.1917 | 0 | 0 | 0 | 0 | 0 | 0 | 0 | 0 | 0 | 0.49898 | 0 | 0 | 0 | 0 | 2.105 | 0 | 0 | 0
1 | 18 | 19 | 42.08 | 4.8371 | 59.8847 | 0 | 3.9244 | -0.028771 | -0.028771 | 68 | 67.6474 | 68 | -0.0045547 | -0.010095 | -0.0012276 | 0 | 0 | 0 | 0 | -0.00067202 | -0.0069877 | -0.0042369 | -0.00010198 | -0.0036011 | -0.0018394 | 0.0045452 | 0.0009545 | 0 | 2.266 | 0 | 0 | 0 | 0 | 0 | 0 | 0 | 0 | 0 | 0.49898 | 0 | 0 | 0 | 0 | 2.0721 | 0 | 0 | 0
1 | 18 | 20 | 42.08 | 4.4792 | 59.8847 | 0 | 3.9244 | -0.025897 | -0.025897 | 68 | 67.6826 | 68 | -0.0045547 | -0.010095 | -0.0012276 | 0 | 0 | 0 | 0 | -0.00066702 | -0.0069877 | -0.0042353 | -0.00010198 | -0.0036011 | -0.0015536 | 0.0071272 | 0.0014959 | 0 | 2.0397 | 0 | 0 | 0 | 0 | 0 | 0 | 0 | 0 | 0 | 0.49898 | 0 | 0 | 0 | 0 | 1.9405 | 0 | 0 | 0
1 | 18 | 21 | 42.08 | 4.3883 | 59.8847 | 0 | 3.9244 | -0.025996 | -0.025996 | 68 | 67.6814 | 68 | -0.0045547 | -0.010095 | -0.0012276 | 0 | 0 | 0 | 0 | -0.00066909 | -0.0069877 | -0.0042359 | -0.00010198 | -0.0036011 | -0.0016504 | 0.0071272 | 0.0014959 | 0 | 2.0475 | 0 | 0 | 0 | 0 | 0 | 0 | 0 | 0 | 0 | 0.49898 | 0 | 0 | 0 | 0 | 1.8419 | 0 | 0 | 0
1 | 18 | 22 | 42.08 | 4.1674 | 59.8847 | 0 | 3.1769 | -0.025583 | -0.025583 | 68 | 67.6865 | 68 | -0.0045547 | -0.010095 | -0.0012276 | 0 | 0 | 0 | 0 | -0.00066713 | -0.0069877 | -0.0042353 | -0.00010198 | -0.0036011 | -0.0015536 | 0.0074411 | 0.0015609 | 0 | 2.0149 | 0 | 0 | 0 | 0 | 0 | 0 | 0 | 0 | 0 | 0.4093 | 0 | 0 | 0 | 0 | 1.7432 | 0 | 0 | 0
1 | 18 | 23 | 42.08 | 1.8895 | 59.8847 | 0 | 3.1769 | -0.025682 | 0 | 68 | 67.6853 | 67.6853 | -0.0045547 | -0.010095 | -0.0012276 | 0 | 0 | 0 | 0 | -0.00066909 | -0.0069877 | -0.0042359 | -0.00010198 | -0.0036011 | -0.0016504 | 0.0074411 | 0.0015609 | 0 | 0 | 0 | 0 | 0 | 0 | 0 | 0 | 0 | 0 | 0 | 0.40945 | 0 | 0 | 0 | 0 | 1.4801 | 0 | 0 | 0
1 | 18 | 24 | 42.08 | 1.3089 | 59.8847 | 0 | 0.52948 | -0.026083 | 0 | 67.6853 | 67.3656 | 67.3656 | -0.0044994 | -0.0099721 | -0.0012127 | 0 | 0 | 0 | 0 | -0.00066241 | -0.0069028 | -0.0041849 | -0.00010074 | -0.0035574 | -0.0017053 | 0.0067153 | 0.0014098 | 0 | 0 | 0 | 0 | 0 | 0 | 0 | 0 | 0 | 0 | 0 | 0.091969 | 0 | 0 | 0 | 0 | 1.2169 | 0 | 0 | 0
1 | 19 | 1 | 42.08 | 1.0131 | 59.8523 | 0 | 0.52958 | -0.030117 | 0 | 67.3656 | 66.9965 | 66.9965 | -0.0044432 | -0.0098477 | -0.0011975 | 0 | 0 | 0 | 0 | -0.00065069 | -0.0068167 | -0.0041317 | -9.9484e-05 | -0.003513 | -0.001484 | 0.0020667 | 0.00043418 | 0 | 0 | 0 | 0 | 0 | 0 | 0 | 0 | 0 | 0 | 0 | 0.092194 | 0 | 0 | 0 | 0 | 0.92093 | 0 | 0 | 0
1 | 19 | 2 | 42.08 | 0.94752 | 59.8523 | 0 | 0.52958 | -0.029913 | 0 | 66.9965 | 66.6299 | 66.6299 | -0.0043784 | -0.0097039 | -0.00118 | 0 | 0 | 0 | 0 | -0.00064596 | -0.0067172 | -0.0040727 | -9.8032e-05 | -0.0034617 | -0.0017214 | 0.0020667 | 0.00043418 | 0 | 0 | 0 | 0 | 0 | 0 | 0 | 0 | 0 | 0 | 0 | 0.092375 | 0 | 0 | 0 | 0 | 0.85515 | 0 | 0 | 0
1 | 19 | 3 | 42.08 | 0.91481 | 59.8523 | 0 | 0.52958 | -0.029538 | 0 | 66.6299 | 66.2679 | 66.2679 | -0.004314 | -0.0095611 | -0.0011627 | 0 | 0 | 0 | 0 | -0.00063778 | -0.0066183 | -0.0040132 | -9.659e-05 | -0.0034108 | -0.0017905 | 0.0020667 | 0.00043418 | 0 | 0 | 0 | 0 | 0 | 0 | 0 | 0 | 0 | 0 | 0 | 0.092553 | 0 | 0 | 0 | 0 | 0.82226 | 0 | 0 | 0
1 | 19 | 4 | 41 | 1.538 | 59.8523 | 0 | 0.52958 | -0.030192 | -0.0083284 | 66.2679 | 65.8979 | 66 | -0.0044401 | -0.0098408 | -0.0011967 | 0 | 0 | 0 | 0 | -0.00065278 | -0.0068119 | -0.0041295 | -9.9415e-05 | -0.0035105 | -0.0015771 | 0.0020667 | 0.00043418 | 0 | 0.65596 | 0 | 0 | 0 | 0 | 0 | 0 | 0 | 0 | 0 | 0.092685 | 0 | 0 | 0 | 0 | 0.78937 | 0 | 0 | 0
1 | 19 | 5 | 42.08 | 3.1636 | 59.8523 | 0 | 0.52958 | -0.028968 | -0.028968 | 66 | 65.645 | 66 | -0.0042033 | -0.0093158 | -0.0011329 | 0 | 0 | 0 | 0 | -0.000624 | -0.0064485 | -0.0039109 | -9.4111e-05 | -0.0033232 | -0.0019822 | 0.0020667 | 0.00043418 | 0 | 2.2816 | 0 | 0 | 0 | 0 | 0 | 0 | 0 | 0 | 0 | 0.092685 | 0 | 0 | 0 | 0 | 0.78937 | 0 | 0 | 0
1 | 19 | 6 | 42.08 | 16.1075 | 59.8523 | 0 | 0.62304 | -0.028731 | -0.19193 | 66 | 65.6479 | 68 | -0.0042033 | -0.0093158 | -0.0011329 | 0 | 0 | 0 | 0 | -0.0006334 | -0.0064485 | -0.0039135 | -9.4111e-05 | -0.0033232 | -0.0031196 | 0.0034529 | 0.00072422 | 0 | 15.1165 | 0 | 0 | 0 | 0 | 0 | 0 | 0 | 0 | 0 | 0.10292 | 0 | 0 | 0 | 0 | 0.88804 | 0 | 0 | 0
1 | 19 | 7 | 41 | 4.2884 | 59.8523 | 0 | 4.6728 | -0.032353 | -0.032353 | 68 | 67.6035 | 68 | -0.0047445 | -0.010515 | -0.0012787 | 0 | 0 | 0 | 0 | -0.00071669 | -0.0072789 | -0.0044179 | -0.00010623 | -0.0037511 | -0.0038819 | 0.0043383 | 0.00091055 | 0 | 2.5482 | 0 | 0 | 0 | 0 | 0 | 0 | 0 | 0 | 0 | 0.58906 | 0 | 0 | 0 | 0 | 1.1512 | 0 | 0 | 0
1 | 19 | 8 | 39.02 | 4.4316 | 59.8523 | 0 | 4.6728 | -0.031665 | -0.031665 | 68 | 67.6119 | 68 | -0.0050924 | -0.011286 | -0.0013725 | 0 | 0 | 0 | 0 | -0.00077455 | -0.0078126 | -0.0047433 | -0.00011402 | -0.0040262 | -0.0051198 | 0.0086767 | 0.0018211 | 0 | 2.494 | 0 | 0 | 0 | 0 | 0 | 0 | 0 | 0 | 0 | 0.58906 | 0 | 0 | 0 | 0 | 1.3485 | 0 | 0 | 0
1 | 19 | 9 | 39.2 | 3.3991 | 59.8523 | 0 | 4.0498 | -0.019088 | -0.019088 | 68 | 67.7661 | 68 | -0.0050608 | -0.011216 | -0.001364 | 0 | 0 | 0.0084553 | 0.0015024 | -0.00076429 | -0.004867 | -0.0025093 | -0.00011331 | -0.0040012 | -0.004212 | 0.0050623 | 0.0010617 | 0 | 1.5034 | 0 | 0 | 0 | 0 | 0 | 0 | 0 | 0 | 0 | 0.51427 | 0 | 0 | 0 | 0 | 1.3814 | 0 | 0 | 0
1 | 19 | 10 | 39.92 | 2.9455 | 59.8523 | 0 | 4.0498 | -0.012912 | -0.012912 | 68 | 67.8418 | 68 | -0.0049343 | -0.010936 | -0.0013299 | 0 | 0 | 0.013647 | 0.0024236 | -0.00075004 | -0.0028015 | -0.0023868 | -0.00011048 | -0.0039012 | -0.0049295 | 0.0030973 | 0.00065039 | 0 | 1.0169 | 0 | 0 | 0 | 0 | 0 | 0 | 0 | 0 | 0 | 0.51427 | 0 | 0 | 0 | 0 | 1.4143 | 0 | 0 | 0
1 | 19 | 11 | 42.08 | 1.9614 | 59.8523 | 0 | 4.0498 | 0.0078922 | 0 | 68 | 68.0967 | 68.0967 | -0.0045547 | -0.010095 | -0.0012276 | 0 | 0 | 0.023939 | 0.0044531 | -0.00068738 | 0.001131 | -0.0014228 | -0.00010198 | -0.0036011 | -0.0036878 | 0.0030973 | 0.00065039 | 0 | 0 | 0 | 0 | 0 | 0 | 0 | 0 | 0 | 0 | 0 | 0.51422 | 0 | 0 | 0 | 0 | 1.4472 | 0 | 0 | 0
1 | 19 | 12 | 44.96 | 1.8192 | 59.8523 | 0 | 2.866 | 0.014872 | 0 | 68.0967 | 68.279 | 68.279 | -0.0040656 | -0.0090108 | -0.0010958 | 0 | 0 | 0.024724 | 0.0050984 | -0.00061057 | 0.0026478 | -0.0017207 | -9.103e-05 | -0.0032144 | -0.0027879 | 0.0041315 | 0.0008666 | 0 | 0 | 0 | 0 | 0 | 0 | 0 | 0 | 0 | 0 | 0 | 0.37203 | 0 | 0 | 0 | 0 | 1.4472 | 0 | 0 | 0
1 | 19 | 13 | 46.94 | 1.7862 | 59.8523 | 0 | 2.866 | 0.021385 | 0 | 68.279 | 68.541 | 68.541 | -0.0037497 | -0.0083106 | -0.0010106 | 0 | 0 | 0.027298 | 0.0056428 | -0.00055916 | 0.0047167 | -0.0013478 | -8.3957e-05 | -0.0029646 | -0.001994 | 0.0030973 | 0.00065039 | 0 | 0 | 0 | 0 | 0 | 0 | 0 | 0 | 0 | 0 | 0 | 0.3719 | 0 | 0 | 0 | 0 | 1.4143 | 0 | 0 | 0
1 | 19 | 14 | 48.92 | 1.6859 | 59.8523 | 0 | 2.3053 | 0.019201 | 0 | 68.541 | 68.7764 | 68.7764 | -0.0034478 | -0.0076416 | -0.00092925 | 0 | 0 | 0.024927 | 0.0049634 | -0.00051539 | 0.0041687 | -0.00071709 | -7.7198e-05 | -0.002726 | -0.0019292 | 0.0025838 | 0.00054141 | 0 | 0 | 0 | 0 | 0 | 0 | 0 | 0 | 0 | 0 | 0 | 0.30447 | 0 | 0 | 0 | 0 | 1.3814 | 0 | 0 | 0
1 | 19 | 15 | 51.08 | 1.6529 | 59.8523 | 0 | 2.3053 | 0.013434 | 0 | 68.7764 | 68.941 | 68.941 | -0.0031096 | -0.006892 | -0.0008381 | 0 | 0 | 0.020544 | 0.0036003 | -0.00046472 | 0.0021667 | -0.00061065 | -6.9625e-05 | -0.0024586 | -0.0016835 | 0.0026854 | 0.00056426 | 0 | 0 | 0 | 0 | 0 | 0 | 0 | 0 | 0 | 0 | 0 | 0.30439 | 0 | 0 | 0 | 0 | 1.3485 | 0 | 0 | 0
1 | 19 | 16 | 51.08 | 1.7187 | 59.8523 | 0 | 2.3053 | 0.0015883 | 0 | 68.941 | 68.9605 | 68.9605 | -0.0031386 | -0.0069561 | -0.0008459 | 0 | 0 | 0.011647 | 0.0022803 | -0.00046948 | 0.00077625 | -0.00013439 | -7.0273e-05 | -0.0024814 | -0.0017041 | 0.0026854 | 0.00056426 | 0 | 0 | 0 | 0 | 0 | 0 | 0 | 0 | 0 | 0 | 0 | 0.30438 | 0 | 0 | 0 | 0 | 1.4143 | 0 | 0 | 0
1 | 19 | 17 | 50 | 1.9818 | 59.8523 | 0 | 2.3053 | -0.010068 | 0 | 68.9605 | 68.8371 | 68.8371 | -0.0033318 | -0.0073843 | -0.00089797 | 0 | 0 | 0.0072226 | 0.00060977 | -0.00049603 | -0.0040074 | -0.0014717 | -7.4598e-05 | -0.0026342 | -0.0015293 | 0.0039265 | 0.00082442 | 0 | 0 | 0 | 0 | 0 | 0 | 0 | 0 | 0 | 0 | 0 | 0.30444 | 0 | 0 | 0 | 0 | 1.6774 | 0 | 0 | 0
1 | 19 | 18 | 46.04 | 2.604 | 59.8523 | 0 | 3.9252 | -0.026191 | 0 | 68.8371 | 68.5161 | 68.5161 | -0.0040059 | -0.0088785 | -0.0010797 | 0 | 0 | 0.0018388 | 0.00010696 | -0.00059362 | -0.0086661 | -0.0043026 | -8.9693e-05 | -0.0031672 | -0.0015884 | 0.0042349 | 0.00088946 | 0 | 0 | 0 | 0 | 0 | 0 | 0 | 0 | 0 | 0 | 0 | 0.49906 | 0 | 0 | 0 | 0 | 2.105 | 0 | 0 | 0
1 | 19 | 19 | 44.96 | 2.5713 | 59.8523 | 0 | 3.9252 | -0.025535 | 0 | 68.5161 | 68.2032 | 68.2032 | -0.0041393 | -0.0091741 | -0.0011156 | 0 | 0 | 0 | 0 | -0.00060964 | -0.0063504 | -0.0038495 | -9.268e-05 | -0.0032727 | -0.0014762 | 0.0045452 | 0.0009545 | 0 | 0 | 0 | 0 | 0 | 0 | 0 | 0 | 0 | 0 | 0 | 0.49921 | 0 | 0 | 0 | 0 | 2.0721 | 0 | 0 | 0
1 | 19 | 20 | 41 | 3.3084 | 59.8523 | 0 | 3.9252 | -0.027604 | -0.011027 | 68.2032 | 67.8649 | 68 | -0.0047802 | -0.010594 | -0.0012883 | 0 | 0 | 0 | 0 | -0.00070352 | -0.0073336 | -0.004446 | -0.00010703 | -0.0037794 | -0.0016986 | 0.0071272 | 0.0014959 | 0 | 0.86852 | 0 | 0 | 0 | 0 | 0 | 0 | 0 | 0 | 0 | 0.49931 | 0 | 0 | 0 | 0 | 1.9405 | 0 | 0 | 0
1 | 19 | 21 | 39.02 | 4.7266 | 59.8523 | 0 | 3.9252 | -0.030287 | -0.030287 | 68 | 67.6288 | 68 | -0.0050924 | -0.011286 | -0.0013725 | 0 | 0 | 0 | 0 | -0.00075287 | -0.0078126 | -0.0047373 | -0.00011402 | -0.0040262 | -0.0022194 | 0.0071272 | 0.0014959 | 0 | 2.3854 | 0 | 0 | 0 | 0 | 0 | 0 | 0 | 0 | 0 | 0.49931 | 0 | 0 | 0 | 0 | 1.8419 | 0 | 0 | 0
1 | 19 | 22 | 39.92 | 4.3937 | 59.8523 | 0 | 3.1775 | -0.028452 | -0.028452 | 68 | 67.6513 | 68 | -0.0049343 | -0.010936 | -0.0013299 | 0 | 0 | 0 | 0 | -0.00072207 | -0.00757 | -0.0045881 | -0.00011048 | -0.0039012 | -0.0018009 | 0.0074411 | 0.0015609 | 0 | 2.2409 | 0 | 0 | 0 | 0 | 0 | 0 | 0 | 0 | 0 | 0.40956 | 0 | 0 | 0 | 0 | 1.7432 | 0 | 0 | 0
1 | 19 | 23 | 39.92 | 1.8898 | 59.8523 | 0 | 3.1775 | -0.028559 | 0 | 68 | 67.65 | 67.65 | -0.0049343 | -0.010936 | -0.0013299 | 0 | 0 | 0 | 0 | -0.00072523 | -0.00757 | -0.004589 | -0.00011048 | -0.0039012 | -0.0019037 | 0.0074411 | 0.0015609 | 0 | 0 | 0 | 0 | 0 | 0 | 0 | 0 | 0 | 0 | 0 | 0.40973 | 0 | 0 | 0 | 0 | 1.4801 | 0 | 0 | 0
1 | 19 | 24 | 37.94 | 1.309 | 59.8523 | 0 | 0.52958 | -0.031358 | 0 | 67.65 | 67.2657 | 67.2657 | -0.0052207 | -0.011571 | -0.0014071 | 0 | 0 | 0 | 0 | -0.00076728 | -0.0080094 | -0.0048554 | -0.00011689 | -0.0041276 | -0.0019979 | 0.0067153 | 0.0014098 | 0 | 0 | 0 | 0 | 0 | 0 | 0 | 0 | 0 | 0 | 0 | 0.092062 | 0 | 0 | 0 | 0 | 1.2169 | 0 | 0 | 0
1 | 20 | 1 | 35.96 | 1.0133 | 59.8241 | 0 | 0.52967 | -0.038146 | 0 | 67.2657 | 66.7982 | 66.7982 | -0.0055011 | -0.012192 | -0.0014826 | 0 | 0 | 0 | 0 | -0.00080879 | -0.0084396 | -0.0051162 | -0.00012317 | -0.0043493 | -0.0021992 | 0.0020667 | 0.00043418 | 0 | 0 | 0 | 0 | 0 | 0 | 0 | 0 | 0 | 0 | 0 | 0.09233 | 0 | 0 | 0 | 0 | 0.92093 | 0 | 0 | 0
1 | 20 | 2 | 39.02 | 0.94768 | 59.8241 | 0 | 0.52967 | -0.033731 | 0 | 66.7982 | 66.3849 | 66.3849 | -0.0048812 | -0.010818 | -0.0013156 | 0 | 0 | 0 | 0 | -0.00071852 | -0.0074887 | -0.00454 | -0.00010929 | -0.0038593 | -0.0020665 | 0.0020667 | 0.00043418 | 0 | 0 | 0 | 0 | 0 | 0 | 0 | 0 | 0 | 0 | 0 | 0.092534 | 0 | 0 | 0 | 0 | 0.85515 | 0 | 0 | 0
1 | 20 | 3 | 41 | 0.91498 | 59.8241 | 0 | 0.52967 | -0.031312 | 0 | 66.3849 | 66.0011 | 66.0011 | -0.0044607 | -0.0098863 | -0.0012022 | 0 | 0 | 0 | 0 | -0.00066564 | -0.0068434 | -0.0041514 | -9.9875e-05 | -0.0035267 | -0.0025422 | 0.0020667 | 0.00043418 | 0 | 0 | 0 | 0 | 0 | 0 | 0 | 0 | 0 | 0 | 0 | 0.092723 | 0 | 0 | 0 | 0 | 0.82226 | 0 | 0 | 0
1 | 20 | 4 | 41 | 3.3001 | 59.8241 | 0 | 0.52967 | -0.030792 | -0.0307 | 66.0011 | 65.6238 | 66 | -0.0043932 | -0.0097369 | -0.0011841 | 0 | 0 | 0 | 0 | -0.00065602 | -0.00674 | -0.0040887 | -9.8365e-05 | -0.0034734 | -0.0024881 | 0.0020667 | 0.00043418 | 0 | 2.418 | 0 | 0 | 0 | 0 | 0 | 0 | 0 | 0 | 0 | 0.092723 | 0 | 0 | 0 | 0 | 0.78937 | 0 | 0 | 0
1 | 20 | 5 | 39.92 | 3.3922 | 59.8241 | 0 | 0.52967 | -0.03187 | -0.03187 | 66 | 65.6094 | 66 | -0.0045828 | -0.010157 | -0.0012351 | 0 | 0 | 0 | 0 | -0.00068117 | -0.0070308 | -0.0042643 | -0.00010261 | -0.0036233 | -0.0022595 | 0.0020667 | 0.00043418 | 0 | 2.5101 | 0 | 0 | 0 | 0 | 0 | 0 | 0 | 0 | 0 | 0.092723 | 0 | 0 | 0 | 0 | 0.78937 | 0 | 0 | 0
1 | 20 | 6 | 39.92 | 16.3078 | 59.8241 | 0 | 0.62315 | -0.031274 | -0.19447 | 66 | 65.6167 | 68 | -0.0045828 | -0.010157 | -0.0012351 | 0 | 0 | 0 | 0 | -0.0006876 | -0.0070308 | -0.0042661 | -0.00010261 | -0.0036233 | -0.0030412 | 0.0034529 | 0.00072422 | 0 | 15.3168 | 0 | 0 | 0 | 0 | 0 | 0 | 0 | 0 | 0 | 0.10296 | 0 | 0 | 0 | 0 | 0.88804 | 0 | 0 | 0
1 | 20 | 7 | 39.02 | 4.4303 | 59.8241 | 0 | 4.6736 | -0.034151 | -0.034151 | 68 | 67.5815 | 68 | -0.0050924 | -0.011286 | -0.0013725 | 0 | 0 | 0 | 0 | -0.00076254 | -0.0078126 | -0.00474 | -0.00011402 | -0.0040262 | -0.0032823 | 0.0043383 | 0.00091055 | 0 | 2.6898 | 0 | 0 | 0 | 0 | 0 | 0 | 0 | 0 | 0 | 0.58939 | 0 | 0 | 0 | 0 | 1.1512 | 0 | 0 | 0
1 | 20 | 8 | 39.02 | 4.286 | 59.8241 | 0 | 4.6736 | -0.029812 | -0.029812 | 68 | 67.6346 | 68 | -0.0050924 | -0.011286 | -0.0013725 | 0 | 0 | 0 | 0 | -0.0007624 | -0.0078126 | -0.00474 | -0.00011402 | -0.0040262 | -0.0032823 | 0.0086767 | 0.0018211 | 0 | 2.3481 | 0 | 0 | 0 | 0 | 0 | 0 | 0 | 0 | 0 | 0.58939 | 0 | 0 | 0 | 0 | 1.3485 | 0 | 0 | 0
1 | 20 | 9 | 39.92 | 3.552 | 59.8241 | 0 | 4.0504 | -0.021026 | -0.021026 | 68 | 67.7423 | 68 | -0.0049343 | -0.010936 | -0.0013299 | 0 | 0 | 0.007779 | 0.0014365 | -0.00073665 | -0.0066696 | -0.0037512 | -0.00011048 | -0.0039012 | -0.0029347 | 0.0050623 | 0.0010617 | 0 | 1.656 | 0 | 0 | 0 | 0 | 0 | 0 | 0 | 0 | 0 | 0.51456 | 0 | 0 | 0 | 0 | 1.3814 | 0 | 0 | 0
1 | 20 | 10 | 42.08 | 3.4071 | 59.8241 | 0 | 4.0504 | -0.018769 | -0.018769 | 68 | 67.77 | 68 | -0.0045547 | -0.010095 | -0.0012276 | 0 | 0 | 0.0093068 | 0.0018898 | -0.00068596 | -0.0053711 | -0.0039701 | -0.00010198 | -0.0036011 | -0.0034552 | 0.0030973 | 0.00065039 | 0 | 1.4782 | 0 | 0 | 0 | 0 | 0 | 0 | 0 | 0 | 0 | 0.51456 | 0 | 0 | 0 | 0 | 1.4143 | 0 | 0 | 0
1 | 20 | 11 | 46.94 | 1.9617 | 59.8241 | 0 | 4.0504 | 0.0081017 | 0 | 68 | 68.0993 | 68.0993 | -0.0037007 | -0.008202 | -0.0009974 | 0 | 0 | 0.020197 | 0.0039495 | -0.00055954 | 0.00097246 | -0.0012446 | -8.2859e-05 | -0.0029259 | -0.0030524 | 0.0030973 | 0.00065039 | 0 | 0 | 0 | 0 | 0 | 0 | 0 | 0 | 0 | 0 | 0 | 0.51451 | 0 | 0 | 0 | 0 | 1.4472 | 0 | 0 | 0
1 | 20 | 12 | 50 | 1.8194 | 59.8241 | 0 | 2.8665 | 0.01686 | 0 | 68.0993 | 68.3059 | 68.3059 | -0.0031804 | -0.0070489 | -0.00085718 | 0 | 0 | 0.021631 | 0.0045721 | -0.00047858 | 0.0029838 | -0.00096852 | -7.121e-05 | -0.0025146 | -0.0022052 | 0.0041315 | 0.0008666 | 0 | 0 | 0 | 0 | 0 | 0 | 0 | 0 | 0 | 0 | 0 | 0.37222 | 0 | 0 | 0 | 0 | 1.4472 | 0 | 0 | 0
1 | 20 | 13 | 51.08 | 1.7864 | 59.8241 | 0 | 2.8665 | 0.023244 | 0 | 68.3059 | 68.5908 | 68.5908 | -0.003027 | -0.0067088 | -0.00081582 | 0 | 0 | 0.025268 | 0.0053362 | -0.00045895 | 0.0054375 | -0.0004626 | -6.7774e-05 | -0.0023932 | -0.0026108 | 0.0030973 | 0.00065039 | 0 | 0 | 0 | 0 | 0 | 0 | 0 | 0 | 0 | 0 | 0 | 0.37208 | 0 | 0 | 0 | 0 | 1.4143 | 0 | 0 | 0
1 | 20 | 14 | 55.94 | 1.6861 | 59.8241 | 0 | 2.3056 | 0.0070633 | 0 | 68.5908 | 68.6773 | 68.6773 | -0.002223 | -0.0049269 | -0.00059914 | 0 | 0 | 0.013105 | 0.0028659 | -0.00033848 | 0.0008757 | -0.00090859 | -4.9774e-05 | -0.0017576 | -0.0021048 | 0.0025838 | 0.00054141 | 0 | 0 | 0 | 0 | 0 | 0 | 0 | 0 | 0 | 0 | 0 | 0.30469 | 0 | 0 | 0 | 0 | 1.3814 | 0 | 0 | 0
1 | 20 | 15 | 55.94 | 1.6531 | 59.8241 | 0 | 2.3056 | 0.021409 | 0 | 68.6773 | 68.9397 | 68.9397 | -0.0022382 | -0.0049606 | -0.00060324 | 0 | 0 | 0.021165 | 0.0038266 | -0.00033778 | 0.0042164 | 0.00048173 | -5.0114e-05 | -0.0017696 | -0.0015709 | 0.0026854 | 0.00056426 | 0 | 0 | 0 | 0 | 0 | 0 | 0 | 0 | 0 | 0 | 0 | 0.30456 | 0 | 0 | 0 | 0 | 1.3485 | 0 | 0 | 0
1 | 20 | 16 | 57.02 | 1.7188 | 59.8241 | 0 | 2.3056 | 0.0086694 | 0 | 68.9397 | 69.046 | 69.046 | -0.0020946 | -0.0046422 | -0.00056452 | 0 | 0 | 0.011319 | 0.0022559 | -0.00031378 | 0.0018103 | 0.00047244 | -4.6897e-05 | -0.001656 | -0.00112 | 0.0026854 | 0.00056426 | 0 | 0 | 0 | 0 | 0 | 0 | 0 | 0 | 0 | 0 | 0 | 0.30451 | 0 | 0 | 0 | 0 | 1.4143 | 0 | 0 | 0
1 | 20 | 17 | 57.02 | 1.9819 | 59.8241 | 0 | 2.3056 | -0.00054021 | 0 | 69.046 | 69.0393 | 69.0393 | -0.0021132 | -0.0046836 | -0.00056955 | 0 | 0 | 0.0071627 | 0.00063416 | -0.00031338 | -0.0018767 | -0.00025749 | -4.7315e-05 | -0.0016708 | -0.0007315 | 0.0039265 | 0.00082442 | 0 | 0 | 0 | 0 | 0 | 0 | 0 | 0 | 0 | 0 | 0 | 0.30451 | 0 | 0 | 0 | 0 | 1.6774 | 0 | 0 | 0
1 | 20 | 18 | 55.04 | 2.6042 | 59.8241 | 0 | 3.9258 | -0.014631 | 0 | 69.0393 | 68.86 | 68.86 | -0.00246 | -0.0054521 | -0.00066301 | 0 | 0 | 0.0018613 | 9.5218e-05 | -0.00036731 | -0.0060484 | -0.0027009 | -5.5079e-05 | -0.0019449 | -0.0011306 | 0.0042349 | 0.00088946 | 0 | 0 | 0 | 0 | 0 | 0 | 0 | 0 | 0 | 0 | 0 | 0.49918 | 0 | 0 | 0 | 0 | 2.105 | 0 | 0 | 0
1 | 20 | 19 | 53.96 | 2.5713 | 59.8241 | 0 | 3.9258 | -0.014782 | 0 | 68.86 | 68.6789 | 68.6789 | -0.0026183 | -0.0058029 | -0.00070567 | 0 | 0 | 0 | 0 | -0.00039081 | -0.0040169 | -0.0024366 | -5.8623e-05 | -0.0020701 | -0.0012271 | 0.0045452 | 0.0009545 | 0 | 0 | 0 | 0 | 0 | 0 | 0 | 0 | 0 | 0 | 0 | 0.49926 | 0 | 0 | 0 | 0 | 2.0721 | 0 | 0 | 0
1 | 20 | 20 | 53.06 | 2.4399 | 59.8241 | 0 | 3.9258 | -0.013412 | 0 | 68.6789 | 68.5145 | 68.5145 | -0.0027446 | -0.0060829 | -0.00073971 | 0 | 0 | 0 | 0 | -0.00041161 | -0.0042106 | -0.0025548 | -6.1451e-05 | -0.0021699 | -0.0015633 | 0.0071272 | 0.0014959 | 0 | 0 | 0 | 0 | 0 | 0 | 0 | 0 | 0 | 0 | 0 | 0.49934 | 0 | 0 | 0 | 0 | 1.9405 | 0 | 0 | 0
1 | 20 | 21 | 51.08 | 2.3413 | 59.8241 | 0 | 3.9258 | -0.015289 | 0 | 68.5145 | 68.3271 | 68.3271 | -0.0030636 | -0.00679 | -0.0008257 | 0 | 0 | 0 | 0 | -0.00045516 | -0.0047001 | -0.0028506 | -6.8595e-05 | -0.0024222 | -0.0012402 | 0.0071272 | 0.0014959 | 0 | 0 | 0 | 0 | 0 | 0 | 0 | 0 | 0 | 0 | 0 | 0.49943 | 0 | 0 | 0 | 0 | 1.8419 | 0 | 0 | 0
1 | 20 | 22 | 50 | 2.1529 | 59.8241 | 0 | 3.178 | -0.0157 | 0 | 68.3271 | 68.1347 | 68.1347 | -0.0032205 | -0.0071376 | -0.00086797 | 0 | 0 | 0 | 0 | -0.00047266 | -0.0049408 | -0.002995 | -7.2107e-05 | -0.0025462 | -0.00088825 | 0.0074411 | 0.0015609 | 0 | 0 | 0 | 0 | 0 | 0 | 0 | 0 | 0 | 0 | 0 | 0.40972 | 0 | 0 | 0 | 0 | 1.7432 | 0 | 0 | 0
1 | 20 | 23 | 48.02 | 1.8899 | 59.8241 | 0 | 3.178 | -0.018032 | 0 | 68.1347 | 67.9137 | 67.9137 | -0.0035346 | -0.0078338 | -0.00095263 | 0 | 0 | 0 | 0 | -0.00051963 | -0.0054227 | -0.0032873 | -7.914e-05 | -0.0027946 | -0.0010491 | 0.0074411 | 0.0015609 | 0 | 0 | 0 | 0 | 0 | 0 | 0 | 0 | 0 | 0 | 0 | 0.40983 | 0 | 0 | 0 | 0 | 1.4801 | 0 | 0 | 0
1 | 20 | 24 | 44.96 | 1.3089 | 59.8241 | 0 | 0.52967 | -0.022396 | 0 | 67.9137 | 67.6393 | 67.6393 | -0.0040335 | -0.0089395 | -0.0010871 | 0 | 0 | 0 | 0 | -0.00059254 | -0.006188 | -0.0037512 | -9.031e-05 | -0.003189 | -0.0012401 | 0.0067153 | 0.0014098 | 0 | 0 | 0 | 0 | 0 | 0 | 0 | 0 | 0 | 0 | 0 | 0.091916 | 0 | 0 | 0 | 0 | 1.2169 | 0 | 0 | 0
1 | 21 | 1 | 41 | 1.0131 | 59.7999 | 0 | 0.52975 | -0.031915 | 0 | 67.6393 | 67.2482 | 67.2482 | -0.0046811 | -0.010375 | -0.0012616 | 0 | 0 | 0 | 0 | -0.0006889 | -0.0071816 | -0.0043538 | -0.00010481 | -0.003701 | -0.0016342 | 0.0020667 | 0.00043418 | 0 | 0 | 0 | 0 | 0 | 0 | 0 | 0 | 0 | 0 | 0 | 0.092142 | 0 | 0 | 0 | 0 | 0.92093 | 0 | 0 | 0
1 | 21 | 2 | 37.94 | 0.9475 | 59.7999 | 0 | 0.52975 | -0.03547 | 0 | 67.2482 | 66.8135 | 66.8135 | -0.0051501 | -0.011414 | -0.001388 | 0 | 0 | 0 | 0 | -0.00075765 | -0.0079011 | -0.0047899 | -0.00011531 | -0.0040718 | -0.0019485 | 0.0020667 | 0.00043418 | 0 | 0 | 0 | 0 | 0 | 0 | 0 | 0 | 0 | 0 | 0 | 0.092356 | 0 | 0 | 0 | 0 | 0.85515 | 0 | 0 | 0
1 | 21 | 3 | 35.96 | 0.91484 | 59.7999 | 0 | 0.52975 | -0.037538 | 0 | 66.8135 | 66.3534 | 66.3534 | -0.0054216 | -0.012016 | -0.0014612 | 0 | 0 | 0 | 0 | -0.00079701 | -0.0083177 | -0.0050423 | -0.00012139 | -0.0042865 | -0.0021413 | 0.0020667 | 0.00043418 | 0 | 0 | 0 | 0 | 0 | 0 | 0 | 0 | 0 | 0 | 0 | 0.092582 | 0 | 0 | 0 | 0 | 0.82226 | 0 | 0 | 0
1 | 21 | 4 | 35.06 | 1.6227 | 59.7999 | 0 | 0.52975 | -0.038242 | -0.009403 | 66.3534 | 65.8848 | 66 | -0.0054989 | -0.012187 | -0.0014821 | 0 | 0 | 0 | 0 | -0.00080948 | -0.0084363 | -0.0051145 | -0.00012312 | -0.0043476 | -0.0023089 | 0.0020667 | 0.00043418 | 0 | 0.74059 | 0 | 0 | 0 | 0 | 0 | 0 | 0 | 0 | 0 | 0.092756 | 0 | 0 | 0 | 0 | 0.78937 | 0 | 0 | 0
1 | 21 | 5 | 33.08 | 4.0576 | 59.7999 | 0 | 0.52975 | -0.040318 | -0.040318 | 66 | 65.5059 | 66 | -0.0057848 | -0.012821 | -0.0015591 | 0 | 0 | 0 | 0 | -0.00085074 | -0.0088748 | -0.0053801 | -0.00012952 | -0.0045736 | -0.0024111 | 0.0020667 | 0.00043418 | 0 | 3.1755 | 0 | 0 | 0 | 0 | 0 | 0 | 0 | 0 | 0 | 0.092756 | 0 | 0 | 0 | 0 | 0.78937 | 0 | 0 | 0
1 | 21 | 6 | 32 | 17.0257 | 59.7999 | 0 | 0.62323 | -0.040389 | -0.20359 | 66 | 65.505 | 68 | -0.0059745 | -0.013242 | -0.0016102 | 0 | 0 | 0 | 0 | -0.000878 | -0.009166 | -0.0055564 | -0.00013377 | -0.0047237 | -0.0025575 | 0.0034529 | 0.00072422 | 0 | 16.0347 | 0 | 0 | 0 | 0 | 0 | 0 | 0 | 0 | 0 | 0.103 | 0 | 0 | 0 | 0 | 0.88804 | 0 | 0 | 0
1 | 21 | 7 | 35.06 | 4.7572 | 59.7999 | 0 | 4.6743 | -0.038297 | -0.038297 | 68 | 67.5307 | 68 | -0.0057883 | -0.012829 | -0.00156 | 0 | 0 | 0 | 0 | -0.00085044 | -0.0088802 | -0.0053831 | -0.0001296 | -0.0045764 | -0.0026383 | 0.0043383 | 0.00091055 | 0 | 3.0163 | 0 | 0 | 0 | 0 | 0 | 0 | 0 | 0 | 0 | 0.58968 | 0 | 0 | 0 | 0 | 1.1512 | 0 | 0 | 0
1 | 21 | 8 | 35.06 | 4.6415 | 59.7999 | 0 | 4.6743 | -0.034323 | -0.034323 | 68 | 67.5794 | 68 | -0.0057883 | -0.012829 | -0.00156 | 0 | 0 | 0.00064317 | 1.9246e-05 | -0.00084941 | -0.0088802 | -0.0066356 | -0.0001296 | -0.0045764 | -0.0024138 | 0.0086767 | 0.0018211 | 0 | 2.7033 | 0 | 0 | 0 | 0 | 0 | 0 | 0 | 0 | 0 | 0.58968 | 0 | 0 | 0 | 0 | 1.3485 | 0 | 0 | 0
1 | 21 | 9 | 39.92 | 3.3595 | 59.7999 | 0 | 4.051 | -0.018579 | -0.018579 | 68 | 67.7723 | 68 | -0.0049343 | -0.010936 | -0.0013299 | 0 | 0 | 0.0085651 | 0.0014841 | -0.00071664 | -0.0066317 | -0.0033298 | -0.00011048 | -0.0039012 | -0.0018009 | 0.0050623 | 0.0010617 | 0 | 1.4633 | 0 | 0 | 0 | 0 | 0 | 0 | 0 | 0 | 0 | 0.51481 | 0 | 0 | 0 | 0 | 1.3814 | 0 | 0 | 0
1 | 21 | 10 | 46.94 | 1.9291 | 59.7999 | 0 | 4.051 | 0.0054868 | 0 | 68 | 68.0672 | 68.0672 | -0.0037007 | -0.008202 | -0.0009974 | 0 | 0 | 0.019312 | 0.0030245 | -0.00053888 | -0.0015803 | -0.0015132 | -8.2859e-05 | -0.0029259 | -0.0010562 | 0.0030973 | 0.00065039 | 0 | 0 | 0 | 0 | 0 | 0 | 0 | 0 | 0 | 0 | 0 | 0.51478 | 0 | 0 | 0 | 0 | 1.4143 | 0 | 0 | 0
1 | 21 | 11 | 55.04 | 1.9618 | 59.7999 | 0 | 4.051 | 0.026158 | 0 | 68.0672 | 68.3878 | 68.3878 | -0.0022892 | -0.0050736 | -0.00061697 | 0 | 0 | 0.025271 | 0.0047142 | -0.00034423 | 0.0038359 | 0.00013982 | -5.1255e-05 | -0.0018099 | -0.0013653 | 0.0030973 | 0.00065039 | 0 | 0 | 0 | 0 | 0 | 0 | 0 | 0 | 0 | 0 | 0 | 0.51462 | 0 | 0 | 0 | 0 | 1.4472 | 0 | 0 | 0
1 | 21 | 12 | 59 | 1.8193 | 59.7999 | 0 | 2.8669 | 0.031732 | 0 | 68.3878 | 68.7767 | 68.7767 | -0.0016496 | -0.0036562 | -0.00044461 | 0 | 0 | 0.024205 | 0.0050588 | -0.00024725 | 0.005532 | 0.00011894 | -3.6936e-05 | -0.0013043 | -0.0008419 | 0.0041315 | 0.0008666 | 0 | 0 | 0 | 0 | 0 | 0 | 0 | 0 | 0 | 0 | 0 | 0.37217 | 0 | 0 | 0 | 0 | 1.4472 | 0 | 0 | 0
1 | 21 | 13 | 62.06 | 1.7862 | 59.7999 | 0 | 2.8669 | 0.038462 | 0 | 68.7767 | 69.2481 | 69.2481 | -0.0011803 | -0.0026159 | -0.0003181 | 0 | 0 | 0.026683 | 0.005608 | -0.00017729 | 0.0077247 | 0.0005841 | -2.6426e-05 | -0.00093316 | -0.00063454 | 0.0030973 | 0.00065039 | 0 | 0 | 0 | 0 | 0 | 0 | 0 | 0 | 0 | 0 | 0 | 0.37194 | 0 | 0 | 0 | 0 | 1.4143 | 0 | 0 | 0
1 | 21 | 14 | 64.04 | 1.6857 | 59.7999 | 0 | 2.306 | 0.039366 | 0 | 69.2481 | 69.7305 | 69.7305 | -0.00091517 | -0.0020283 | -0.00024665 | 0 | 0 | 0.026016 | 0.0052407 | -0.00013598 | 0.0079184 | 0.001421 | -2.0491e-05 | -0.00072356 | -0.00028467 | 0.0025838 | 0.00054141 | 0 | 0 | 0 | 0 | 0 | 0 | 0 | 0 | 0 | 0 | 0 | 0.30432 | 0 | 0 | 0 | 0 | 1.3814 | 0 | 0 | 0
1 | 21 | 15 | 66.02 | 1.6526 | 59.7999 | 0 | 2.306 | 0.033116 | 0 | 69.7305 | 70.1363 | 70.1363 | -0.00065201 | -0.0014451 | -0.00017573 | 0 | 0 | 0.021719 | 0.0038051 | -9.7199e-05 | 0.0058959 | 0.0015759 | -1.4599e-05 | -0.0005155 | -0.00022871 | 0.0026854 | 0.00056426 | 0 | 0 | 0 | 0 | 0 | 0 | 0 | 0 | 0 | 0 | 0 | 0.30412 | 0 | 0 | 0 | 0 | 1.3485 | 0 | 0 | 0
1 | 21 | 16 | 66.02 | 1.7183 | 59.7999 | 0 | 2.306 | 0.017134 | 0 | 70.1363 | 70.3463 | 70.3463 | -0.00072333 | -0.0016031 | -0.00019495 | 0 | 0 | 0.011074 | 0.0022492 | -0.0001078 | 0.0029556 | 0.0010804 | -1.6195e-05 | -0.00057189 | -0.00025697 | 0.0026854 | 0.00056426 | 0 | 0 | 0 | 0 | 0 | 0 | 0 | 0 | 0 | 0 | 0 | 0.30402 | 0 | 0 | 0 | 0 | 1.4143 | 0 | 0 | 0
1 | 21 | 17 | 64.04 | 1.9814 | 59.7999 | 0 | 2.306 | 0.0064279 | 0 | 70.3463 | 70.4251 | 70.4251 | -0.0011082 | -0.002456 | -0.00029867 | 0 | 0 | 0.0070889 | 0.00068304 | -0.00016614 | -0.00086376 | 0.00023077 | -2.4812e-05 | -0.00087614 | -0.00053196 | 0.0039265 | 0.00082442 | 0 | 0 | 0 | 0 | 0 | 0 | 0 | 0 | 0 | 0 | 0 | 0.30398 | 0 | 0 | 0 | 0 | 1.6774 | 0 | 0 | 0
1 | 21 | 18 | 62.06 | 2.6037 | 59.7999 | 0 | 3.9264 | -0.0076057 | 0 | 70.4251 | 70.3319 | 70.3319 | -0.0014699 | -0.0032578 | -0.00039617 | 0 | 0 | 0.0020027 | 0.00010815 | -0.00021816 | -0.0049548 | -0.0020117 | -3.2912e-05 | -0.0011622 | -0.00044783 | 0.0042349 | 0.00088946 | 0 | 0 | 0 | 0 | 0 | 0 | 0 | 0 | 0 | 0 | 0 | 0.49871 | 0 | 0 | 0 | 0 | 2.105 | 0 | 0 | 0
1 | 21 | 19 | 53.06 | 2.5709 | 59.7999 | 0 | 3.9264 | -0.017777 | 0 | 70.3319 | 70.114 | 70.114 | -0.003035 | -0.0067267 | -0.000818 | 0 | 0 | 0 | 0 | -0.00045351 | -0.0046563 | -0.0028246 | -6.7955e-05 | -0.0023996 | -0.0013409 | 0.0045452 | 0.0009545 | 0 | 0 | 0 | 0 | 0 | 0 | 0 | 0 | 0 | 0 | 0 | 0.49881 | 0 | 0 | 0 | 0 | 2.0721 | 0 | 0 | 0
1 | 21 | 20 | 50 | 2.4394 | 59.7999 | 0 | 3.9264 | -0.018969 | 0 | 70.114 | 69.8816 | 69.8816 | -0.0035345 | -0.0078335 | -0.0009526 | 0 | 0 | 0 | 0 | -0.00052681 | -0.0054225 | -0.0032892 | -7.9137e-05 | -0.0027945 | -0.0016635 | 0.0071272 | 0.0014959 | 0 | 0 | 0 | 0 | 0 | 0 | 0 | 0 | 0 | 0 | 0 | 0.49892 | 0 | 0 | 0 | 0 | 1.9405 | 0 | 0 | 0
1 | 21 | 21 | 48.92 | 2.3409 | 59.7999 | 0 | 3.9264 | -0.019959 | 0 | 69.8816 | 69.637 | 69.637 | -0.0036834 | -0.0081636 | -0.00099274 | 0 | 0 | 0 | 0 | -0.00054721 | -0.005651 | -0.0034273 | -8.2472e-05 | -0.0029122 | -0.0016265 | 0.0071272 | 0.0014959 | 0 | 0 | 0 | 0 | 0 | 0 | 0 | 0 | 0 | 0 | 0 | 0.49904 | 0 | 0 | 0 | 0 | 1.8419 | 0 | 0 | 0
1 | 21 | 22 | 50 | 2.1525 | 59.7999 | 0 | 3.1785 | -0.018018 | 0 | 69.637 | 69.4161 | 69.4161 | -0.0034506 | -0.0076477 | -0.00093001 | 0 | 0 | 0 | 0 | -0.00051323 | -0.0052939 | -0.0032109 | -7.726e-05 | -0.0027282 | -0.0016075 | 0.0074411 | 0.0015609 | 0 | 0 | 0 | 0 | 0 | 0 | 0 | 0 | 0 | 0 | 0 | 0.4093 | 0 | 0 | 0 | 0 | 1.7432 | 0 | 0 | 0
1 | 21 | 23 | 48.02 | 1.8895 | 59.7999 | 0 | 3.1785 | -0.020094 | 0 | 69.4161 | 69.1699 | 69.1699 | -0.0037598 | -0.0083329 | -0.0010133 | 0 | 0 | 0 | 0 | -0.00055757 | -0.0057681 | -0.0034981 | -8.4181e-05 | -0.0029726 | -0.0015488 | 0.0074411 | 0.0015609 | 0 | 0 | 0 | 0 | 0 | 0 | 0 | 0 | 0 | 0 | 0 | 0.40942 | 0 | 0 | 0 | 0 | 1.4801 | 0 | 0 | 0
1 | 21 | 24 | 46.94 | 1.3083 | 59.7999 | 0 | 0.52975 | -0.0224 | 0 | 69.1699 | 68.8954 | 68.8954 | -0.0039063 | -0.0086576 | -0.0010528 | 0 | 0 | 0 | 0 | -0.00058348 | -0.0059929 | -0.0036356 | -8.7462e-05 | -0.0030884 | -0.0021104 | 0.0067153 | 0.0014098 | 0 | 0 | 0 | 0 | 0 | 0 | 0 | 0 | 0 | 0 | 0 | 0.091331 | 0 | 0 | 0 | 0 | 1.2169 | 0 | 0 | 0
1 | 22 | 1 | 48.92 | 1.0124 | 59.7798 | 0 | 0.52981 | -0.023843 | 0 | 68.8954 | 68.6032 | 68.6032 | -0.0035101 | -0.0077795 | -0.00094603 | 0 | 0 | 0 | 0 | -0.0005218 | -0.0053851 | -0.0032662 | -7.8592e-05 | -0.0027752 | -0.0016471 | 0.0020667 | 0.00043418 | 0 | 0 | 0 | 0 | 0 | 0 | 0 | 0 | 0 | 0 | 0 | 0.091502 | 0 | 0 | 0 | 0 | 0.92093 | 0 | 0 | 0
1 | 22 | 2 | 51.98 | 0.94677 | 59.7798 | 0 | 0.52981 | -0.019967 | 0 | 68.6032 | 68.3585 | 68.3585 | -0.002921 | -0.006474 | -0.00078727 | 0 | 0 | 0 | 0 | -0.00043854 | -0.0044814 | -0.0027192 | -6.5403e-05 | -0.0023095 | -0.0018368 | 0.0020667 | 0.00043418 | 0 | 0 | 0 | 0 | 0 | 0 | 0 | 0 | 0 | 0 | 0 | 0.091622 | 0 | 0 | 0 | 0 | 0.85515 | 0 | 0 | 0
1 | 22 | 3 | 50 | 0.91401 | 59.7798 | 0 | 0.52981 | -0.021694 | 0 | 68.3585 | 68.0926 | 68.0926 | -0.003226 | -0.0071498 | -0.00086946 | 0 | 0 | 0 | 0 | -0.00048047 | -0.0049492 | -0.003002 | -7.223e-05 | -0.0025506 | -0.0014611 | 0.0020667 | 0.00043418 | 0 | 0 | 0 | 0 | 0 | 0 | 0 | 0 | 0 | 0 | 0 | 0.091753 | 0 | 0 | 0 | 0 | 0.82226 | 0 | 0 | 0
1 | 22 | 4 | 50 | 0.88125 | 59.7798 | 0 | 0.52981 | -0.021104 | 0 | 68.0926 | 67.834 | 67.834 | -0.0031793 | -0.0070463 | -0.00085687 | 0 | 0 | 0 | 0 | -0.00047066 | -0.0048775 | -0.0029578 | -7.1184e-05 | -0.0025136 | -0.0011976 | 0.0020667 | 0.00043418 | 0 | 0 | 0 | 0 | 0 | 0 | 0 | 0 | 0 | 0 | 0 | 0.09188 | 0 | 0 | 0 | 0 | 0.78937 | 0 | 0 | 0
1 | 22 | 5 | 48.92 | 0.88138 | 59.7798 | 0 | 0.52981 | -0.022432 | 0 | 67.834 | 67.5591 | 67.5591 | -0.0033236 | -0.0073662 | -0.00089577 | 0 | 0 | 0 | 0 | -0.00049488 | -0.005099 | -0.0030928 | -7.4416e-05 | -0.0026277 | -0.001524 | 0.0020667 | 0.00043418 | 0 | 0 | 0 | 0 | 0 | 0 | 0 | 0 | 0 | 0 | 0 | 0.092016 | 0 | 0 | 0 | 0 | 0.78937 | 0 | 0 | 0
1 | 22 | 6 | 46.94 | 5.6174 | 59.7798 | 0 | 0.62331 | -0.022758 | -0.058738 | 67.5591 | 67.2802 | 68 | -0.0036232 | -0.0080302 | -0.00097652 | 0 | 0 | 0 | 0 | -0.00053372 | -0.0055586 | -0.0033701 | -8.1124e-05 | -0.0028646 | -0.0011731 | 0.0034529 | 0.00072422 | 0 | 4.6263 | 0 | 0 | 0 | 0 | 0 | 0 | 0 | 0 | 0 | 0.10303 | 0 | 0 | 0 | 0 | 0.88804 | 0 | 0 | 0
1 | 22 | 7 | 46.94 | 3.5329 | 59.7798 | 0 | 4.6748 | -0.02275 | -0.02275 | 68 | 67.7212 | 68 | -0.0037007 | -0.008202 | -0.0009974 | 0 | 0 | 0 | 0 | -0.00054812 | -0.0056775 | -0.003443 | -8.2859e-05 | -0.0029259 | -0.0015114 | 0.0043383 | 0.00091055 | 0 | 1.7919 | 0 | 0 | 0 | 0 | 0 | 0 | 0 | 0 | 0 | 0.58992 | 0 | 0 | 0 | 0 | 1.1512 | 0 | 0 | 0
1 | 22 | 8 | 51.08 | 2.9511 | 59.7798 | 0 | 4.6748 | -0.012857 | -0.012857 | 68 | 67.8424 | 68 | -0.0029732 | -0.0065896 | -0.00080133 | 0 | 0 | 0 | 0 | -0.00043795 | -0.0045614 | -0.0027655 | -6.657e-05 | -0.0023507 | -0.00098753 | 0.0086767 | 0.0018211 | 0 | 1.0127 | 0 | 0 | 0 | 0 | 0 | 0 | 0 | 0 | 0 | 0.58992 | 0 | 0 | 0 | 0 | 1.3485 | 0 | 0 | 0
1 | 22 | 9 | 51.08 | 2.8911 | 59.7798 | 0 | 4.0515 | -0.01263 | -0.01263 | 68 | 67.8452 | 68 | -0.0029732 | -0.0065896 | -0.00080133 | 0 | 0 | 0.0022199 | 0.00049568 | -0.00044237 | -0.003475 | -0.002406 | -6.657e-05 | -0.0023507 | -0.0013028 | 0.0050623 | 0.0010617 | 0 | 0.99473 | 0 | 0 | 0 | 0 | 0 | 0 | 0 | 0 | 0 | 0.51502 | 0 | 0 | 0 | 0 | 1.3814 | 0 | 0 | 0
1 | 22 | 10 | 51.98 | 2.9735 | 59.7798 | 0 | 4.0515 | -0.013257 | -0.013257 | 68 | 67.8375 | 68 | -0.0028151 | -0.0062391 | -0.00075871 | 0 | 0 | 0.0022199 | 0.00049568 | -0.00041746 | -0.0032096 | -0.0022442 | -6.3029e-05 | -0.0022257 | -0.0010972 | 0.0030973 | 0.00065039 | 0 | 1.0442 | 0 | 0 | 0 | 0 | 0 | 0 | 0 | 0 | 0 | 0.51502 | 0 | 0 | 0 | 0 | 1.4143 | 0 | 0 | 0
1 | 22 | 11 | 51.98 | 2.6603 | 59.7798 | 0 | 4.0515 | -0.0088638 | -0.0088638 | 68 | 67.8914 | 68 | -0.0028151 | -0.0062391 | -0.00075871 | 0 | 0 | 0.0044002 | 0.00098251 | -0.00041663 | -0.0020184 | -0.0018106 | -6.3029e-05 | -0.0022257 | -0.00099654 | 0.0030973 | 0.00065039 | 0 | 0.69813 | 0 | 0 | 0 | 0 | 0 | 0 | 0 | 0 | 0 | 0.51502 | 0 | 0 | 0 | 0 | 1.4472 | 0 | 0 | 0
1 | 22 | 12 | 51.98 | 2.5461 | 59.7798 | 0 | 2.8672 | -0.0092201 | -0.0092201 | 68 | 67.887 | 68 | -0.0028151 | -0.0062391 | -0.00075871 | 0 | 0 | 0.0037263 | 0.00083203 | -0.00041772 | -0.0023623 | -0.0019312 | -6.3029e-05 | -0.0022257 | -0.0010972 | 0.0041315 | 0.0008666 | 0 | 0.72619 | 0 | 0 | 0 | 0 | 0 | 0 | 0 | 0 | 0 | 0.3727 | 0 | 0 | 0 | 0 | 1.4472 | 0 | 0 | 0
1 | 22 | 13 | 55.94 | 1.7868 | 59.7798 | 0 | 2.8672 | 0.027583 | 0 | 68 | 68.338 | 68.338 | -0.0021192 | -0.0046969 | -0.00057116 | 0 | 0 | 0.021239 | 0.004637 | -0.00031595 | 0.0069182 | 0.0013991 | -4.7449e-05 | -0.0016755 | -0.00093207 | 0.0030973 | 0.00065039 | 0 | 0 | 0 | 0 | 0 | 0 | 0 | 0 | 0 | 0 | 0 | 0.37253 | 0 | 0 | 0 | 0 | 1.4143 | 0 | 0 | 0
1 | 22 | 14 | 60.98 | 1.6864 | 59.7798 | 0 | 2.3062 | 0.023032 | 0 | 68.338 | 68.6203 | 68.6203 | -0.001293 | -0.0028656 | -0.00034848 | 0 | 0 | 0.015515 | 0.0034264 | -0.00019191 | 0.005466 | 0.0016287 | -2.895e-05 | -0.0010223 | -0.0003788 | 0.0025838 | 0.00054141 | 0 | 0 | 0 | 0 | 0 | 0 | 0 | 0 | 0 | 0 | 0 | 0.30498 | 0 | 0 | 0 | 0 | 1.3814 | 0 | 0 | 0
1 | 22 | 15 | 64.94 | 1.6533 | 59.7798 | 0 | 2.3062 | 0.029958 | 0 | 68.6203 | 68.9874 | 68.9874 | -0.00064671 | -0.0014333 | -0.0001743 | 0 | 0 | 0.017218 | 0.0034093 | -9.6733e-05 | 0.0067877 | 0.0024298 | -1.448e-05 | -0.00051131 | -0.00025925 | 0.0026854 | 0.00056426 | 0 | 0 | 0 | 0 | 0 | 0 | 0 | 0 | 0 | 0 | 0 | 0.3048 | 0 | 0 | 0 | 0 | 1.3485 | 0 | 0 | 0
1 | 22 | 16 | 68 | 1.719 | 59.7798 | 0 | 2.3062 | 0.020779 | 0 | 68.9874 | 69.2421 | 69.2421 | -0.00017351 | -0.00038456 | -4.6765e-05 | 0 | 0 | 0.010302 | 0.0022471 | -2.6013e-05 | 0.004198 | 0.0016283 | -3.885e-06 | -0.00013719 | -7.3907e-05 | 0.0026854 | 0.00056426 | 0 | 0 | 0 | 0 | 0 | 0 | 0 | 0 | 0 | 0 | 0 | 0.30467 | 0 | 0 | 0 | 0 | 1.4143 | 0 | 0 | 0
1 | 22 | 17 | 64.94 | 1.982 | 59.7798 | 0 | 2.3062 | 0.011145 | 0 | 69.2421 | 69.3787 | 69.3787 | -0.00075597 | -0.0016755 | -0.00020375 | 0 | 0 | 0.0068919 | 0.00088973 | -0.00011363 | 0.0012954 | 0.0010693 | -1.6926e-05 | -0.00059769 | -0.00038889 | 0.0039265 | 0.00082442 | 0 | 0 | 0 | 0 | 0 | 0 | 0 | 0 | 0 | 0 | 0 | 0.30461 | 0 | 0 | 0 | 0 | 1.6774 | 0 | 0 | 0
1 | 22 | 18 | 62.06 | 2.6044 | 59.7798 | 0 | 3.9268 | -0.0047769 | 0 | 69.3787 | 69.3201 | 69.3201 | -0.001286 | -0.0028503 | -0.00034661 | 0 | 0 | 0.0018027 | 0.00010479 | -0.00019289 | -0.0033656 | -0.001202 | -2.8795e-05 | -0.0010168 | -0.00063027 | 0.0042349 | 0.00088946 | 0 | 0 | 0 | 0 | 0 | 0 | 0 | 0 | 0 | 0 | 0 | 0.4994 | 0 | 0 | 0 | 0 | 2.105 | 0 | 0 | 0
1 | 22 | 19 | 60.08 | 2.5715 | 59.7798 | 0 | 3.9268 | -0.0075931 | 0 | 69.3201 | 69.2271 | 69.2271 | -0.0016237 | -0.0035986 | -0.00043761 | 0 | 0 | 0 | 0 | -0.00024405 | -0.002491 | -0.0015116 | -3.6355e-05 | -0.0012837 | -0.0009116 | 0.0045452 | 0.0009545 | 0 | 0 | 0 | 0 | 0 | 0 | 0 | 0 | 0 | 0 | 0 | 0.49944 | 0 | 0 | 0 | 0 | 2.0721 | 0 | 0 | 0
1 | 22 | 20 | 62.06 | 2.44 | 59.7798 | 0 | 3.9268 | -0.0021953 | 0 | 69.2271 | 69.2002 | 69.2002 | -0.0012594 | -0.0027913 | -0.00033943 | 0 | 0 | 0 | 0 | -0.00018864 | -0.0019322 | -0.0011723 | -2.8198e-05 | -0.00099573 | -0.00061532 | 0.0071272 | 0.0014959 | 0 | 0 | 0 | 0 | 0 | 0 | 0 | 0 | 0 | 0 | 0 | 0.49945 | 0 | 0 | 0 | 0 | 1.9405 | 0 | 0 | 0
1 | 22 | 21 | 60.98 | 2.3413 | 59.7798 | 0 | 3.9268 | -0.0032943 | 0 | 69.2002 | 69.1598 | 69.1598 | -0.0014445 | -0.0032014 | -0.00038931 | 0 | 0 | 0 | 0 | -0.00021426 | -0.0022161 | -0.001344 | -3.2342e-05 | -0.001142 | -0.00043765 | 0.0071272 | 0.0014959 | 0 | 0 | 0 | 0 | 0 | 0 | 0 | 0 | 0 | 0 | 0 | 0.49947 | 0 | 0 | 0 | 0 | 1.8419 | 0 | 0 | 0
1 | 22 | 22 | 60.98 | 2.1528 | 59.7798 | 0 | 3.1789 | -0.002872 | 0 | 69.1598 | 69.1246 | 69.1246 | -0.0014374 | -0.0031857 | -0.0003874 | 0 | 0 | 0 | 0 | -0.00021249 | -0.0022052 | -0.0013372 | -3.2183e-05 | -0.0011364 | -0.0003792 | 0.0074411 | 0.0015609 | 0 | 0 | 0 | 0 | 0 | 0 | 0 | 0 | 0 | 0 | 0 | 0.4096 | 0 | 0 | 0 | 0 | 1.7432 | 0 | 0 | 0
1 | 22 | 23 | 60.08 | 1.8897 | 59.7798 | 0 | 3.1789 | -0.0041949 | 0 | 69.1246 | 69.0732 | 69.0732 | -0.0015893 | -0.0035225 | -0.00042835 | 0 | 0 | 0 | 0 | -0.00023709 | -0.0024383 | -0.0014791 | -3.5585e-05 | -0.0012566 | -0.00064912 | 0.0074411 | 0.0015609 | 0 | 0 | 0 | 0 | 0 | 0 | 0 | 0 | 0 | 0 | 0 | 0.40963 | 0 | 0 | 0 | 0 | 1.4801 | 0 | 0 | 0
1 | 22 | 24 | 57.92 | 1.3083 | 59.7798 | 0 | 0.52981 | -0.0074161 | 0 | 69.0732 | 68.9823 | 68.9823 | -0.0019599 | -0.0043437 | -0.00052822 | 0 | 0 | 0 | 0 | -0.00029029 | -0.0030068 | -0.0018234 | -4.3881e-05 | -0.0015495 | -0.00058579 | 0.0067153 | 0.0014098 | 0 | 0 | 0 | 0 | 0 | 0 | 0 | 0 | 0 | 0 | 0 | 0.091315 | 0 | 0 | 0 | 0 | 1.2169 | 0 | 0 | 0
1 | 23 | 1 | 59 | 1.0123 | 59.7638 | 0 | 0.52986 | -0.010624 | 0 | 68.9823 | 68.8521 | 68.8521 | -0.0017541 | -0.0038877 | -0.00047276 | 0 | 0 | 0 | 0 | -0.00025991 | -0.0026911 | -0.001632 | -3.9275e-05 | -0.0013869 | -0.00056689 | 0.0020667 | 0.00043418 | 0 | 0 | 0 | 0 | 0 | 0 | 0 | 0 | 0 | 0 | 0 | 0.091401 | 0 | 0 | 0 | 0 | 0.92093 | 0 | 0 | 0
1 | 23 | 2 | 57.92 | 0.94662 | 59.7638 | 0 | 0.52986 | -0.011714 | 0 | 68.8521 | 68.7086 | 68.7086 | -0.001921 | -0.0042576 | -0.00051774 | 0 | 0 | 0 | 0 | -0.0002836 | -0.0029472 | -0.001787 | -4.3012e-05 | -0.0015188 | -0.00050432 | 0.0020667 | 0.00043418 | 0 | 0 | 0 | 0 | 0 | 0 | 0 | 0 | 0 | 0 | 0 | 0.091472 | 0 | 0 | 0 | 0 | 0.85515 | 0 | 0 | 0
1 | 23 | 3 | 60.98 | 0.91377 | 59.7638 | 0 | 0.52986 | -0.0076217 | 0 | 68.7086 | 68.6151 | 68.6151 | -0.0013581 | -0.0030099 | -0.00036602 | 0 | 0 | 0 | 0 | -0.00020017 | -0.0020835 | -0.0012632 | -3.0407e-05 | -0.0010737 | -0.00030329 | 0.0020667 | 0.00043418 | 0 | 0 | 0 | 0 | 0 | 0 | 0 | 0 | 0 | 0 | 0 | 0.091518 | 0 | 0 | 0 | 0 | 0.82226 | 0 | 0 | 0
1 | 23 | 4 | 62.96 | 0.88091 | 59.7638 | 0 | 0.52986 | -0.0050728 | 0 | 68.6151 | 68.553 | 68.553 | -0.00099373 | -0.0022024 | -0.00026783 | 0 | 0 | 0 | 0 | -0.00014722 | -0.0015246 | -0.00092454 | -2.225e-05 | -0.00078568 | -0.0002712 | 0.0020667 | 0.00043418 | 0 | 0 | 0 | 0 | 0 | 0 | 0 | 0 | 0 | 0 | 0 | 0.091548 | 0 | 0 | 0 | 0 | 0.78937 | 0 | 0 | 0
1 | 23 | 5 | 64.04 | 0.88094 | 59.7638 | 0 | 0.52986 | -0.0035875 | 0 | 68.553 | 68.509 | 68.509 | -0.00079303 | -0.0017576 | -0.00021373 | 0 | 0 | 0 | 0 | -0.0001171 | -0.0012166 | -0.00073771 | -1.7756e-05 | -0.00062699 | -0.00017357 | 0.0020667 | 0.00043418 | 0 | 0 | 0 | 0 | 0 | 0 | 0 | 0 | 0 | 0 | 0 | 0.09157 | 0 | 0 | 0 | 0 | 0.78937 | 0 | 0 | 0
1 | 23 | 6 | 64.94 | 0.99085 | 59.7638 | 0 | 0.62337 | -0.0010652 | 0 | 68.509 | 68.496 | 68.496 | -0.00062715 | -0.00139 | -0.00016903 | 0 | 0 | 0 | 0 | -9.3136e-05 | -0.00096216 | -0.00058355 | -1.4042e-05 | -0.00049585 | -0.00018318 | 0.0034529 | 0.00072422 | 0 | 0 | 0 | 0 | 0 | 0 | 0 | 0 | 0 | 0 | 0 | 0.10282 | 0 | 0 | 0 | 0 | 0.88804 | 0 | 0 | 0
1 | 23 | 7 | 66.92 | 1.741 | 59.7638 | 0 | 4.6753 | 0.0023335 | 0 | 68.496 | 68.5246 | 68.5246 | -0.00027693 | -0.00061377 | -7.4638e-05 | 0 | 0 | 0 | 0 | -4.129e-05 | -0.00042486 | -0.00025772 | -6.2005e-06 | -0.00021895 | -9.0519e-05 | 0.0043383 | 0.00091055 | 0 | 0 | 0 | 0 | 0 | 0 | 0 | 0 | 0 | 0 | 0 | 0.58986 | 0 | 0 | 0 | 0 | 1.1512 | 0 | 0 | 0
1 | 23 | 8 | 66.2 | 1.9383 | 59.7638 | 0 | 4.6753 | 0.0057399 | 0 | 68.5246 | 68.5949 | 68.5949 | -0.00040848 | -0.00090532 | -0.00011009 | 0 | 0 | 0 | 0 | -6.0697e-05 | -0.00062667 | -0.00038008 | -9.1458e-06 | -0.00032295 | -0.00011333 | 0.0086767 | 0.0018211 | 0 | 0 | 0 | 0 | 0 | 0 | 0 | 0 | 0 | 0 | 0 | 0.58983 | 0 | 0 | 0 | 0 | 1.3485 | 0 | 0 | 0
1 | 23 | 9 | 68 | 1.8962 | 59.7638 | 0 | 4.0519 | 0.0080426 | 0 | 68.5949 | 68.6935 | 68.6935 | -0.00010454 | -0.00023169 | -2.8175e-05 | 0 | 0 | 0.0014667 | 0.0003275 | -1.5808e-05 | 0.00052955 | 0.00012851 | -2.3406e-06 | -8.2651e-05 | -6.8548e-05 | 0.0050623 | 0.0010617 | 0 | 0 | 0 | 0 | 0 | 0 | 0 | 0 | 0 | 0 | 0 | 0.51485 | 0 | 0 | 0 | 0 | 1.3814 | 0 | 0 | 0
1 | 23 | 10 | 69.08 | 1.9291 | 59.7638 | 0 | 4.0519 | 0.010685 | 0 | 68.6935 | 68.8244 | 68.8244 | 6.7922e-05 | 0.00015054 | 1.8306e-05 | 0 | 0 | 0.0033695 | 0.00075237 | 1.0224e-05 | 0.0018153 | 0.00066144 | 1.5208e-06 | 5.3702e-05 | 3.6259e-05 | 0.0030973 | 0.00065039 | 0 | 0 | 0 | 0 | 0 | 0 | 0 | 0 | 0 | 0 | 0 | 0.51478 | 0 | 0 | 0 | 0 | 1.4143 | 0 | 0 | 0
1 | 23 | 11 | 69.98 | 1.9619 | 59.7638 | 0 | 4.0519 | 0.011085 | 0 | 68.8244 | 68.9603 | 68.9603 | 0.00020306 | 0.00045005 | 5.4729e-05 | 0 | 0 | 0.003092 | 0.00069041 | 3.0346e-05 | 0.0018539 | 0.00072221 | 4.5466e-06 | 0.00016055 | 7.5899e-05 | 0.0030973 | 0.00065039 | 0 | 0 | 0 | 0 | 0 | 0 | 0 | 0 | 0 | 0 | 0 | 0.51472 | 0 | 0 | 0 | 0 | 1.4472 | 0 | 0 | 0
1 | 23 | 12 | 71.06 | 1.8194 | 59.7638 | 0 | 2.8675 | 0.014745 | 0 | 68.9603 | 69.141 | 69.141 | 0.00036897 | 0.00081776 | 9.9443e-05 | 0 | 0 | 0.0037263 | 0.00083203 | 5.5148e-05 | 0.0024207 | 0.00098521 | 8.2613e-06 | 0.00029172 | 0.00014168 | 0.0041315 | 0.0008666 | 0 | 0 | 0 | 0 | 0 | 0 | 0 | 0 | 0 | 0 | 0 | 0.37226 | 0 | 0 | 0 | 0 | 1.4472 | 0 | 0 | 0
1 | 23 | 13 | 71.06 | 1.7865 | 59.7638 | 0 | 2.8675 | 0.014409 | 0 | 69.141 | 69.3176 | 69.3176 | 0.00033721 | 0.00074738 | 9.0885e-05 | 0 | 0 | 0.0043209 | 0.00096481 | 5.0248e-05 | 0.0026909 | 0.001073 | 7.5503e-06 | 0.00026661 | 0.00011153 | 0.0030973 | 0.00065039 | 0 | 0 | 0 | 0 | 0 | 0 | 0 | 0 | 0 | 0 | 0 | 0.37217 | 0 | 0 | 0 | 0 | 1.4143 | 0 | 0 | 0
1 | 23 | 14 | 71.06 | 1.686 | 59.7638 | 0 | 2.3065 | 0.014235 | 0 | 69.3176 | 69.492 | 69.492 | 0.00030619 | 0.00067861 | 8.2522e-05 | 0 | 0 | 0.0046777 | 0.0010445 | 4.5623e-05 | 0.0028196 | 0.0011054 | 6.8555e-06 | 0.00024208 | 0.00010066 | 0.0025838 | 0.00054141 | 0 | 0 | 0 | 0 | 0 | 0 | 0 | 0 | 0 | 0 | 0 | 0.30465 | 0 | 0 | 0 | 0 | 1.3814 | 0 | 0 | 0
1 | 23 | 15 | 73.94 | 1.6531 | 59.7638 | 0 | 2.3065 | 0.015134 | 0 | 69.492 | 69.6775 | 69.6775 | 0.00078161 | 0.0017323 | 0.00021066 | 0 | 0 | 0.0036074 | 0.00080548 | 0.00011665 | 0.0026011 | 0.0011133 | 1.75e-05 | 0.00061797 | 0.00028053 | 0.0026854 | 0.00056426 | 0 | 0 | 0 | 0 | 0 | 0 | 0 | 0 | 0 | 0 | 0 | 0.30456 | 0 | 0 | 0 | 0 | 1.3485 | 0 | 0 | 0
1 | 23 | 16 | 75.02 | 1.7187 | 59.7638 | 0 | 2.3065 | 0.019311 | 0 | 69.6775 | 69.9141 | 69.9141 | 0.0009388 | 0.0020807 | 0.00025302 | 0 | 0 | 0.0051138 | 0.0011418 | 0.00013921 | 0.0037549 | 0.0016227 | 2.102e-05 | 0.00074224 | 0.00025271 | 0.0026854 | 0.00056426 | 0 | 0 | 0 | 0 | 0 | 0 | 0 | 0 | 0 | 0 | 0 | 0.30444 | 0 | 0 | 0 | 0 | 1.4143 | 0 | 0 | 0
1 | 23 | 17 | 73.94 | 1.9817 | 59.7638 | 0 | 2.3065 | 0.021037 | 0 | 69.9141 | 70.1719 | 70.1719 | 0.00070743 | 0.0015679 | 0.00019067 | 0 | 0 | 0.006508 | 0.00098146 | 0.0001054 | 0.0033282 | 0.0020717 | 1.5839e-05 | 0.00055932 | 0.00025062 | 0.0039265 | 0.00082442 | 0 | 0 | 0 | 0 | 0 | 0 | 0 | 0 | 0 | 0 | 0 | 0.30431 | 0 | 0 | 0 | 0 | 1.6774 | 0 | 0 | 0
1 | 23 | 18 | 71.96 | 2.6041 | 59.7638 | 0 | 3.9272 | 0.0086144 | 0 | 70.1719 | 70.2775 | 70.2775 | 0.0003142 | 0.00069637 | 8.4682e-05 | 0 | 0 | 0.0017722 | 0.00014413 | 4.6574e-05 | -0.00033987 | 0.00044527 | 7.035e-06 | 0.00024842 | 7.097e-05 | 0.0042349 | 0.00088946 | 0 | 0 | 0 | 0 | 0 | 0 | 0 | 0 | 0 | 0 | 0 | 0.49909 | 0 | 0 | 0 | 0 | 2.105 | 0 | 0 | 0
1 | 23 | 19 | 71.96 | 2.5711 | 59.7638 | 0 | 3.9272 | 0.007623 | 0 | 70.2775 | 70.3709 | 70.3709 | 0.00029565 | 0.00065526 | 7.9682e-05 | 0 | 0 | 0 | 0 | 4.3911e-05 | 0.00045358 | 0.00027509 | 6.6196e-06 | 0.00023375 | 7.9769e-05 | 0.0045452 | 0.0009545 | 0 | 0 | 0 | 0 | 0 | 0 | 0 | 0 | 0 | 0 | 0 | 0.49905 | 0 | 0 | 0 | 0 | 2.0721 | 0 | 0 | 0
1 | 23 | 20 | 62.96 | 2.4396 | 59.7638 | 0 | 3.9272 | -0.0020514 | 0 | 70.3709 | 70.3458 | 70.3458 | -0.0013023 | -0.0028862 | -0.00035098 | 0 | 0 | 0 | 0 | -0.00019219 | -0.0019979 | -0.0012114 | -2.9158e-05 | -0.0010296 | -0.00017887 | 0.0071272 | 0.0014959 | 0 | 0 | 0 | 0 | 0 | 0 | 0 | 0 | 0 | 0 | 0 | 0.49906 | 0 | 0 | 0 | 0 | 1.9405 | 0 | 0 | 0
1 | 23 | 21 | 62.06 | 2.3409 | 59.7638 | 0 | 3.9272 | -0.0038247 | 0 | 70.3458 | 70.2989 | 70.2989 | -0.001456 | -0.003227 | -0.00039242 | 0 | 0 | 0 | 0 | -0.00021926 | -0.0022337 | -0.0013556 | -3.26e-05 | -0.0011512 | -0.00088412 | 0.0071272 | 0.0014959 | 0 | 0 | 0 | 0 | 0 | 0 | 0 | 0 | 0 | 0 | 0 | 0.49908 | 0 | 0 | 0 | 0 | 1.8419 | 0 | 0 | 0
1 | 23 | 22 | 57.02 | 2.1524 | 59.7638 | 0 | 3.1792 | -0.0099702 | 0 | 70.2989 | 70.1767 | 70.1767 | -0.0023334 | -0.0051716 | -0.00062889 | 0 | 0 | 0 | 0 | -0.00035039 | -0.0035798 | -0.0021722 | -5.2245e-05 | -0.0018449 | -0.0012779 | 0.0074411 | 0.0015609 | 0 | 0 | 0 | 0 | 0 | 0 | 0 | 0 | 0 | 0 | 0 | 0.40922 | 0 | 0 | 0 | 0 | 1.7432 | 0 | 0 | 0
1 | 23 | 23 | 51.08 | 1.8894 | 59.7638 | 0 | 3.1792 | -0.01778 | 0 | 70.1767 | 69.9588 | 69.9588 | -0.0033557 | -0.0074374 | -0.00090442 | 0 | 0 | 0 | 0 | -0.00050426 | -0.0051482 | -0.003124 | -7.5135e-05 | -0.0026531 | -0.0020186 | 0.0074411 | 0.0015609 | 0 | 0 | 0 | 0 | 0 | 0 | 0 | 0 | 0 | 0 | 0 | 0.40933 | 0 | 0 | 0 | 0 | 1.4801 | 0 | 0 | 0
1 | 23 | 24 | 46.94 | 1.3079 | 59.7638 | 0 | 0.52986 | -0.023828 | 0 | 69.9588 | 69.6668 | 69.6668 | -0.0040449 | -0.0089648 | -0.0010902 | 0 | 0 | 0 | 0 | -0.0006076 | -0.0062056 | -0.0037656 | -9.0566e-05 | -0.003198 | -0.0025756 | 0.0067153 | 0.0014098 | 0 | 0 | 0 | 0 | 0 | 0 | 0 | 0 | 0 | 0 | 0 | 0.091 | 0 | 0 | 0 | 0 | 1.2169 | 0 | 0 | 0
1 | 24 | 1 | 46.04 | 1.0121 | 59.7519 | 0 | 0.5299 | -0.02993 | 0 | 69.6668 | 69.3 | 69.3 | -0.0041517 | -0.0092016 | -0.001119 | 0 | 0 | 0 | 0 | -0.0006271 | -0.0063695 | -0.003866 | -9.2958e-05 | -0.0032825 | -0.0032859 | 0.0020667 | 0.00043418 | 0 | 0 | 0 | 0 | 0 | 0 | 0 | 0 | 0 | 0 | 0 | 0.091197 | 0 | 0 | 0 | 0 | 0.92093 | 0 | 0 | 0
1 | 24 | 2 | 46.04 | 0.94651 | 59.7519 | 0 | 0.5299 | -0.027946 | 0 | 69.3 | 68.9576 | 68.9576 | -0.0040873 | -0.0090588 | -0.0011016 | 0 | 0 | 0 | 0 | -0.00060536 | -0.0062706 | -0.0038026 | -9.1515e-05 | -0.0032315 | -0.0017632 | 0.0020667 | 0.00043418 | 0 | 0 | 0 | 0 | 0 | 0 | 0 | 0 | 0 | 0 | 0 | 0.091365 | 0 | 0 | 0 | 0 | 0.85515 | 0 | 0 | 0
1 | 24 | 3 | 46.04 | 0.91379 | 59.7519 | 0 | 0.5299 | -0.028532 | 0 | 68.9576 | 68.6079 | 68.6079 | -0.0040271 | -0.0089254 | -0.0010854 | 0 | 0 | 0 | 0 | -0.0006055 | -0.0061783 | -0.0037491 | -9.0167e-05 | -0.003184 | -0.0027539 | 0.0020667 | 0.00043418 | 0 | 0 | 0 | 0 | 0 | 0 | 0 | 0 | 0 | 0 | 0 | 0.091537 | 0 | 0 | 0 | 0 | 0.82226 | 0 | 0 | 0
1 | 24 | 4 | 44.96 | 0.88108 | 59.7519 | 0 | 0.5299 | -0.028759 | 0 | 68.6079 | 68.2554 | 68.2554 | -0.0041554 | -0.0092098 | -0.00112 | 0 | 0 | 0 | 0 | -0.00061892 | -0.0063752 | -0.003867 | -9.3041e-05 | -0.0032854 | -0.002101 | 0.0020667 | 0.00043418 | 0 | 0 | 0 | 0 | 0 | 0 | 0 | 0 | 0 | 0 | 0 | 0.091711 | 0 | 0 | 0 | 0 | 0.78937 | 0 | 0 | 0
1 | 24 | 5 | 44.06 | 0.88126 | 59.7519 | 0 | 0.5299 | -0.030498 | 0 | 68.2554 | 67.8817 | 67.8817 | -0.0042517 | -0.0094231 | -0.0011459 | 0 | 0 | 0 | 0 | -0.00064088 | -0.0065228 | -0.0039586 | -9.5195e-05 | -0.0033615 | -0.0031652 | 0.0020667 | 0.00043418 | 0 | 0 | 0 | 0 | 0 | 0 | 0 | 0 | 0 | 0 | 0 | 0.091895 | 0 | 0 | 0 | 0 | 0.78937 | 0 | 0 | 0
1 | 24 | 6 | 41 | 4.3564 | 59.7519 | 0 | 0.62341 | -0.033074 | -0.042728 | 67.8817 | 67.4764 | 68 | -0.0047237 | -0.010469 | -0.0012731 | 0 | 0 | 0 | 0 | -0.00071401 | -0.007247 | -0.0043987 | -0.00010576 | -0.0037347 | -0.0038605 | 0.0034529 | 0.00072422 | 0 | 3.3653 | 0 | 0 | 0 | 0 | 0 | 0 | 0 | 0 | 0 | 0.10308 | 0 | 0 | 0 | 0 | 0.88804 | 0 | 0 | 0
1 | 24 | 7 | 39.92 | 4.5438 | 59.7519 | 0 | 4.6756 | -0.035581 | -0.035581 | 68 | 67.564 | 68 | -0.0049343 | -0.010936 | -0.0013299 | 0 | 0 | 0 | 0 | -0.00075459 | -0.00757 | -0.0045972 | -0.00011048 | -0.0039012 | -0.0057854 | 0.0043383 | 0.00091055 | 0 | 2.8024 | 0 | 0 | 0 | 0 | 0 | 0 | 0 | 0 | 0 | 0.59026 | 0 | 0 | 0 | 0 | 1.1512 | 0 | 0 | 0
1 | 24 | 8 | 39.02 | 4.3047 | 59.7519 | 0 | 4.6756 | -0.030039 | -0.030039 | 68 | 67.6319 | 68 | -0.0050924 | -0.011286 | -0.0013725 | 0 | 0 | 0 | 0 | -0.00076421 | -0.0078126 | -0.0047405 | -0.00011402 | -0.0040262 | -0.0035068 | 0.0086767 | 0.0018211 | 0 | 2.3659 | 0 | 0 | 0 | 0 | 0 | 0 | 0 | 0 | 0 | 0.59026 | 0 | 0 | 0 | 0 | 1.3485 | 0 | 0 | 0
1 | 24 | 9 | 39.02 | 4.3503 | 59.7519 | 0 | 4.0522 | -0.031153 | -0.031153 | 68 | 67.6182 | 68 | -0.0050924 | -0.011286 | -0.0013725 | 0 | 0 | 0.00111 | 0.00024784 | -0.0007606 | -0.0072807 | -0.0045693 | -0.00011402 | -0.0040262 | -0.0030704 | 0.0050623 | 0.0010617 | 0 | 2.4536 | 0 | 0 | 0 | 0 | 0 | 0 | 0 | 0 | 0 | 0.51531 | 0 | 0 | 0 | 0 | 1.3814 | 0 | 0 | 0
1 | 24 | 10 | 39.02 | 4.4333 | 59.7519 | 0 | 4.0522 | -0.031789 | -0.031789 | 68 | 67.6104 | 68 | -0.0050924 | -0.011286 | -0.0013725 | 0 | 0 | 0.0022199 | 0.00049568 | -0.00076417 | -0.00693 | -0.0045091 | -0.00011402 | -0.0040262 | -0.0035068 | 0.0030973 | 0.00065039 | 0 | 2.5037 | 0 | 0 | 0 | 0 | 0 | 0 | 0 | 0 | 0 | 0.51531 | 0 | 0 | 0 | 0 | 1.4143 | 0 | 0 | 0
1 | 24 | 11 | 39.92 | 4.0991 | 59.7519 | 0 | 4.0522 | -0.027128 | -0.027128 | 68 | 67.6675 | 68 | -0.0049343 | -0.010936 | -0.0013299 | 0 | 0 | 0.0036074 | 0.00080548 | -0.00073267 | -0.0060212 | -0.0041432 | -0.00011048 | -0.0039012 | -0.0025293 | 0.0030973 | 0.00065039 | 0 | 2.1366 | 0 | 0 | 0 | 0 | 0 | 0 | 0 | 0 | 0 | 0.51531 | 0 | 0 | 0 | 0 | 1.4472 | 0 | 0 | 0
1 | 24 | 12 | 39.2 | 3.9872 | 59.7519 | 0 | 2.8677 | -0.027515 | -0.027515 | 68 | 67.6628 | 68 | -0.0050608 | -0.011216 | -0.001364 | 0 | 0 | 0.0037263 | 0.00083203 | -0.00076135 | -0.0058905 | -0.0040855 | -0.00011331 | -0.0040012 | -0.003712 | 0.0041315 | 0.0008666 | 0 | 2.1671 | 0 | 0 | 0 | 0 | 0 | 0 | 0 | 0 | 0 | 0.3729 | 0 | 0 | 0 | 0 | 1.4472 | 0 | 0 | 0
1 | 24 | 13 | 41 | 3.3656 | 59.7519 | 0 | 2.8677 | -0.020041 | -0.020041 | 68 | 67.7544 | 68 | -0.0047445 | -0.010515 | -0.0012787 | 0 | 0 | 0.0066994 | 0.0014959 | -0.00071299 | -0.003676 | -0.00314 | -0.00010623 | -0.0037511 | -0.0034087 | 0.0030973 | 0.00065039 | 0 | 1.5785 | 0 | 0 | 0 | 0 | 0 | 0 | 0 | 0 | 0 | 0.3729 | 0 | 0 | 0 | 0 | 1.4143 | 0 | 0 | 0
1 | 24 | 14 | 44.06 | 3.5228 | 59.7519 | 0 | 2.3066 | -0.023311 | -0.023311 | 68 | 67.7143 | 68 | -0.0042068 | -0.0093236 | -0.0011338 | 0 | 0 | 0.0046777 | 0.0010445 | -0.00063774 | -0.0052399 | -0.0038133 | -9.419e-05 | -0.003326 | -0.0038413 | 0.0025838 | 0.00054141 | 0 | 1.836 | 0 | 0 | 0 | 0 | 0 | 0 | 0 | 0 | 0 | 0.30544 | 0 | 0 | 0 | 0 | 1.3814 | 0 | 0 | 0
1 | 24 | 15 | 46.04 | 2.2361 | 59.7519 | 0 | 2.3066 | -0.0073917 | -0.0073917 | 68 | 67.9094 | 68 | -0.0038588 | -0.0085525 | -0.00104 | 0 | 0 | 0.010844 | 0.0024048 | -0.00058506 | -0.00091448 | -0.0017712 | -8.64e-05 | -0.0030509 | -0.0034666 | 0.0026854 | 0.00056426 | 0 | 0.58218 | 0 | 0 | 0 | 0 | 0 | 0 | 0 | 0 | 0 | 0.30544 | 0 | 0 | 0 | 0 | 1.3485 | 0 | 0 | 0
1 | 24 | 16 | 48.92 | 2.4121 | 59.7519 | 0 | 2.3066 | -0.0087903 | -0.0087903 | 68 | 67.8923 | 68 | -0.0033528 | -0.0074308 | -0.00090363 | 0 | 0 | 0.008944 | 0.0019997 | -0.00050215 | -0.0028406 | -0.002647 | -7.5069e-05 | -0.0026508 | -0.0020164 | 0.0026854 | 0.00056426 | 0 | 0.69233 | 0 | 0 | 0 | 0 | 0 | 0 | 0 | 0 | 0 | 0.30544 | 0 | 0 | 0 | 0 | 1.4143 | 0 | 0 | 0
1 | 24 | 17 | 50 | 2.9241 | 59.7519 | 0 | 2.3066 | -0.011951 | -0.011951 | 68 | 67.8535 | 68 | -0.003163 | -0.0070102 | -0.00085248 | 0 | 0 | 0.0057763 | 0.0009891 | -0.00047292 | -0.004188 | -0.0026627 | -7.082e-05 | -0.0025008 | -0.0017215 | 0.0039265 | 0.00082442 | 0 | 0.94124 | 0 | 0 | 0 | 0 | 0 | 0 | 0 | 0 | 0 | 0.30544 | 0 | 0 | 0 | 0 | 1.6774 | 0 | 0 | 0
1 | 24 | 18 | 48.02 | 4.3602 | 59.7519 | 0 | 3.9275 | -0.022281 | -0.022281 | 68 | 67.7269 | 68 | -0.0035109 | -0.0077814 | -0.00094625 | 0 | 0 | 0.0018164 | 0.00017605 | -0.00052176 | -0.0074424 | -0.0039368 | -7.861e-05 | -0.0027758 | -0.0015148 | 0.0042349 | 0.00088946 | 0 | 1.7549 | 0 | 0 | 0 | 0 | 0 | 0 | 0 | 0 | 0 | 0.50032 | 0 | 0 | 0 | 0 | 2.105 | 0 | 0 | 0
1 | 24 | 19 | 44.96 | 4.5299 | 59.7519 | 0 | 3.9275 | -0.024854 | -0.024854 | 68 | 67.6954 | 68 | -0.0040486 | -0.0089731 | -0.0010912 | 0 | 0 | 0 | 0 | -0.00059721 | -0.0062113 | -0.0037654 | -9.0649e-05 | -0.003201 | -0.0014208 | 0.0045452 | 0.0009545 | 0 | 1.9575 | 0 | 0 | 0 | 0 | 0 | 0 | 0 | 0 | 0 | 0.50032 | 0 | 0 | 0 | 0 | 2.0721 | 0 | 0 | 0
1 | 24 | 20 | 41 | 4.6173 | 59.7519 | 0 | 3.9275 | -0.027634 | -0.027634 | 68 | 67.6613 | 68 | -0.0047445 | -0.010515 | -0.0012787 | 0 | 0 | 0 | 0 | -0.00070217 | -0.0072789 | -0.0044139 | -0.00010623 | -0.0037511 | -0.00197 | 0.0071272 | 0.0014959 | 0 | 2.1765 | 0 | 0 | 0 | 0 | 0 | 0 | 0 | 0 | 0 | 0.50032 | 0 | 0 | 0 | 0 | 1.9405 | 0 | 0 | 0
1 | 24 | 21 | 39.92 | 4.6324 | 59.7519 | 0 | 3.9275 | -0.029078 | -0.029078 | 68 | 67.6436 | 68 | -0.0049343 | -0.010936 | -0.0013299 | 0 | 0 | 0 | 0 | -0.00072877 | -0.00757 | -0.00459 | -0.00011048 | -0.0039012 | -0.0021045 | 0.0071272 | 0.0014959 | 0 | 2.2902 | 0 | 0 | 0 | 0 | 0 | 0 | 0 | 0 | 0 | 0.50032 | 0 | 0 | 0 | 0 | 1.8419 | 0 | 0 | 0
1 | 24 | 22 | 39.02 | 4.5142 | 59.7519 | 0 | 3.1794 | -0.029972 | -0.029972 | 68 | 67.6327 | 68 | -0.0050924 | -0.011286 | -0.0013725 | 0 | 0 | 0 | 0 | -0.00075217 | -0.0078126 | -0.0047371 | -0.00011402 | -0.0040262 | -0.0022194 | 0.0074411 | 0.0015609 | 0 | 2.3606 | 0 | 0 | 0 | 0 | 0 | 0 | 0 | 0 | 0 | 0.41038 | 0 | 0 | 0 | 0 | 1.7432 | 0 | 0 | 0
1 | 24 | 23 | 37.94 | 1.8906 | 59.7519 | 0 | 3.1794 | -0.031099 | 0 | 68 | 67.6189 | 67.6189 | -0.0052822 | -0.011707 | -0.0014236 | 0 | 0 | 0 | 0 | -0.00077541 | -0.0081038 | -0.0049123 | -0.00011827 | -0.0041763 | -0.0020413 | 0.0074411 | 0.0015609 | 0 | 0 | 0 | 0 | 0 | 0 | 0 | 0 | 0 | 0 | 0 | 0.41056 | 0 | 0 | 0 | 0 | 1.4801 | 0 | 0 | 0
1 | 24 | 24 | 35.96 | 1.3092 | 59.7519 | 0 | 0.5299 | -0.034086 | 0 | 67.6189 | 67.2011 | 67.2011 | -0.0055631 | -0.01233 | -0.0014994 | 0 | 0 | 0 | 0 | -0.00081983 | -0.0085348 | -0.0051745 | -0.00012456 | -0.0043984 | -0.002357 | 0.0067153 | 0.0014098 | 0 | 0 | 0 | 0 | 0 | 0 | 0 | 0 | 0 | 0 | 0 | 0.09223 | 0 | 0 | 0 | 0 | 1.2169 | 0 | 0 | 0
1 | 25 | 1 | 33.98 | 1.0134 | 59.7441 | 0 | 0.52992 | -0.040843 | 0 | 67.2011 | 66.7006 | 66.7006 | -0.0058377 | -0.012938 | -0.0015734 | 0 | 0 | 0 | 0 | -0.00086044 | -0.008956 | -0.0054299 | -0.00013071 | -0.0046155 | -0.0025677 | 0.0020667 | 0.00043418 | 0 | 0 | 0 | 0 | 0 | 0 | 0 | 0 | 0 | 0 | 0 | 0.092487 | 0 | 0 | 0 | 0 | 0.92093 | 0 | 0 | 0
1 | 25 | 2 | 35.96 | 0.94786 | 59.7441 | 0 | 0.52992 | -0.037382 | 0 | 66.7006 | 66.2425 | 66.2425 | -0.0054018 | -0.011972 | -0.0014559 | 0 | 0 | 0 | 0 | -0.00079011 | -0.0082873 | -0.0050227 | -0.00012095 | -0.0042708 | -0.0021269 | 0.0020667 | 0.00043418 | 0 | 0 | 0 | 0 | 0 | 0 | 0 | 0 | 0 | 0 | 0 | 0.092712 | 0 | 0 | 0 | 0 | 0.85515 | 0 | 0 | 0
1 | 25 | 3 | 33.98 | 2.4624 | 59.7441 | 0 | 0.52992 | -0.039432 | -0.019646 | 66.2425 | 65.7592 | 66 | -0.0056692 | -0.012565 | -0.001528 | 0 | 0 | 0 | 0 | -0.00083383 | -0.0086976 | -0.0052727 | -0.00012693 | -0.0044823 | -0.0023238 | 0.0020667 | 0.00043418 | 0 | 1.5474 | 0 | 0 | 0 | 0 | 0 | 0 | 0 | 0 | 0 | 0.092831 | 0 | 0 | 0 | 0 | 0.82226 | 0 | 0 | 0
1 | 25 | 4 | 32 | 4.1725 | 59.7441 | 0 | 0.52992 | -0.041776 | -0.041776 | 66 | 65.488 | 66 | -0.0059745 | -0.013242 | -0.0016102 | 0 | 0 | 0 | 0 | -0.00087886 | -0.009166 | -0.0055567 | -0.00013377 | -0.0047237 | -0.0025575 | 0.0020667 | 0.00043418 | 0 | 3.2903 | 0 | 0 | 0 | 0 | 0 | 0 | 0 | 0 | 0 | 0.092831 | 0 | 0 | 0 | 0 | 0.78937 | 0 | 0 | 0
1 | 25 | 5 | 32 | 4.2004 | 59.7441 | 0 | 0.52992 | -0.04213 | -0.04213 | 66 | 65.4837 | 66 | -0.0059745 | -0.013242 | -0.0016102 | 0 | 0 | 0 | 0 | -0.00088266 | -0.009166 | -0.0055578 | -0.00013377 | -0.0047237 | -0.0029069 | 0.0020667 | 0.00043418 | 0 | 3.3182 | 0 | 0 | 0 | 0 | 0 | 0 | 0 | 0 | 0 | 0.092831 | 0 | 0 | 0 | 0 | 0.78937 | 0 | 0 | 0
1 | 25 | 6 | 33.08 | 16.9382 | 59.7441 | 0 | 0.62344 | -0.039277 | -0.20247 | 66 | 65.5187 | 68 | -0.0057848 | -0.012821 | -0.0015591 | 0 | 0 | 0 | 0 | -0.00085363 | -0.0088748 | -0.0053809 | -0.00012952 | -0.0045736 | -0.0027524 | 0.0034529 | 0.00072422 | 0 | 15.9471 | 0 | 0 | 0 | 0 | 0 | 0 | 0 | 0 | 0 | 0.10309 | 0 | 0 | 0 | 0 | 0.88804 | 0 | 0 | 0
1 | 25 | 7 | 33.08 | 4.9604 | 59.7441 | 0 | 4.6758 | -0.040869 | -0.040869 | 68 | 67.4991 | 68 | -0.0061362 | -0.0136 | -0.0016538 | 0 | 0 | 0 | 0 | -0.00090259 | -0.009414 | -0.005707 | -0.00013739 | -0.0048515 | -0.0028054 | 0.0043383 | 0.00091055 | 0 | 3.2189 | 0 | 0 | 0 | 0 | 0 | 0 | 0 | 0 | 0 | 0.59035 | 0 | 0 | 0 | 0 | 1.1512 | 0 | 0 | 0
1 | 25 | 8 | 32 | 5.1541 | 59.7441 | 0 | 4.6758 | -0.040822 | -0.040822 | 68 | 67.4997 | 68 | -0.006326 | -0.01402 | -0.001705 | 0 | 0 | 0.00098821 | 3.4129e-05 | -0.00093391 | -0.01234 | -0.0069754 | -0.00014164 | -0.0050015 | -0.0030775 | 0.0086767 | 0.0018211 | 0 | 3.2152 | 0 | 0 | 0 | 0 | 0 | 0 | 0 | 0 | 0 | 0.59035 | 0 | 0 | 0 | 0 | 1.3485 | 0 | 0 | 0
1 | 25 | 9 | 37.94 | 3.5325 | 59.7441 | 0 | 4.0524 | -0.020768 | -0.020768 | 68 | 67.7455 | 68 | -0.0052822 | -0.011707 | -0.0014236 | 0 | 0 | 0.0091329 | 0.0015585 | -0.00078007 | -0.0071676 | -0.0032266 | -0.00011827 | -0.0041763 | -0.0026403 | 0.0050623 | 0.0010617 | 0 | 1.6357 | 0 | 0 | 0 | 0 | 0 | 0 | 0 | 0 | 0 | 0.51539 | 0 | 0 | 0 | 0 | 1.3814 | 0 | 0 | 0
1 | 25 | 10 | 41 | 1.9297 | 59.7441 | 0 | 4.0524 | 0.0010844 | 0 | 68 | 68.0133 | 68.0133 | -0.0047445 | -0.010515 | -0.0012787 | 0 | 0 | 0.022195 | 0.0034095 | -0.00070184 | -0.002375 | -0.0019175 | -0.00010623 | -0.0037511 | -0.0022276 | 0.0030973 | 0.00065039 | 0 | 0 | 0 | 0 | 0 | 0 | 0 | 0 | 0 | 0 | 0 | 0.51538 | 0 | 0 | 0 | 0 | 1.4143 | 0 | 0 | 0
1 | 25 | 11 | 46.04 | 1.9625 | 59.7441 | 0 | 4.0524 | 0.016057 | 0 | 68.0133 | 68.2101 | 68.2101 | -0.0038612 | -0.0085577 | -0.0010407 | 0 | 0 | 0.025291 | 0.0048207 | -0.00056521 | 0.0018032 | -0.0011321 | -8.6452e-05 | -0.0030528 | -0.0013091 | 0.0030973 | 0.00065039 | 0 | 0 | 0 | 0 | 0 | 0 | 0 | 0 | 0 | 0 | 0 | 0.51528 | 0 | 0 | 0 | 0 | 1.4472 | 0 | 0 | 0
1 | 25 | 12 | 51.08 | 1.8199 | 59.7441 | 0 | 2.8678 | 0.027014 | 0 | 68.2101 | 68.5411 | 68.5411 | -0.0030101 | -0.0066714 | -0.00081128 | 0 | 0 | 0.026485 | 0.0056542 | -0.0004411 | 0.004904 | -0.00079258 | -6.7397e-05 | -0.0023799 | -0.00085324 | 0.0041315 | 0.0008666 | 0 | 0 | 0 | 0 | 0 | 0 | 0 | 0 | 0 | 0 | 0 | 0.37269 | 0 | 0 | 0 | 0 | 1.4472 | 0 | 0 | 0
1 | 25 | 13 | 53.06 | 1.7868 | 59.7441 | 0 | 2.8678 | 0.027912 | 0 | 68.5411 | 68.8832 | 68.8832 | -0.0027204 | -0.0060292 | -0.00073319 | 0 | 0 | 0.026346 | 0.0057095 | -0.00039863 | 0.005742 | -0.000822 | -6.0909e-05 | -0.0021508 | -0.00071779 | 0.0030973 | 0.00065039 | 0 | 0 | 0 | 0 | 0 | 0 | 0 | 0 | 0 | 0 | 0 | 0.37253 | 0 | 0 | 0 | 0 | 1.4143 | 0 | 0 | 0
1 | 25 | 14 | 55.04 | 1.6863 | 59.7441 | 0 | 2.3067 | 0.027712 | 0 | 68.8832 | 69.2228 | 69.2228 | -0.0024325 | -0.0053913 | -0.00065561 | 0 | 0 | 0.025045 | 0.0052399 | -0.00035734 | 0.0057666 | 2.1948e-06 | -5.4465e-05 | -0.0019233 | -0.00065256 | 0.0025838 | 0.00054141 | 0 | 0 | 0 | 0 | 0 | 0 | 0 | 0 | 0 | 0 | 0 | 0.30489 | 0 | 0 | 0 | 0 | 1.3814 | 0 | 0 | 0
1 | 25 | 15 | 57.02 | 1.6533 | 59.7441 | 0 | 2.3067 | 0.02362 | 0 | 69.2228 | 69.5123 | 69.5123 | -0.0021443 | -0.0047525 | -0.00057793 | 0 | 0 | 0.021893 | 0.0039956 | -0.00031486 | 0.0041963 | 0.00035067 | -4.8011e-05 | -0.0016954 | -0.00053282 | 0.0026854 | 0.00056426 | 0 | 0 | 0 | 0 | 0 | 0 | 0 | 0 | 0 | 0 | 0 | 0.30475 | 0 | 0 | 0 | 0 | 1.3485 | 0 | 0 | 0
1 | 25 | 16 | 55.94 | 1.719 | 59.7441 | 0 | 2.3067 | 0.0078936 | 0 | 69.5123 | 69.609 | 69.609 | -0.0023849 | -0.0052858 | -0.00064278 | 0 | 0 | 0.011511 | 0.0024733 | -0.00034848 | 0.0015407 | 0.00018119 | -5.3399e-05 | -0.0018856 | -0.0004614 | 0.0026854 | 0.00056426 | 0 | 0 | 0 | 0 | 0 | 0 | 0 | 0 | 0 | 0 | 0 | 0.30471 | 0 | 0 | 0 | 0 | 1.4143 | 0 | 0 | 0
1 | 25 | 17 | 55.94 | 1.9821 | 59.7441 | 0 | 2.3067 | -0.0023631 | 0 | 69.609 | 69.5801 | 69.5801 | -0.0024019 | -0.0053235 | -0.00064736 | 0 | 0 | 0.007303 | 0.00074706 | -0.0003517 | -0.0024208 | -0.00071531 | -5.378e-05 | -0.0018991 | -0.00052616 | 0.0039265 | 0.00082442 | 0 | 0 | 0 | 0 | 0 | 0 | 0 | 0 | 0 | 0 | 0 | 0.30472 | 0 | 0 | 0 | 0 | 1.6774 | 0 | 0 | 0
1 | 25 | 18 | 51.98 | 2.6047 | 59.7441 | 0 | 3.9277 | -0.0186 | 0 | 69.5801 | 69.3521 | 69.3521 | -0.0030927 | -0.0068545 | -0.00083354 | 0 | 0 | 0.0021512 | 0.0001014 | -0.00045531 | -0.0071859 | -0.0033253 | -6.9246e-05 | -0.0024452 | -0.00082624 | 0.0042349 | 0.00088946 | 0 | 0 | 0 | 0 | 0 | 0 | 0 | 0 | 0 | 0 | 0 | 0.49974 | 0 | 0 | 0 | 0 | 2.105 | 0 | 0 | 0
1 | 25 | 19 | 48.02 | 2.572 | 59.7441 | 0 | 3.9277 | -0.022604 | 0 | 69.3521 | 69.0751 | 69.0751 | -0.0037485 | -0.0083079 | -0.0010103 | 0 | 0 | 0 | 0 | -0.0005533 | -0.0057509 | -0.0034866 | -8.393e-05 | -0.0029637 | -0.0012439 | 0.0045452 | 0.0009545 | 0 | 0 | 0 | 0 | 0 | 0 | 0 | 0 | 0 | 0 | 0 | 0.49987 | 0 | 0 | 0 | 0 | 2.0721 | 0 | 0 | 0
1 | 25 | 20 | 42.98 | 2.4406 | 59.7441 | 0 | 3.9277 | -0.02668 | 0 | 69.0751 | 68.7481 | 68.7481 | -0.0045855 | -0.010163 | -0.0012359 | 0 | 0 | 0 | 0 | -0.00068171 | -0.0070349 | -0.0042668 | -0.00010267 | -0.0036254 | -0.0021111 | 0.0071272 | 0.0014959 | 0 | 0 | 0 | 0 | 0 | 0 | 0 | 0 | 0 | 0 | 0 | 0.50003 | 0 | 0 | 0 | 0 | 1.9405 | 0 | 0 | 0
1 | 25 | 21 | 44.96 | 2.342 | 59.7441 | 0 | 3.9277 | -0.023351 | 0 | 68.7481 | 68.4619 | 68.4619 | -0.0041801 | -0.0092645 | -0.0011266 | 0 | 0 | 0 | 0 | -0.00061524 | -0.006413 | -0.0038879 | -9.3593e-05 | -0.0033049 | -0.0015928 | 0.0071272 | 0.0014959 | 0 | 0 | 0 | 0 | 0 | 0 | 0 | 0 | 0 | 0 | 0 | 0.50017 | 0 | 0 | 0 | 0 | 1.8419 | 0 | 0 | 0
1 | 25 | 22 | 42.08 | 2.1536 | 59.7441 | 0 | 3.1795 | -0.026493 | 0 | 68.4619 | 68.1373 | 68.1373 | -0.0046359 | -0.010275 | -0.0012494 | 0 | 0 | 0 | 0 | -0.00068556 | -0.0071122 | -0.0043127 | -0.0001038 | -0.0036653 | -0.0018948 | 0.0074411 | 0.0015609 | 0 | 0 | 0 | 0 | 0 | 0 | 0 | 0 | 0 | 0 | 0 | 0.41037 | 0 | 0 | 0 | 0 | 1.7432 | 0 | 0 | 0
1 | 25 | 23 | 41 | 1.8906 | 59.7441 | 0 | 3.1795 | -0.027501 | 0 | 68.1373 | 67.8002 | 67.8002 | -0.0047686 | -0.010569 | -0.0012852 | 0 | 0 | 0 | 0 | -0.00070425 | -0.0073159 | -0.0044359 | -0.00010677 | -0.0037702 | -0.0019869 | 0.0074411 | 0.0015609 | 0 | 0 | 0 | 0 | 0 | 0 | 0 | 0 | 0 | 0 | 0 | 0.41054 | 0 | 0 | 0 | 0 | 1.4801 | 0 | 0 | 0
1 | 25 | 24 | 39.92 | 1.3091 | 59.7441 | 0 | 0.52992 | -0.028914 | 0 | 67.8002 | 67.4459 | 67.4459 | -0.0048992 | -0.010858 | -0.0013204 | 0 | 0 | 0 | 0 | -0.00071887 | -0.0075162 | -0.004556 | -0.00010969 | -0.0038734 | -0.0017774 | 0.0067153 | 0.0014098 | 0 | 0 | 0 | 0 | 0 | 0 | 0 | 0 | 0 | 0 | 0 | 0.09212 | 0 | 0 | 0 | 0 | 1.2169 | 0 | 0 | 0
1 | 26 | 1 | 39.02 | 1.0133 | 59.7404 | 0 | 0.52994 | -0.034496 | 0 | 67.4459 | 67.0231 | 67.0231 | -0.004995 | -0.011071 | -0.0013463 | 0 | 0 | 0 | 0 | -0.00073641 | -0.0076633 | -0.0046462 | -0.00011184 | -0.0039492 | -0.0020436 | 0.0020667 | 0.00043418 | 0 | 0 | 0 | 0 | 0 | 0 | 0 | 0 | 0 | 0 | 0 | 0.092333 | 0 | 0 | 0 | 0 | 0.92093 | 0 | 0 | 0
1 | 26 | 2 | 39.02 | 0.94768 | 59.7404 | 0 | 0.52994 | -0.033929 | 0 | 67.0231 | 66.6073 | 66.6073 | -0.0049208 | -0.010906 | -0.0013262 | 0 | 0 | 0 | 0 | -0.00072473 | -0.0075493 | -0.0045769 | -0.00011018 | -0.0038905 | -0.0019912 | 0.0020667 | 0.00043418 | 0 | 0 | 0 | 0 | 0 | 0 | 0 | 0 | 0 | 0 | 0 | 0.092537 | 0 | 0 | 0 | 0 | 0.85515 | 0 | 0 | 0
1 | 26 | 3 | 37.04 | 0.91501 | 59.7404 | 0 | 0.52994 | -0.036137 | 0 | 66.6073 | 66.1645 | 66.1645 | -0.0051956 | -0.011515 | -0.0014003 | 0 | 0 | 0 | 0 | -0.00076821 | -0.007971 | -0.0048334 | -0.00011633 | -0.0041078 | -0.0022957 | 0.0020667 | 0.00043418 | 0 | 0 | 0 | 0 | 0 | 0 | 0 | 0 | 0 | 0 | 0 | 0.092755 | 0 | 0 | 0 | 0 | 0.82226 | 0 | 0 | 0
1 | 26 | 4 | 37.04 | 2.5993 | 59.7404 | 0 | 0.52994 | -0.035221 | -0.021801 | 66.1645 | 65.7328 | 66 | -0.0051178 | -0.011343 | -0.0013793 | 0 | 0 | 0 | 0 | -0.00075017 | -0.0078516 | -0.0047591 | -0.00011459 | -0.0040463 | -0.0019261 | 0.0020667 | 0.00043418 | 0 | 1.7171 | 0 | 0 | 0 | 0 | 0 | 0 | 0 | 0 | 0 | 0.092836 | 0 | 0 | 0 | 0 | 0.78937 | 0 | 0 | 0
1 | 26 | 5 | 35.96 | 3.7697 | 59.7404 | 0 | 0.52994 | -0.036662 | -0.036662 | 66 | 65.5507 | 66 | -0.0052787 | -0.011699 | -0.0014227 | 0 | 0 | 0 | 0 | -0.00077858 | -0.0080984 | -0.0049101 | -0.00011819 | -0.0041735 | -0.0022488 | 0.0020667 | 0.00043418 | 0 | 2.8875 | 0 | 0 | 0 | 0 | 0 | 0 | 0 | 0 | 0 | 0.092836 | 0 | 0 | 0 | 0 | 0.78937 | 0 | 0 | 0
1 | 26 | 6 | 37.04 | 16.4922 | 59.7404 | 0 | 0.62345 | -0.033614 | -0.19681 | 66 | 65.5881 | 68 | -0.0050889 | -0.011279 | -0.0013715 | 0 | 0 | 0 | 0 | -0.00074479 | -0.0078072 | -0.0047319 | -0.00011394 | -0.0040234 | -0.0019062 | 0.0034529 | 0.00072422 | 0 | 15.5011 | 0 | 0 | 0 | 0 | 0 | 0 | 0 | 0 | 0 | 0.1031 | 0 | 0 | 0 | 0 | 0.88804 | 0 | 0 | 0
1 | 26 | 7 | 33.08 | 4.9512 | 59.7404 | 0 | 4.6759 | -0.040751 | -0.040751 | 68 | 67.5006 | 68 | -0.0061362 | -0.0136 | -0.0016538 | 0 | 0 | 0 | 0 | -0.00090422 | -0.009414 | -0.0057075 | -0.00013739 | -0.0048515 | -0.002685 | 0.0043383 | 0.00091055 | 0 | 3.2096 | 0 | 0 | 0 | 0 | 0 | 0 | 0 | 0 | 0 | 0.59039 | 0 | 0 | 0 | 0 | 1.1512 | 0 | 0 | 0
1 | 26 | 8 | 33.08 | 5.0185 | 59.7404 | 0 | 4.6759 | -0.0391 | -0.0391 | 68 | 67.5208 | 68 | -0.0061362 | -0.0136 | -0.0016538 | 0 | 0 | 0.0010173 | 3.6737e-05 | -0.0009008 | -0.012071 | -0.0067953 | -0.00013739 | -0.0048515 | -0.002685 | 0.0086767 | 0.0018211 | 0 | 3.0796 | 0 | 0 | 0 | 0 | 0 | 0 | 0 | 0 | 0 | 0.59039 | 0 | 0 | 0 | 0 | 1.3485 | 0 | 0 | 0
1 | 26 | 9 | 42.98 | 2.9251 | 59.7404 | 0 | 4.0525 | -0.013056 | -0.013056 | 68 | 67.84 | 68 | -0.0043966 | -0.0097442 | -0.0011849 | 0 | 0 | 0.0094055 | 0.0016345 | -0.00064503 | -0.0056816 | -0.0023823 | -9.8439e-05 | -0.0034761 | -0.0015495 | 0.0050623 | 0.0010617 | 0 | 1.0283 | 0 | 0 | 0 | 0 | 0 | 0 | 0 | 0 | 0 | 0.51542 | 0 | 0 | 0 | 0 | 1.3814 | 0 | 0 | 0
1 | 26 | 10 | 48.02 | 1.9296 | 59.7404 | 0 | 4.0525 | 0.010334 | 0 | 68 | 68.1266 | 68.1266 | -0.0035109 | -0.0077814 | -0.00094625 | 0 | 0 | 0.021534 | 0.0033856 | -0.00051221 | -0.00069865 | -0.00099284 | -7.861e-05 | -0.0027758 | -0.0010366 | 0.0030973 | 0.00065039 | 0 | 0 | 0 | 0 | 0 | 0 | 0 | 0 | 0 | 0 | 0 | 0.51536 | 0 | 0 | 0 | 0 | 1.4143 | 0 | 0 | 0
1 | 26 | 11 | 55.04 | 1.9624 | 59.7404 | 0 | 4.0525 | 0.025302 | 0 | 68.1266 | 68.4367 | 68.4367 | -0.0022996 | -0.0050967 | -0.00061978 | 0 | 0 | 0.024087 | 0.0046607 | -0.00033969 | 0.0036601 | 3.3881e-05 | -5.1488e-05 | -0.0018181 | -0.00066251 | 0.0030973 | 0.00065039 | 0 | 0 | 0 | 0 | 0 | 0 | 0 | 0 | 0 | 0 | 0 | 0.51521 | 0 | 0 | 0 | 0 | 1.4472 | 0 | 0 | 0
1 | 26 | 12 | 59 | 1.8197 | 59.7404 | 0 | 2.8679 | 0.035807 | 0 | 68.4367 | 68.8756 | 68.8756 | -0.0016582 | -0.0036752 | -0.00044692 | 0 | 0 | 0.02622 | 0.0056439 | -0.00024729 | 0.0066881 | 0.0003169 | -3.7128e-05 | -0.0013111 | -0.00068411 | 0.0041315 | 0.0008666 | 0 | 0 | 0 | 0 | 0 | 0 | 0 | 0 | 0 | 0 | 0 | 0.37256 | 0 | 0 | 0 | 0 | 1.4472 | 0 | 0 | 0
1 | 26 | 13 | 60.98 | 1.7866 | 59.7404 | 0 | 2.8679 | 0.035617 | 0 | 68.8756 | 69.312 | 69.312 | -0.0013874 | -0.003075 | -0.00037393 | 0 | 0 | 0.025332 | 0.0055452 | -0.00020609 | 0.0072909 | 0.00034512 | -3.1064e-05 | -0.0010969 | -0.0004738 | 0.0030973 | 0.00065039 | 0 | 0 | 0 | 0 | 0 | 0 | 0 | 0 | 0 | 0 | 0 | 0.37235 | 0 | 0 | 0 | 0 | 1.4143 | 0 | 0 | 0
1 | 26 | 14 | 62.96 | 1.686 | 59.7404 | 0 | 2.3068 | 0.037373 | 0 | 69.312 | 69.7701 | 69.7701 | -0.0011162 | -0.0024738 | -0.00030083 | 0 | 0 | 0.025101 | 0.0052992 | -0.00016537 | 0.007866 | 0.0012591 | -2.4992e-05 | -0.0008825 | -0.00031383 | 0.0025838 | 0.00054141 | 0 | 0 | 0 | 0 | 0 | 0 | 0 | 0 | 0 | 0 | 0 | 0.30465 | 0 | 0 | 0 | 0 | 1.3814 | 0 | 0 | 0
1 | 26 | 15 | 64.04 | 1.653 | 59.7404 | 0 | 2.3068 | 0.032126 | 0 | 69.7701 | 70.1638 | 70.1638 | -0.0010069 | -0.0022316 | -0.00027138 | 0 | 0 | 0.021977 | 0.0040565 | -0.0001491 | 0.0061112 | 0.0014852 | -2.2544e-05 | -0.00079608 | -0.00027568 | 0.0026854 | 0.00056426 | 0 | 0 | 0 | 0 | 0 | 0 | 0 | 0 | 0 | 0 | 0 | 0.30446 | 0 | 0 | 0 | 0 | 1.3485 | 0 | 0 | 0
1 | 26 | 16 | 62.96 | 1.7186 | 59.7404 | 0 | 2.3068 | 0.015972 | 0 | 70.1638 | 70.3595 | 70.3595 | -0.0012659 | -0.0028056 | -0.00034117 | 0 | 0 | 0.011681 | 0.0025308 | -0.00018881 | 0.0034417 | 0.0011924 | -2.8343e-05 | -0.0010008 | -0.00049222 | 0.0026854 | 0.00056426 | 0 | 0 | 0 | 0 | 0 | 0 | 0 | 0 | 0 | 0 | 0 | 0.30436 | 0 | 0 | 0 | 0 | 1.4143 | 0 | 0 | 0
1 | 26 | 17 | 60.98 | 1.9818 | 59.7404 | 0 | 2.3068 | 0.0002121 | 0 | 70.3595 | 70.3621 | 70.3621 | -0.0016482 | -0.0036529 | -0.00044421 | 0 | 0 | 0.0064286 | 0.00099101 | -0.00024774 | -0.0018153 | -0.0010581 | -3.6903e-05 | -0.0013031 | -0.0009275 | 0.0039265 | 0.00082442 | 0 | 0 | 0 | 0 | 0 | 0 | 0 | 0 | 0 | 0 | 0 | 0.30436 | 0 | 0 | 0 | 0 | 1.6774 | 0 | 0 | 0
1 | 26 | 18 | 59 | 2.6043 | 59.7404 | 0 | 3.9278 | -0.011381 | 0 | 70.3621 | 70.2226 | 70.2226 | -0.0019966 | -0.0044251 | -0.00053811 | 0 | 0 | 0.001917 | 0.00016078 | -0.00029874 | -0.0052998 | -0.0025537 | -4.4703e-05 | -0.0015786 | -0.00095799 | 0.0042349 | 0.00088946 | 0 | 0 | 0 | 0 | 0 | 0 | 0 | 0 | 0 | 0 | 0 | 0.49935 | 0 | 0 | 0 | 0 | 2.105 | 0 | 0 | 0
1 | 26 | 19 | 53.06 | 2.5715 | 59.7404 | 0 | 3.9278 | -0.017514 | 0 | 70.2226 | 70.008 | 70.008 | -0.0030158 | -0.0066841 | -0.00081282 | 0 | 0 | 0 | 0 | -0.00044903 | -0.0046268 | -0.0028062 | -6.7525e-05 | -0.0023844 | -0.0012122 | 0.0045452 | 0.0009545 | 0 | 0 | 0 | 0 | 0 | 0 | 0 | 0 | 0 | 0 | 0 | 0.49946 | 0 | 0 | 0 | 0 | 2.0721 | 0 | 0 | 0
1 | 26 | 20 | 51.98 | 2.4401 | 59.7404 | 0 | 3.9278 | -0.016356 | 0 | 70.008 | 69.8076 | 69.8076 | -0.0031679 | -0.0070211 | -0.00085381 | 0 | 0 | 0 | 0 | -0.00047299 | -0.0048601 | -0.0029483 | -7.093e-05 | -0.0025047 | -0.0015831 | 0.0071272 | 0.0014959 | 0 | 0 | 0 | 0 | 0 | 0 | 0 | 0 | 0 | 0 | 0 | 0.49956 | 0 | 0 | 0 | 0 | 1.9405 | 0 | 0 | 0
1 | 26 | 21 | 53.06 | 2.3415 | 59.7404 | 0 | 3.9278 | -0.01465 | 0 | 69.8076 | 69.628 | 69.628 | -0.0029429 | -0.0065225 | -0.00079316 | 0 | 0 | 0 | 0 | -0.0004389 | -0.0045149 | -0.0027388 | -6.5892e-05 | -0.0023268 | -0.0014335 | 0.0071272 | 0.0014959 | 0 | 0 | 0 | 0 | 0 | 0 | 0 | 0 | 0 | 0 | 0 | 0.49964 | 0 | 0 | 0 | 0 | 1.8419 | 0 | 0 | 0
1 | 26 | 22 | 51.08 | 2.153 | 59.7404 | 0 | 3.1796 | -0.016445 | 0 | 69.628 | 69.4265 | 69.4265 | -0.0032593 | -0.0072237 | -0.00087843 | 0 | 0 | 0 | 0 | -0.00048431 | -0.0050003 | -0.0030327 | -7.2976e-05 | -0.0025769 | -0.0013576 | 0.0074411 | 0.0015609 | 0 | 0 | 0 | 0 | 0 | 0 | 0 | 0 | 0 | 0 | 0 | 0.40978 | 0 | 0 | 0 | 0 | 1.7432 | 0 | 0 | 0
1 | 26 | 23 | 48.02 | 1.89 | 59.7404 | 0 | 3.1796 | -0.020238 | 0 | 69.4265 | 69.1785 | 69.1785 | -0.0037616 | -0.0083369 | -0.0010138 | 0 | 0 | 0 | 0 | -0.00055948 | -0.0057709 | -0.0035003 | -8.4222e-05 | -0.002974 | -0.0016782 | 0.0074411 | 0.0015609 | 0 | 0 | 0 | 0 | 0 | 0 | 0 | 0 | 0 | 0 | 0 | 0.4099 | 0 | 0 | 0 | 0 | 1.4801 | 0 | 0 | 0
1 | 26 | 24 | 48.02 | 1.3083 | 59.7404 | 0 | 0.52994 | -0.020389 | 0 | 69.1785 | 68.9286 | 68.9286 | -0.003718 | -0.0082403 | -0.0010021 | 0 | 0 | 0 | 0 | -0.00054929 | -0.005704 | -0.0034587 | -8.3246e-05 | -0.0029396 | -0.0014088 | 0.0067153 | 0.0014098 | 0 | 0 | 0 | 0 | 0 | 0 | 0 | 0 | 0 | 0 | 0 | 0.091395 | 0 | 0 | 0 | 0 | 1.2169 | 0 | 0 | 0
1 | 27 | 1 | 46.94 | 1.0125 | 59.7408 | 0 | 0.52993 | -0.026388 | 0 | 68.9286 | 68.6052 | 68.6052 | -0.0038639 | -0.0085636 | -0.0010414 | 0 | 0 | 0 | 0 | -0.00057415 | -0.0059278 | -0.0035953 | -8.6512e-05 | -0.0030549 | -0.0017467 | 0.0020667 | 0.00043418 | 0 | 0 | 0 | 0 | 0 | 0 | 0 | 0 | 0 | 0 | 0 | 0.091554 | 0 | 0 | 0 | 0 | 0.92093 | 0 | 0 | 0
1 | 27 | 2 | 46.04 | 0.94686 | 59.7408 | 0 | 0.52993 | -0.027306 | 0 | 68.6052 | 68.2706 | 68.2706 | -0.0039652 | -0.0087882 | -0.0010687 | 0 | 0 | 0 | 0 | -0.00059056 | -0.0060833 | -0.0036899 | -8.8781e-05 | -0.003135 | -0.0019627 | 0.0020667 | 0.00043418 | 0 | 0 | 0 | 0 | 0 | 0 | 0 | 0 | 0 | 0 | 0 | 0.091718 | 0 | 0 | 0 | 0 | 0.85515 | 0 | 0 | 0
1 | 27 | 3 | 44.96 | 0.91414 | 59.7408 | 0 | 0.52993 | -0.028153 | 0 | 68.2706 | 67.9256 | 67.9256 | -0.0040962 | -0.0090785 | -0.001104 | 0 | 0 | 0 | 0 | -0.0006087 | -0.0062842 | -0.0038114 | -9.1714e-05 | -0.0032386 | -0.0019066 | 0.0020667 | 0.00043418 | 0 | 0 | 0 | 0 | 0 | 0 | 0 | 0 | 0 | 0 | 0 | 0.091888 | 0 | 0 | 0 | 0 | 0.82226 | 0 | 0 | 0
1 | 27 | 4 | 46.94 | 0.88141 | 59.7408 | 0 | 0.52993 | -0.025537 | 0 | 67.9256 | 67.6126 | 67.6126 | -0.0036876 | -0.008173 | -0.00099388 | 0 | 0 | 0 | 0 | -0.00055135 | -0.0056574 | -0.0034322 | -8.2566e-05 | -0.0029155 | -0.0021103 | 0.0020667 | 0.00043418 | 0 | 0 | 0 | 0 | 0 | 0 | 0 | 0 | 0 | 0 | 0 | 0.092042 | 0 | 0 | 0 | 0 | 0.78937 | 0 | 0 | 0
1 | 27 | 5 | 46.04 | 0.88156 | 59.7408 | 0 | 0.52993 | -0.025833 | 0 | 67.6126 | 67.296 | 67.296 | -0.0037908 | -0.0084016 | -0.0010217 | 0 | 0 | 0 | 0 | -0.00056312 | -0.0058157 | -0.0035272 | -8.4876e-05 | -0.0029971 | -0.0016976 | 0.0020667 | 0.00043418 | 0 | 0 | 0 | 0 | 0 | 0 | 0 | 0 | 0 | 0 | 0 | 0.092198 | 0 | 0 | 0 | 0 | 0.78937 | 0 | 0 | 0
1 | 27 | 6 | 44.06 | 7.605 | 59.7408 | 0 | 0.62345 | -0.026529 | -0.083974 | 67.296 | 66.9709 | 68 | -0.0040831 | -0.0090494 | -0.0011005 | 0 | 0 | 0 | 0 | -0.00060568 | -0.0062641 | -0.0037989 | -9.142e-05 | -0.0032282 | -0.0017604 | 0.0034529 | 0.00072422 | 0 | 6.6139 | 0 | 0 | 0 | 0 | 0 | 0 | 0 | 0 | 0 | 0.1031 | 0 | 0 | 0 | 0 | 0.88804 | 0 | 0 | 0
1 | 27 | 7 | 42.98 | 3.9218 | 59.7408 | 0 | 4.6759 | -0.027682 | -0.027682 | 68 | 67.6607 | 68 | -0.0043966 | -0.0097442 | -0.0011849 | 0 | 0 | 0 | 0 | -0.00064756 | -0.0067451 | -0.0040893 | -9.8439e-05 | -0.0034761 | -0.0016384 | 0.0043383 | 0.00091055 | 0 | 2.1803 | 0 | 0 | 0 | 0 | 0 | 0 | 0 | 0 | 0 | 0.59039 | 0 | 0 | 0 | 0 | 1.1512 | 0 | 0 | 0
1 | 27 | 8 | 44.06 | 3.9053 | 59.7408 | 0 | 4.6759 | -0.024967 | -0.024967 | 68 | 67.694 | 68 | -0.0042068 | -0.0093236 | -0.0011338 | 0 | 0 | 0.00089051 | 4.7536e-05 | -0.00062135 | -0.0090827 | -0.0050744 | -9.419e-05 | -0.003326 | -0.001719 | 0.0086767 | 0.0018211 | 0 | 1.9664 | 0 | 0 | 0 | 0 | 0 | 0 | 0 | 0 | 0 | 0.59039 | 0 | 0 | 0 | 0 | 1.3485 | 0 | 0 | 0
1 | 27 | 9 | 48.92 | 2.382 | 59.7408 | 0 | 4.0524 | -0.0061597 | -0.0061597 | 68 | 67.9245 | 68 | -0.0033528 | -0.0074308 | -0.00090363 | 0 | 0 | 0.0089163 | 0.0016251 | -0.00049104 | -0.0040431 | -0.0017895 | -7.5069e-05 | -0.0026508 | -0.0010265 | 0.0050623 | 0.0010617 | 0 | 0.48514 | 0 | 0 | 0 | 0 | 0 | 0 | 0 | 0 | 0 | 0.51542 | 0 | 0 | 0 | 0 | 1.3814 | 0 | 0 | 0
1 | 27 | 10 | 55.04 | 1.9296 | 59.7408 | 0 | 4.0524 | 0.018112 | 0 | 68 | 68.222 | 68.222 | -0.0022774 | -0.0050474 | -0.00061379 | 0 | 0 | 0.020559 | 0.0033079 | -0.0003345 | 0.001105 | 4.7914e-05 | -5.099e-05 | -0.0018005 | -0.00053101 | 0.0030973 | 0.00065039 | 0 | 0 | 0 | 0 | 0 | 0 | 0 | 0 | 0 | 0 | 0 | 0.51531 | 0 | 0 | 0 | 0 | 1.4143 | 0 | 0 | 0
1 | 27 | 11 | 60.08 | 1.9623 | 59.7408 | 0 | 4.0524 | 0.034263 | 0 | 68.222 | 68.6419 | 68.6419 | -0.0014307 | -0.0031709 | -0.0003856 | 0 | 0 | 0.025604 | 0.0049594 | -0.00021176 | 0.0055834 | 0.0011078 | -3.2034e-05 | -0.0011312 | -0.00037679 | 0.0030973 | 0.00065039 | 0 | 0 | 0 | 0 | 0 | 0 | 0 | 0 | 0 | 0 | 0 | 0.51511 | 0 | 0 | 0 | 0 | 1.4472 | 0 | 0 | 0
1 | 27 | 12 | 64.04 | 1.8196 | 59.7408 | 0 | 2.8679 | 0.04321 | 0 | 68.6419 | 69.1714 | 69.1714 | -0.00080865 | -0.0017922 | -0.00021794 | 0 | 0 | 0.026641 | 0.0057782 | -0.00011998 | 0.0083465 | 0.0012525 | -1.8106e-05 | -0.00063934 | -0.0002105 | 0.0041315 | 0.0008666 | 0 | 0 | 0 | 0 | 0 | 0 | 0 | 0 | 0 | 0 | 0 | 0.37241 | 0 | 0 | 0 | 0 | 1.4472 | 0 | 0 | 0
1 | 27 | 13 | 66.02 | 1.7864 | 59.7408 | 0 | 2.8679 | 0.042394 | 0 | 69.1714 | 69.691 | 69.691 | -0.00055377 | -0.0012273 | -0.00014925 | 0 | 0 | 0.025424 | 0.0056086 | -8.23e-05 | 0.008926 | 0.0013096 | -1.2399e-05 | -0.00043783 | -0.00015904 | 0.0030973 | 0.00065039 | 0 | 0 | 0 | 0 | 0 | 0 | 0 | 0 | 0 | 0 | 0 | 0.37216 | 0 | 0 | 0 | 0 | 1.4143 | 0 | 0 | 0
1 | 27 | 14 | 66.92 | 1.6858 | 59.7408 | 0 | 2.3068 | 0.041235 | 0 | 69.691 | 70.1963 | 70.1963 | -0.00048692 | -0.0010792 | -0.00013123 | 0 | 0 | 0.024405 | 0.0052144 | -7.2556e-05 | 0.0088632 | 0.0019585 | -1.0902e-05 | -0.00038497 | -0.0001657 | 0.0025838 | 0.00054141 | 0 | 0 | 0 | 0 | 0 | 0 | 0 | 0 | 0 | 0 | 0 | 0.30444 | 0 | 0 | 0 | 0 | 1.3814 | 0 | 0 | 0
1 | 27 | 15 | 69.98 | 1.6527 | 59.7408 | 0 | 2.3068 | 0.037282 | 0 | 70.1963 | 70.6532 | 70.6532 | -3.801e-05 | -8.4243e-05 | -1.0244e-05 | 0 | 0 | 0.020344 | 0.0039671 | -5.6712e-06 | 0.0075177 | 0.0023849 | -8.5106e-07 | -3.0052e-05 | -1.1835e-05 | 0.0026854 | 0.00056426 | 0 | 0 | 0 | 0 | 0 | 0 | 0 | 0 | 0 | 0 | 0 | 0.30422 | 0 | 0 | 0 | 0 | 1.3485 | 0 | 0 | 0
1 | 27 | 16 | 69.98 | 1.7184 | 59.7408 | 0 | 2.3068 | 0.017301 | 0 | 70.6532 | 70.8652 | 70.8652 | -0.0001183 | -0.00026219 | -3.1883e-05 | 0 | 0 | 0.0098602 | 0.0020453 | -1.7715e-05 | 0.0022579 | 0.0004646 | -2.6487e-06 | -9.353e-05 | -5.0001e-05 | 0.0026854 | 0.00056426 | 0 | 0 | 0 | 0 | 0 | 0 | 0 | 0 | 0 | 0 | 0 | 0.30411 | 0 | 0 | 0 | 0 | 1.4143 | 0 | 0 | 0
1 | 27 | 17 | 68 | 1.9815 | 59.7408 | 0 | 2.3068 | 0.0087069 | 0 | 70.8652 | 70.9719 | 70.9719 | -0.00050349 | -0.0011159 | -0.0001357 | 0 | 0 | 0.0052919 | 0.0010751 | -7.5286e-05 | 0.00024481 | -0.00021872 | -1.1273e-05 | -0.00039807 | -0.00019747 | 0.0039265 | 0.00082442 | 0 | 0 | 0 | 0 | 0 | 0 | 0 | 0 | 0 | 0 | 0 | 0.30406 | 0 | 0 | 0 | 0 | 1.6774 | 0 | 0 | 0
1 | 27 | 18 | 64.94 | 2.604 | 59.7408 | 0 | 3.9278 | -0.0040258 | 0 | 70.9719 | 70.9226 | 70.9226 | -0.0010599 | -0.0023492 | -0.00028567 | 0 | 0 | 0.0016525 | 0.00017187 | -0.0001586 | -0.0033372 | -0.0015817 | -2.3732e-05 | -0.00083803 | -0.0004511 | 0.0042349 | 0.00088946 | 0 | 0 | 0 | 0 | 0 | 0 | 0 | 0 | 0 | 0 | 0 | 0.49901 | 0 | 0 | 0 | 0 | 2.105 | 0 | 0 | 0
1 | 27 | 19 | 62.96 | 2.5711 | 59.7408 | 0 | 3.9278 | -0.0057513 | 0 | 70.9226 | 70.8521 | 70.8521 | -0.0013992 | -0.0031011 | -0.00037711 | 0 | 0 | 0 | 0 | -0.00020931 | -0.0021466 | -0.0013023 | -3.1328e-05 | -0.0011063 | -0.00062336 | 0.0045452 | 0.0009545 | 0 | 0 | 0 | 0 | 0 | 0 | 0 | 0 | 0 | 0 | 0 | 0.49905 | 0 | 0 | 0 | 0 | 2.0721 | 0 | 0 | 0
1 | 27 | 20 | 62.06 | 2.4396 | 59.7408 | 0 | 3.9278 | -0.0043339 | 0 | 70.8521 | 70.799 | 70.799 | -0.001545 | -0.0034242 | -0.0004164 | 0 | 0 | 0 | 0 | -0.00023159 | -0.0023702 | -0.0014381 | -3.4592e-05 | -0.0012215 | -0.00077951 | 0.0071272 | 0.0014959 | 0 | 0 | 0 | 0 | 0 | 0 | 0 | 0 | 0 | 0 | 0 | 0.49907 | 0 | 0 | 0 | 0 | 1.9405 | 0 | 0 | 0
1 | 27 | 21 | 60.98 | 2.341 | 59.7408 | 0 | 3.9278 | -0.0055192 | 0 | 70.799 | 70.7314 | 70.7314 | -0.0017254 | -0.0038241 | -0.00046503 | 0 | 0 | 0 | 0 | -0.00025741 | -0.0026471 | -0.0016058 | -3.8632e-05 | -0.0013642 | -0.00071875 | 0.0071272 | 0.0014959 | 0 | 0 | 0 | 0 | 0 | 0 | 0 | 0 | 0 | 0 | 0 | 0.4991 | 0 | 0 | 0 | 0 | 1.8419 | 0 | 0 | 0
1 | 27 | 22 | 60.08 | 2.1524 | 59.7408 | 0 | 3.1796 | -0.0065756 | 0 | 70.7314 | 70.6508 | 70.6508 | -0.0018717 | -0.0041483 | -0.00050445 | 0 | 0 | 0 | 0 | -0.00028126 | -0.0028715 | -0.0017424 | -4.1907e-05 | -0.0014798 | -0.0010754 | 0.0074411 | 0.0015609 | 0 | 0 | 0 | 0 | 0 | 0 | 0 | 0 | 0 | 0 | 0 | 0.40918 | 0 | 0 | 0 | 0 | 1.7432 | 0 | 0 | 0
1 | 27 | 23 | 59 | 1.8893 | 59.7408 | 0 | 3.1796 | -0.0076035 | 0 | 70.6508 | 70.5576 | 70.5576 | -0.0020473 | -0.0045375 | -0.00055178 | 0 | 0 | 0 | 0 | -0.00030548 | -0.0031409 | -0.0019053 | -4.5839e-05 | -0.0016187 | -0.00089182 | 0.0074411 | 0.0015609 | 0 | 0 | 0 | 0 | 0 | 0 | 0 | 0 | 0 | 0 | 0 | 0.40922 | 0 | 0 | 0 | 0 | 1.4801 | 0 | 0 | 0
1 | 27 | 24 | 59 | 1.3076 | 59.7408 | 0 | 0.52993 | -0.0078682 | 0 | 70.5576 | 70.4612 | 70.4612 | -0.0020309 | -0.0045012 | -0.00054737 | 0 | 0 | 0 | 0 | -0.00029957 | -0.0031158 | -0.0018891 | -4.5473e-05 | -0.0016057 | -0.00054838 | 0.0067153 | 0.0014098 | 0 | 0 | 0 | 0 | 0 | 0 | 0 | 0 | 0 | 0 | 0 | 0.09064 | 0 | 0 | 0 | 0 | 1.2169 | 0 | 0 | 0
1 | 28 | 1 | 55.04 | 1.0117 | 59.7454 | 0 | 0.52992 | -0.017703 | 0 | 70.4612 | 70.2442 | 70.2442 | -0.0027098 | -0.0060059 | -0.00073035 | 0 | 0 | 0 | 0 | -0.000403 | -0.0041574 | -0.0025216 | -6.0673e-05 | -0.0021425 | -0.0010387 | 0.0020667 | 0.00043418 | 0 | 0 | 0 | 0 | 0 | 0 | 0 | 0 | 0 | 0 | 0 | 0.090741 | 0 | 0 | 0 | 0 | 0.92093 | 0 | 0 | 0
1 | 28 | 2 | 55.04 | 0.94599 | 59.7454 | 0 | 0.52992 | -0.017091 | 0 | 70.2442 | 70.0348 | 70.0348 | -0.0026717 | -0.0059214 | -0.00072007 | 0 | 0 | 0 | 0 | -0.00039234 | -0.0040989 | -0.0024847 | -5.982e-05 | -0.0021123 | -0.00069607 | 0.0020667 | 0.00043418 | 0 | 0 | 0 | 0 | 0 | 0 | 0 | 0 | 0 | 0 | 0 | 0.090844 | 0 | 0 | 0 | 0 | 0.85515 | 0 | 0 | 0
1 | 28 | 3 | 55.04 | 0.9132 | 59.7454 | 0 | 0.52992 | -0.017249 | 0 | 70.0348 | 69.8234 | 69.8234 | -0.0026349 | -0.0058398 | -0.00071015 | 0 | 0 | 0 | 0 | -0.00039197 | -0.0040424 | -0.0024519 | -5.8996e-05 | -0.0020832 | -0.001102 | 0.0020667 | 0.00043418 | 0 | 0 | 0 | 0 | 0 | 0 | 0 | 0 | 0 | 0 | 0 | 0.090948 | 0 | 0 | 0 | 0 | 0.82226 | 0 | 0 | 0
1 | 28 | 4 | 55.04 | 0.88042 | 59.7454 | 0 | 0.52992 | -0.016866 | 0 | 69.8234 | 69.6167 | 69.6167 | -0.0025978 | -0.0057575 | -0.00070014 | 0 | 0 | 0 | 0 | -0.0003854 | -0.0039854 | -0.002417 | -5.8164e-05 | -0.0020539 | -0.00097788 | 0.0020667 | 0.00043418 | 0 | 0 | 0 | 0 | 0 | 0 | 0 | 0 | 0 | 0 | 0 | 0.09105 | 0 | 0 | 0 | 0 | 0.78937 | 0 | 0 | 0
1 | 28 | 5 | 51.98 | 0.88054 | 59.7454 | 0 | 0.52992 | -0.020738 | 0 | 69.6167 | 69.3625 | 69.3625 | -0.0030991 | -0.0068687 | -0.00083527 | 0 | 0 | 0 | 0 | -0.00046184 | -0.0047546 | -0.0028841 | -6.939e-05 | -0.0024503 | -0.0013808 | 0.0020667 | 0.00043418 | 0 | 0 | 0 | 0 | 0 | 0 | 0 | 0 | 0 | 0 | 0 | 0.091175 | 0 | 0 | 0 | 0 | 0.78937 | 0 | 0 | 0
1 | 28 | 6 | 51.08 | 0.99058 | 59.7454 | 0 | 0.62344 | -0.020082 | 0 | 69.3625 | 69.1164 | 69.1164 | -0.0032126 | -0.0071203 | -0.00086586 | 0 | 0 | 0 | 0 | -0.00047708 | -0.0049287 | -0.0029892 | -7.1931e-05 | -0.00254 | -0.0013293 | 0.0034529 | 0.00072422 | 0 | 0 | 0 | 0 | 0 | 0 | 0 | 0 | 0 | 0 | 0 | 0.10254 | 0 | 0 | 0 | 0 | 0.88804 | 0 | 0 | 0
1 | 28 | 7 | 51.08 | 1.7411 | 59.7454 | 0 | 4.6758 | -0.018871 | 0 | 69.1164 | 68.8852 | 68.8852 | -0.0031694 | -0.0070244 | -0.00085421 | 0 | 0 | 0 | 0 | -0.00047041 | -0.0048624 | -0.0029489 | -7.0963e-05 | -0.0025058 | -0.0013032 | 0.0043383 | 0.00091055 | 0 | 0 | 0 | 0 | 0 | 0 | 0 | 0 | 0 | 0 | 0 | 0.58991 | 0 | 0 | 0 | 0 | 1.1512 | 0 | 0 | 0
1 | 28 | 8 | 51.08 | 1.9385 | 59.7454 | 0 | 4.6758 | -0.017561 | 0 | 68.8852 | 68.67 | 68.67 | -0.0031288 | -0.0069343 | -0.00084325 | 0 | 0 | 5.2067e-05 | 1.0195e-05 | -0.00046319 | -0.0069886 | -0.0042294 | -7.0053e-05 | -0.0024737 | -0.0011688 | 0.0086767 | 0.0018211 | 0 | 0 | 0 | 0 | 0 | 0 | 0 | 0 | 0 | 0 | 0 | 0.59001 | 0 | 0 | 0 | 0 | 1.3485 | 0 | 0 | 0
1 | 28 | 9 | 55.04 | 1.8965 | 59.7454 | 0 | 4.0523 | -0.0058007 | 0 | 68.67 | 68.5989 | 68.5989 | -0.0023951 | -0.0053083 | -0.00064551 | 0 | 0 | 0.0034315 | 0.00076811 | -0.00035492 | -0.0019663 | -0.0015738 | -5.3626e-05 | -0.0018936 | -0.00087148 | 0.0050623 | 0.0010617 | 0 | 0 | 0 | 0 | 0 | 0 | 0 | 0 | 0 | 0 | 0 | 0.51508 | 0 | 0 | 0 | 0 | 1.3814 | 0 | 0 | 0
1 | 28 | 10 | 60.08 | 1.9294 | 59.7454 | 0 | 4.0523 | 0.0013798 | 0 | 68.5989 | 68.6158 | 68.6158 | -0.0014969 | -0.0033177 | -0.00040345 | 0 | 0 | 0.0047173 | 0.0010533 | -0.00022213 | 0.0001542 | -0.00052631 | -3.3517e-05 | -0.0011835 | -0.00045872 | 0.0030973 | 0.00065039 | 0 | 0 | 0 | 0 | 0 | 0 | 0 | 0 | 0 | 0 | 0 | 0.51508 | 0 | 0 | 0 | 0 | 1.4143 | 0 | 0 | 0
1 | 28 | 11 | 62.96 | 1.9622 | 59.7454 | 0 | 4.0523 | 0.011415 | 0 | 68.6158 | 68.7557 | 68.7557 | -0.00099384 | -0.0022027 | -0.00026786 | 0 | 0 | 0.007769 | 0.0017419 | -0.00014733 | 0.0023404 | 0.00050655 | -2.2252e-05 | -0.00078576 | -0.00027123 | 0.0030973 | 0.00065039 | 0 | 0 | 0 | 0 | 0 | 0 | 0 | 0 | 0 | 0 | 0 | 0.51501 | 0 | 0 | 0 | 0 | 1.4472 | 0 | 0 | 0
1 | 28 | 12 | 64.94 | 1.8196 | 59.7454 | 0 | 2.8678 | 0.018403 | 0 | 68.7557 | 68.9812 | 68.9812 | -0.00067049 | -0.001486 | -0.00018071 | 0 | 0 | 0.0096058 | 0.0021615 | -9.9635e-05 | 0.0036927 | 0.0011243 | -1.5012e-05 | -0.00053011 | -0.00019777 | 0.0041315 | 0.0008666 | 0 | 0 | 0 | 0 | 0 | 0 | 0 | 0 | 0 | 0 | 0 | 0.37247 | 0 | 0 | 0 | 0 | 1.4472 | 0 | 0 | 0
1 | 28 | 13 | 68 | 1.7865 | 59.7454 | 0 | 2.8678 | 0.035768 | 0 | 68.9812 | 69.4195 | 69.4195 | -0.00017242 | -0.00038213 | -4.6469e-05 | 0 | 0 | 0.018218 | 0.0041139 | -2.6025e-05 | 0.0079433 | 0.002615 | -3.8604e-06 | -0.00013632 | -0.00010322 | 0.0030973 | 0.00065039 | 0 | 0 | 0 | 0 | 0 | 0 | 0 | 0 | 0 | 0 | 0 | 0.37226 | 0 | 0 | 0 | 0 | 1.4143 | 0 | 0 | 0
1 | 28 | 14 | 71.96 | 1.6859 | 59.7454 | 0 | 2.3067 | 0.041248 | 0 | 69.4195 | 69.925 | 69.925 | 0.00044642 | 0.00098941 | 0.00012032 | 0 | 0 | 0.020186 | 0.0044591 | 6.6809e-05 | 0.0085727 | 0.0027455 | 9.9953e-06 | 0.00035295 | 0.00017353 | 0.0025838 | 0.00054141 | 0 | 0 | 0 | 0 | 0 | 0 | 0 | 0 | 0 | 0 | 0 | 0.30454 | 0 | 0 | 0 | 0 | 1.3814 | 0 | 0 | 0
1 | 28 | 15 | 73.94 | 1.6528 | 59.7454 | 0 | 2.3067 | 0.044659 | 0 | 69.925 | 70.4723 | 70.4723 | 0.00070552 | 0.0015637 | 0.00019015 | 0 | 0 | 0.020953 | 0.0040325 | 0.00010601 | 0.0094348 | 0.003489 | 1.5797e-05 | 0.00055781 | 0.00036097 | 0.0026854 | 0.00056426 | 0 | 0 | 0 | 0 | 0 | 0 | 0 | 0 | 0 | 0 | 0 | 0.30428 | 0 | 0 | 0 | 0 | 1.3485 | 0 | 0 | 0
1 | 28 | 16 | 75.02 | 1.7183 | 59.7454 | 0 | 2.3067 | 0.038298 | 0 | 70.4723 | 70.9417 | 70.9417 | 0.00079912 | 0.0017711 | 0.00021538 | 0 | 0 | 0.017724 | 0.0025414 | 0.00012005 | 0.0073022 | 0.0035126 | 1.7892e-05 | 0.00063181 | 0.00041299 | 0.0026854 | 0.00056426 | 0 | 0 | 0 | 0 | 0 | 0 | 0 | 0 | 0 | 0 | 0 | 0.30405 | 0 | 0 | 0 | 0 | 1.4143 | 0 | 0 | 0
1 | 28 | 17 | 71.96 | 1.9813 | 59.7454 | 0 | 2.3067 | 0.019296 | 0 | 70.9417 | 71.1782 | 71.1782 | 0.00017894 | 0.00039659 | 4.8228e-05 | 0 | 0 | 0.0073655 | 0.0010041 | 2.6888e-05 | 0.0031504 | 0.0021429 | 4.0065e-06 | 0.00014148 | 8.6286e-05 | 0.0039265 | 0.00082442 | 0 | 0 | 0 | 0 | 0 | 0 | 0 | 0 | 0 | 0 | 0 | 0.30393 | 0 | 0 | 0 | 0 | 1.6774 | 0 | 0 | 0
1 | 28 | 18 | 69.98 | 2.6038 | 59.7454 | 0 | 3.9276 | 0.0022295 | 0 | 71.1782 | 71.2055 | 71.2055 | -0.00021054 | -0.00046663 | -5.6745e-05 | 0 | 0 | 0.0011346 | 0.00018574 | -3.1399e-05 | -0.0015056 | -0.00081582 | -4.7141e-06 | -0.00016646 | -6.7917e-05 | 0.0042349 | 0.00088946 | 0 | 0 | 0 | 0 | 0 | 0 | 0 | 0 | 0 | 0 | 0 | 0.49883 | 0 | 0 | 0 | 0 | 2.105 | 0 | 0 | 0
1 | 28 | 19 | 69.08 | 2.5709 | 59.7454 | 0 | 3.9276 | 0.0018608 | 0 | 71.2055 | 71.2283 | 71.2283 | -0.00037349 | -0.00082778 | -0.00010066 | 0 | 0 | 0 | 0 | -5.5503e-05 | -0.000573 | -0.00034754 | -8.3625e-06 | -0.0002953 | -0.00010274 | 0.0045452 | 0.0009545 | 0 | 0 | 0 | 0 | 0 | 0 | 0 | 0 | 0 | 0 | 0 | 0.49882 | 0 | 0 | 0 | 0 | 2.0721 | 0 | 0 | 0
1 | 28 | 20 | 66.92 | 2.4393 | 59.7454 | 0 | 3.9276 | 0.0015032 | 0 | 71.2283 | 71.2467 | 71.2467 | -0.00075706 | -0.0016779 | -0.00020404 | 0 | 0 | 0 | 0 | -0.00011376 | -0.0011615 | -0.00070479 | -1.6951e-05 | -0.00059855 | -0.0003895 | 0.0071272 | 0.0014959 | 0 | 0 | 0 | 0 | 0 | 0 | 0 | 0 | 0 | 0 | 0 | 0.49881 | 0 | 0 | 0 | 0 | 1.9405 | 0 | 0 | 0
1 | 28 | 21 | 66.02 | 2.3407 | 59.7454 | 0 | 3.9276 | 0.00034629 | 0 | 71.2467 | 71.251 | 71.251 | -0.00091845 | -0.0020356 | -0.00024754 | 0 | 0 | 0 | 0 | -0.00013763 | -0.0014091 | -0.00085493 | -2.0564e-05 | -0.00072615 | -0.00043098 | 0.0071272 | 0.0014959 | 0 | 0 | 0 | 0 | 0 | 0 | 0 | 0 | 0 | 0 | 0 | 0.49881 | 0 | 0 | 0 | 0 | 1.8419 | 0 | 0 | 0
1 | 28 | 22 | 66.02 | 2.152 | 59.7454 | 0 | 3.1795 | 0.00070299 | 0 | 71.251 | 71.2596 | 71.2596 | -0.00091919 | -0.0020372 | -0.00024774 | 0 | 0 | 0 | 0 | -0.00013736 | -0.0014102 | -0.00085551 | -2.0581e-05 | -0.00072674 | -0.00038352 | 0.0074411 | 0.0015609 | 0 | 0 | 0 | 0 | 0 | 0 | 0 | 0 | 0 | 0 | 0 | 0.40884 | 0 | 0 | 0 | 0 | 1.7432 | 0 | 0 | 0
1 | 28 | 23 | 64.94 | 1.8889 | 59.7454 | 0 | 3.1795 | -0.00071199 | 0 | 71.2596 | 71.2508 | 71.2508 | -0.0011105 | -0.0024612 | -0.00029929 | 0 | 0 | 0 | 0 | -0.00016604 | -0.0017037 | -0.0010336 | -2.4864e-05 | -0.00087798 | -0.00047593 | 0.0074411 | 0.0015609 | 0 | 0 | 0 | 0 | 0 | 0 | 0 | 0 | 0 | 0 | 0 | 0.40885 | 0 | 0 | 0 | 0 | 1.4801 | 0 | 0 | 0
1 | 28 | 24 | 66.02 | 1.3072 | 59.7454 | 0 | 0.52992 | -0.00017284 | 0 | 71.2508 | 71.2487 | 71.2487 | -0.00091917 | -0.0020372 | -0.00024773 | 0 | 0 | 0 | 0 | -0.00013831 | -0.0014102 | -0.00085576 | -2.058e-05 | -0.00072673 | -0.00053248 | 0.0067153 | 0.0014098 | 0 | 0 | 0 | 0 | 0 | 0 | 0 | 0 | 0 | 0 | 0 | 0.090246 | 0 | 0 | 0 | 0 | 1.2169 | 0 | 0 | 0
1 | 29 | 1 | 66.02 | 1.0112 | 59.754 | 0 | 0.52989 | -0.0047168 | 0 | 71.2487 | 71.1909 | 71.1909 | -0.0009188 | -0.0020364 | -0.00024763 | 0 | 0 | 0 | 0 | -0.00013764 | -0.0014096 | -0.00085524 | -2.0572e-05 | -0.00072643 | -0.00043116 | 0.0020667 | 0.00043418 | 0 | 0 | 0 | 0 | 0 | 0 | 0 | 0 | 0 | 0 | 0 | 0.090263 | 0 | 0 | 0 | 0 | 0.92093 | 0 | 0 | 0
1 | 29 | 2 | 66.92 | 0.94543 | 59.754 | 0 | 0.52989 | -0.0034271 | 0 | 71.1909 | 71.1489 | 71.1489 | -0.00075049 | -0.0016633 | -0.00020227 | 0 | 0 | 0 | 0 | -0.0001121 | -0.0011514 | -0.00069849 | -1.6804e-05 | -0.00059336 | -0.00030555 | 0.0020667 | 0.00043418 | 0 | 0 | 0 | 0 | 0 | 0 | 0 | 0 | 0 | 0 | 0 | 0.090284 | 0 | 0 | 0 | 0 | 0.85515 | 0 | 0 | 0
1 | 29 | 3 | 68 | 0.91255 | 59.754 | 0 | 0.52989 | -0.0020069 | 0 | 71.1489 | 71.1243 | 71.1243 | -0.00055333 | -0.0012264 | -0.00014913 | 0 | 0 | 0 | 0 | -8.2875e-05 | -0.00084891 | -0.00051505 | -1.2389e-05 | -0.00043748 | -0.00024801 | 0.0020667 | 0.00043418 | 0 | 0 | 0 | 0 | 0 | 0 | 0 | 0 | 0 | 0 | 0 | 0.090296 | 0 | 0 | 0 | 0 | 0.82226 | 0 | 0 | 0
1 | 29 | 4 | 68 | 0.87967 | 59.754 | 0 | 0.52989 | -0.0020054 | 0 | 71.1243 | 71.0997 | 71.0997 | -0.00054901 | -0.0012168 | -0.00014797 | 0 | 0 | 0 | 0 | -8.2432e-05 | -0.00084228 | -0.00051109 | -1.2292e-05 | -0.00043407 | -0.00027613 | 0.0020667 | 0.00043418 | 0 | 0 | 0 | 0 | 0 | 0 | 0 | 0 | 0 | 0 | 0 | 0.090308 | 0 | 0 | 0 | 0 | 0.78937 | 0 | 0 | 0
1 | 29 | 5 | 68 | 0.87969 | 59.754 | 0 | 0.52989 | -0.001943 | 0 | 71.0997 | 71.0759 | 71.0759 | -0.00054469 | -0.0012072 | -0.0001468 | 0 | 0 | 0 | 0 | -8.1585e-05 | -0.00083565 | -0.00050701 | -1.2196e-05 | -0.00043065 | -0.00024386 | 0.0020667 | 0.00043418 | 0 | 0 | 0 | 0 | 0 | 0 | 0 | 0 | 0 | 0 | 0 | 0.09032 | 0 | 0 | 0 | 0 | 0.78937 | 0 | 0 | 0
1 | 29 | 6 | 66.92 | 0.98961 | 59.754 | 0 | 0.6234 | -0.0019309 | 0 | 71.0759 | 71.0523 | 71.0523 | -0.00073029 | -0.0016186 | -0.00019683 | 0 | 0 | 0 | 0 | -0.00010944 | -0.0011204 | -0.00067978 | -1.6351e-05 | -0.00057739 | -0.0003348 | 0.0034529 | 0.00072422 | 0 | 0 | 0 | 0 | 0 | 0 | 0 | 0 | 0 | 0 | 0 | 0.10157 | 0 | 0 | 0 | 0 | 0.88804 | 0 | 0 | 0
1 | 29 | 7 | 66.92 | 1.7399 | 59.754 | 0 | 4.6755 | -0.0010545 | 0 | 71.0523 | 71.0393 | 71.0393 | -0.00072613 | -0.0016093 | -0.0001957 | 0 | 0 | 0 | 0 | -0.00010903 | -0.001114 | -0.00067597 | -1.6258e-05 | -0.0005741 | -0.00037234 | 0.0043383 | 0.00091055 | 0 | 0 | 0 | 0 | 0 | 0 | 0 | 0 | 0 | 0 | 0 | 0.58877 | 0 | 0 | 0 | 0 | 1.1512 | 0 | 0 | 0
1 | 29 | 8 | 68 | 1.9372 | 59.754 | 0 | 4.6755 | 0.0043604 | 0 | 71.0393 | 71.0928 | 71.0928 | -0.00053408 | -0.0011837 | -0.00014394 | 0 | 0 | 3.9641e-05 | 8.8514e-06 | -8.0561e-05 | -0.0010299 | -0.00062874 | -1.1958e-05 | -0.00042226 | -0.00032966 | 0.0086767 | 0.0018211 | 0 | 0 | 0 | 0 | 0 | 0 | 0 | 0 | 0 | 0 | 0 | 0.58874 | 0 | 0 | 0 | 0 | 1.3485 | 0 | 0 | 0
1 | 29 | 9 | 68 | 1.8951 | 59.754 | 0 | 4.0521 | 0.0068951 | 0 | 71.0928 | 71.1773 | 71.1773 | -0.00054347 | -0.0012045 | -0.00014647 | 0 | 0 | 0.0024974 | 0.00055764 | -7.98e-05 | 0.00032853 | -0.00012525 | -1.2168e-05 | -0.00042968 | -7.1162e-05 | 0.0050623 | 0.0010617 | 0 | 0 | 0 | 0 | 0 | 0 | 0 | 0 | 0 | 0 | 0 | 0.51375 | 0 | 0 | 0 | 0 | 1.3814 | 0 | 0 | 0
1 | 29 | 10 | 69.8 | 1.928 | 59.754 | 0 | 4.0521 | 0.0059133 | 0 | 71.1773 | 71.2498 | 71.2498 | -0.00024202 | -0.00053639 | -6.5228e-05 | 0 | 0 | 0.0022199 | 0.00049568 | -3.5969e-05 | 0.00054734 | 4.3464e-05 | -5.4188e-06 | -0.00019135 | -6.4417e-05 | 0.0030973 | 0.00065039 | 0 | 0 | 0 | 0 | 0 | 0 | 0 | 0 | 0 | 0 | 0 | 0.51371 | 0 | 0 | 0 | 0 | 1.4143 | 0 | 0 | 0
1 | 29 | 11 | 69.98 | 1.9607 | 59.754 | 0 | 4.0521 | 0.029443 | 0 | 71.2498 | 71.6106 | 71.6106 | -0.00022312 | -0.00049451 | -6.0135e-05 | 0 | 0 | 0.01492 | 0.0032311 | -3.3133e-05 | 0.0062237 | 0.0023722 | -4.9957e-06 | -0.00017641 | -5.91e-05 | 0.0030973 | 0.00065039 | 0 | 0 | 0 | 0 | 0 | 0 | 0 | 0 | 0 | 0 | 0 | 0.51354 | 0 | 0 | 0 | 0 | 1.4472 | 0 | 0 | 0
1 | 29 | 12 | 73.04 | 1.8182 | 59.754 | 0 | 2.8677 | 0.016982 | 0 | 71.6106 | 71.8187 | 71.8187 | 0.00025118 | 0.0005567 | 6.7697e-05 | 0 | 0 | 0.0054309 | 0.0012126 | 3.7482e-05 | 0.0030127 | 0.0011284 | 5.6239e-06 | 0.00019859 | 8.1685e-05 | 0.0041315 | 0.0008666 | 0 | 0 | 0 | 0 | 0 | 0 | 0 | 0 | 0 | 0 | 0 | 0.37103 | 0 | 0 | 0 | 0 | 1.4472 | 0 | 0 | 0
1 | 29 | 13 | 73.94 | 1.7852 | 59.754 | 0 | 2.8677 | 0.0252 | 0 | 71.8187 | 72.1275 | 72.1275 | 0.00037276 | 0.00082616 | 0.00010046 | 0 | 0 | 0.010053 | 0.0022649 | 5.5983e-05 | 0.0052592 | 0.0020335 | 8.3461e-06 | 0.00029471 | 0.00018381 | 0.0030973 | 0.00065039 | 0 | 0 | 0 | 0 | 0 | 0 | 0 | 0 | 0 | 0 | 0 | 0.37088 | 0 | 0 | 0 | 0 | 1.4143 | 0 | 0 | 0
1 | 29 | 14 | 75.92 | 1.6846 | 59.754 | 0 | 2.3066 | 0.032635 | 0 | 72.1275 | 72.5275 | 72.5275 | 0.00066642 | 0.001477 | 0.00017961 | 0 | 0 | 0.013196 | 0.0029744 | 0.00010059 | 0.0070937 | 0.0028649 | 1.4921e-05 | 0.00052689 | 0.00041585 | 0.0025838 | 0.00054141 | 0 | 0 | 0 | 0 | 0 | 0 | 0 | 0 | 0 | 0 | 0 | 0.30322 | 0 | 0 | 0 | 0 | 1.3814 | 0 | 0 | 0
1 | 29 | 15 | 75.92 | 1.6515 | 59.754 | 0 | 2.3066 | 0.034737 | 0 | 72.5275 | 72.9532 | 72.9532 | 0.00059614 | 0.0013212 | 0.00016067 | 0 | 0 | 0.014862 | 0.0032244 | 9.0126e-05 | 0.007377 | 0.0029662 | 1.3348e-05 | 0.00047133 | 0.00040537 | 0.0026854 | 0.00056426 | 0 | 0 | 0 | 0 | 0 | 0 | 0 | 0 | 0 | 0 | 0 | 0.30302 | 0 | 0 | 0 | 0 | 1.3485 | 0 | 0 | 0
1 | 29 | 16 | 75.92 | 1.7172 | 59.754 | 0 | 2.3066 | 0.023094 | 0 | 72.9532 | 73.2362 | 73.2362 | 0.00052133 | 0.0011554 | 0.00014051 | 0 | 0 | 0.008721 | 0.0018997 | 7.864e-05 | 0.0046587 | 0.0019234 | 1.1673e-05 | 0.00041218 | 0.00032145 | 0.0026854 | 0.00056426 | 0 | 0 | 0 | 0 | 0 | 0 | 0 | 0 | 0 | 0 | 0 | 0.30288 | 0 | 0 | 0 | 0 | 1.4143 | 0 | 0 | 0
1 | 29 | 17 | 75.92 | 1.9802 | 59.754 | 0 | 2.3066 | 0.01895 | 0 | 73.2362 | 73.4685 | 73.4685 | 0.0004716 | 0.0010452 | 0.0001271 | 0 | 0 | 0.005722 | 0.0011074 | 7.0975e-05 | 0.0033095 | 0.0016999 | 1.0559e-05 | 0.00037286 | 0.00026201 | 0.0039265 | 0.00082442 | 0 | 0 | 0 | 0 | 0 | 0 | 0 | 0 | 0 | 0 | 0 | 0.30276 | 0 | 0 | 0 | 0 | 1.6774 | 0 | 0 | 0
1 | 29 | 18 | 73.94 | 2.6026 | 59.754 | 0 | 3.9274 | 0.0083582 | 0 | 73.4685 | 73.5709 | 73.5709 | 8.2861e-05 | 0.00018365 | 2.2333e-05 | 0 | 0 | 0.0018904 | 0.00021821 | 1.2417e-05 | 0.00020433 | 0.00051745 | 1.8553e-06 | 6.5513e-05 | 3.4849e-05 | 0.0042349 | 0.00088946 | 0 | 0 | 0 | 0 | 0 | 0 | 0 | 0 | 0 | 0 | 0 | 0.4976 | 0 | 0 | 0 | 0 | 2.105 | 0 | 0 | 0
1 | 29 | 19 | 73.04 | 2.5697 | 59.754 | 0 | 3.9274 | 0.003866 | 0 | 73.5709 | 73.6183 | 73.6183 | -9.3287e-05 | -0.00020676 | -2.5143e-05 | 0 | 0 | 0 | 0 | -1.394e-05 | -0.00014312 | -8.6828e-05 | -2.0887e-06 | -7.3756e-05 | -3.4234e-05 | 0.0045452 | 0.0009545 | 0 | 0 | 0 | 0 | 0 | 0 | 0 | 0 | 0 | 0 | 0 | 0.49757 | 0 | 0 | 0 | 0 | 2.0721 | 0 | 0 | 0
1 | 29 | 20 | 71.96 | 2.4381 | 59.754 | 0 | 3.9274 | 0.0050173 | 0 | 73.6183 | 73.6797 | 73.6797 | -0.00029139 | -0.00064582 | -7.8535e-05 | 0 | 0 | 0 | 0 | -4.3441e-05 | -0.00044705 | -0.00027118 | -6.5243e-06 | -0.00023038 | -9.5518e-05 | 0.0071272 | 0.0014959 | 0 | 0 | 0 | 0 | 0 | 0 | 0 | 0 | 0 | 0 | 0 | 0.49755 | 0 | 0 | 0 | 0 | 1.9405 | 0 | 0 | 0
1 | 29 | 21 | 71.96 | 2.3394 | 59.754 | 0 | 3.9274 | 0.0049232 | 0 | 73.6797 | 73.7401 | 73.7401 | -0.0003022 | -0.00066977 | -8.1447e-05 | 0 | 0 | 0 | 0 | -4.5145e-05 | -0.00046362 | -0.00028126 | -6.7662e-06 | -0.00023893 | -0.0001148 | 0.0071272 | 0.0014959 | 0 | 0 | 0 | 0 | 0 | 0 | 0 | 0 | 0 | 0 | 0 | 0.49752 | 0 | 0 | 0 | 0 | 1.8419 | 0 | 0 | 0
1 | 29 | 22 | 71.06 | 2.1507 | 59.754 | 0 | 3.1794 | 0.00395 | 0 | 73.7401 | 73.7885 | 73.7885 | -0.00047095 | -0.0010438 | -0.00012693 | 0 | 0 | 0 | 0 | -7.0731e-05 | -0.00072252 | -0.00043842 | -1.0545e-05 | -0.00037235 | -0.00023482 | 0.0074411 | 0.0015609 | 0 | 0 | 0 | 0 | 0 | 0 | 0 | 0 | 0 | 0 | 0 | 0.40755 | 0 | 0 | 0 | 0 | 1.7432 | 0 | 0 | 0
1 | 29 | 23 | 69.08 | 1.8876 | 59.754 | 0 | 3.1794 | 0.0012914 | 0 | 73.7885 | 73.8043 | 73.8043 | -0.00082738 | -0.0018338 | -0.00022299 | 0 | 0 | 0 | 0 | -0.00012433 | -0.0012693 | -0.00077026 | -1.8525e-05 | -0.00065416 | -0.00042888 | 0.0074411 | 0.0015609 | 0 | 0 | 0 | 0 | 0 | 0 | 0 | 0 | 0 | 0 | 0 | 0.40754 | 0 | 0 | 0 | 0 | 1.4801 | 0 | 0 | 0
1 | 29 | 24 | 68 | 1.3059 | 59.754 | 0 | 0.52989 | -0.00082088 | 0 | 73.8043 | 73.7943 | 73.7943 | -0.0010199 | -0.0022605 | -0.00027489 | 0 | 0 | 0 | 0 | -0.00015286 | -0.0015648 | -0.00094941 | -2.2837e-05 | -0.0008064 | -0.00048451 | 0.0067153 | 0.0014098 | 0 | 0 | 0 | 0 | 0 | 0 | 0 | 0 | 0 | 0 | 0 | 0.088982 | 0 | 0 | 0 | 0 | 1.2169 | 0 | 0 | 0
1 | 30 | 1 | 66.02 | 1.0099 | 59.7667 | 0 | 0.52985 | -0.0082807 | 0 | 73.7943 | 73.6928 | 73.6928 | -0.0013661 | -0.0030277 | -0.00036819 | 0 | 0 | 0 | 0 | -0.00020624 | -0.0020958 | -0.001272 | -3.0587e-05 | -0.0010801 | -0.0009005 | 0.0020667 | 0.00043418 | 0 | 0 | 0 | 0 | 0 | 0 | 0 | 0 | 0 | 0 | 0 | 0.089014 | 0 | 0 | 0 | 0 | 0.92093 | 0 | 0 | 0
1 | 30 | 2 | 64.94 | 0.94422 | 59.7667 | 0 | 0.52985 | -0.009264 | 0 | 73.6928 | 73.5792 | 73.5792 | -0.0015381 | -0.0034088 | -0.00041453 | 0 | 0 | 0 | 0 | -0.00023 | -0.0023596 | -0.0014315 | -3.4437e-05 | -0.001216 | -0.00069761 | 0.0020667 | 0.00043418 | 0 | 0 | 0 | 0 | 0 | 0 | 0 | 0 | 0 | 0 | 0 | 0.08907 | 0 | 0 | 0 | 0 | 0.85515 | 0 | 0 | 0
1 | 30 | 3 | 64.94 | 0.91138 | 59.7667 | 0 | 0.52985 | -0.0090412 | 0 | 73.5792 | 73.4684 | 73.4684 | -0.0015181 | -0.0033646 | -0.00040915 | 0 | 0 | 0 | 0 | -0.00022635 | -0.002329 | -0.0014128 | -3.399e-05 | -0.0012003 | -0.00061353 | 0.0020667 | 0.00043418 | 0 | 0 | 0 | 0 | 0 | 0 | 0 | 0 | 0 | 0 | 0 | 0.089125 | 0 | 0 | 0 | 0 | 0.82226 | 0 | 0 | 0
1 | 30 | 4 | 66.02 | 0.87854 | 59.7667 | 0 | 0.52985 | -0.0077683 | 0 | 73.4684 | 73.3732 | 73.3732 | -0.0013089 | -0.0029008 | -0.00035276 | 0 | 0 | 0 | 0 | -0.00019697 | -0.002008 | -0.0012186 | -2.9305e-05 | -0.0010348 | -0.00078483 | 0.0020667 | 0.00043418 | 0 | 0 | 0 | 0 | 0 | 0 | 0 | 0 | 0 | 0 | 0 | 0.089172 | 0 | 0 | 0 | 0 | 0.78937 | 0 | 0 | 0
1 | 30 | 5 | 64.94 | 0.87859 | 59.7667 | 0 | 0.52985 | -0.0089214 | 0 | 73.3732 | 73.2639 | 73.2639 | -0.0014819 | -0.0032844 | -0.0003994 | 0 | 0 | 0 | 0 | -0.00022214 | -0.0022735 | -0.0013794 | -3.318e-05 | -0.0011716 | -0.00074249 | 0.0020667 | 0.00043418 | 0 | 0 | 0 | 0 | 0 | 0 | 0 | 0 | 0 | 0 | 0 | 0.089225 | 0 | 0 | 0 | 0 | 0.78937 | 0 | 0 | 0
1 | 30 | 6 | 66.02 | 0.98854 | 59.7667 | 0 | 0.62336 | -0.0059046 | 0 | 73.2639 | 73.1915 | 73.1915 | -0.0012729 | -0.0028212 | -0.00034307 | 0 | 0 | 0 | 0 | -0.00019016 | -0.0019529 | -0.0011847 | -2.8501e-05 | -0.0010064 | -0.0005577 | 0.0034529 | 0.00072422 | 0 | 0 | 0 | 0 | 0 | 0 | 0 | 0 | 0 | 0 | 0 | 0.1005 | 0 | 0 | 0 | 0 | 0.88804 | 0 | 0 | 0
1 | 30 | 7 | 66.02 | 1.7388 | 59.7667 | 0 | 4.6752 | -0.00499 | 0 | 73.1915 | 73.1304 | 73.1304 | -0.0012602 | -0.002793 | -0.00033964 | 0 | 0 | 0 | 0 | -0.00018881 | -0.0019334 | -0.001173 | -2.8216e-05 | -0.00099635 | -0.00061576 | 0.0043383 | 0.00091055 | 0 | 0 | 0 | 0 | 0 | 0 | 0 | 0 | 0 | 0 | 0 | 0.5876 | 0 | 0 | 0 | 0 | 1.1512 | 0 | 0 | 0
1 | 30 | 8 | 66.02 | 1.9361 | 59.7667 | 0 | 4.6752 | -0.00050674 | 0 | 73.1304 | 73.1242 | 73.1242 | -0.0012494 | -0.0027692 | -0.00033675 | 0 | 0 | 0 | 0 | -0.00018674 | -0.0019169 | -0.0011629 | -2.7975e-05 | -0.00098786 | -0.00054571 | 0.0086767 | 0.0018211 | 0 | 0 | 0 | 0 | 0 | 0 | 0 | 0 | 0 | 0 | 0 | 0.58761 | 0 | 0 | 0 | 0 | 1.3485 | 0 | 0 | 0
1 | 30 | 9 | 53.06 | 1.8942 | 59.7667 | 0 | 4.0518 | -0.018685 | 0 | 73.1242 | 72.8952 | 72.8952 | -0.0035257 | -0.0078141 | -0.00095024 | 0 | 0 | 0.0010703 | 0.00023899 | -0.00052589 | -0.0048719 | -0.0030992 | -7.8941e-05 | -0.0027875 | -0.0014027 | 0.0050623 | 0.0010617 | 0 | 0 | 0 | 0 | 0 | 0 | 0 | 0 | 0 | 0 | 0 | 0.51278 | 0 | 0 | 0 | 0 | 1.3814 | 0 | 0 | 0
1 | 30 | 10 | 53.06 | 1.9272 | 59.7667 | 0 | 4.0518 | -0.017094 | 0 | 72.8952 | 72.6857 | 72.6857 | -0.0034855 | -0.007725 | -0.0009394 | 0 | 0 | 0.0027749 | 0.0006196 | -0.0005161 | -0.0039448 | -0.0027629 | -7.804e-05 | -0.0027557 | -0.0013782 | 0.0030973 | 0.00065039 | 0 | 0 | 0 | 0 | 0 | 0 | 0 | 0 | 0 | 0 | 0 | 0.51289 | 0 | 0 | 0 | 0 | 1.4143 | 0 | 0 | 0
1 | 30 | 11 | 55.94 | 1.9601 | 59.7667 | 0 | 4.0518 | -0.0065485 | 0 | 72.6857 | 72.6055 | 72.6055 | -0.0029426 | -0.0065217 | -0.00079308 | 0 | 0 | 0.0059066 | 0.0013189 | -0.00042636 | -0.0014531 | -0.0016551 | -6.5885e-05 | -0.0023265 | -0.00068691 | 0.0030973 | 0.00065039 | 0 | 0 | 0 | 0 | 0 | 0 | 0 | 0 | 0 | 0 | 0 | 0.51292 | 0 | 0 | 0 | 0 | 1.4472 | 0 | 0 | 0
1 | 30 | 12 | 57.92 | 1.8177 | 59.7667 | 0 | 2.8674 | -0.0014312 | 0 | 72.6055 | 72.5879 | 72.5879 | -0.0025806 | -0.0057194 | -0.0006955 | 0 | 0 | 0.0068976 | 0.0015401 | -0.00038036 | -0.00051706 | -0.0012182 | -5.7779e-05 | -0.0020403 | -0.00079141 | 0.0041315 | 0.0008666 | 0 | 0 | 0 | 0 | 0 | 0 | 0 | 0 | 0 | 0 | 0 | 0.37056 | 0 | 0 | 0 | 0 | 1.4472 | 0 | 0 | 0
1 | 30 | 13 | 59 | 1.7849 | 59.7667 | 0 | 2.8674 | -0.0025945 | 0 | 72.5879 | 72.5561 | 72.5561 | -0.0023877 | -0.0052919 | -0.00064352 | 0 | 0 | 0.0062237 | 0.0013897 | -0.00035397 | -0.00062345 | -0.0011957 | -5.3461e-05 | -0.0018878 | -0.00086769 | 0.0030973 | 0.00065039 | 0 | 0 | 0 | 0 | 0 | 0 | 0 | 0 | 0 | 0 | 0 | 0.37057 | 0 | 0 | 0 | 0 | 1.4143 | 0 | 0 | 0
1 | 30 | 14 | 51.98 | 1.6846 | 59.7667 | 0 | 2.3064 | -0.016471 | 0 | 72.5561 | 72.3543 | 72.3543 | -0.0036157 | -0.0080135 | -0.00097449 | 0 | 0 | 0.004202 | 0.00093825 | -0.00053996 | -0.0036296 | -0.0027641 | -8.0955e-05 | -0.0028587 | -0.0017184 | 0.0025838 | 0.00054141 | 0 | 0 | 0 | 0 | 0 | 0 | 0 | 0 | 0 | 0 | 0 | 0.30323 | 0 | 0 | 0 | 0 | 1.3814 | 0 | 0 | 0
1 | 30 | 15 | 53.06 | 1.6518 | 59.7667 | 0 | 2.3064 | -0.01235 | 0 | 72.3543 | 72.2029 | 72.2029 | -0.0033904 | -0.0075143 | -0.00091378 | 0 | 0 | 0.005193 | 0.0011595 | -0.00050027 | -0.0027441 | -0.0023532 | -7.5912e-05 | -0.0026806 | -0.0012157 | 0.0026854 | 0.00056426 | 0 | 0 | 0 | 0 | 0 | 0 | 0 | 0 | 0 | 0 | 0 | 0.30331 | 0 | 0 | 0 | 0 | 1.3485 | 0 | 0 | 0
1 | 30 | 16 | 53.06 | 1.7177 | 59.7667 | 0 | 2.3064 | -0.015146 | 0 | 72.2029 | 72.0173 | 72.0173 | -0.0033638 | -0.0074553 | -0.00090661 | 0 | 0 | 0.003647 | 0.00081433 | -0.00049687 | -0.0035164 | -0.0026183 | -7.5316e-05 | -0.0026595 | -0.0012006 | 0.0026854 | 0.00056426 | 0 | 0 | 0 | 0 | 0 | 0 | 0 | 0 | 0 | 0 | 0 | 0.3034 | 0 | 0 | 0 | 0 | 1.4143 | 0 | 0 | 0
1 | 30 | 17 | 50 | 1.9809 | 59.7667 | 0 | 2.3064 | -0.021173 | 0 | 72.0173 | 71.7578 | 71.7578 | -0.0038689 | -0.0085748 | -0.0010427 | 0 | 0 | 0.002101 | 0.00046913 | -0.00057814 | -0.0050579 | -0.0033514 | -8.6625e-05 | -0.0030589 | -0.0020499 | 0.0039265 | 0.00082442 | 0 | 0 | 0 | 0 | 0 | 0 | 0 | 0 | 0 | 0 | 0 | 0.30352 | 0 | 0 | 0 | 0 | 1.6774 | 0 | 0 | 0
1 | 30 | 18 | 50 | 2.6035 | 59.7667 | 0 | 3.9272 | -0.023353 | 0 | 71.7578 | 71.4716 | 71.4716 | -0.0038233 | -0.0084737 | -0.0010305 | 0 | 0 | 0.00067391 | 0.00015047 | -0.00057345 | -0.0055514 | -0.0034596 | -8.5604e-05 | -0.0030228 | -0.0023916 | 0.0042349 | 0.00088946 | 0 | 0 | 0 | 0 | 0 | 0 | 0 | 0 | 0 | 0 | 0 | 0.49849 | 0 | 0 | 0 | 0 | 2.105 | 0 | 0 | 0
1 | 30 | 19 | 46.04 | 2.5708 | 59.7667 | 0 | 3.9272 | -0.030493 | 0 | 71.4716 | 71.0979 | 71.0979 | -0.0044689 | -0.0099045 | -0.0012044 | 0 | 0 | 0 | 0 | -0.00067862 | -0.006856 | -0.0041623 | -0.00010006 | -0.0035332 | -0.00413 | 0.0045452 | 0.0009545 | 0 | 0 | 0 | 0 | 0 | 0 | 0 | 0 | 0 | 0 | 0 | 0.49867 | 0 | 0 | 0 | 0 | 2.0721 | 0 | 0 | 0
1 | 30 | 20 | 42.98 | 2.4394 | 59.7667 | 0 | 3.9272 | -0.031387 | 0 | 71.0979 | 70.7133 | 70.7133 | -0.0049409 | -0.010951 | -0.0013317 | 0 | 0 | 0 | 0 | -0.00074838 | -0.0075802 | -0.0046014 | -0.00011063 | -0.0039065 | -0.0043439 | 0.0071272 | 0.0014959 | 0 | 0 | 0 | 0 | 0 | 0 | 0 | 0 | 0 | 0 | 0 | 0.49885 | 0 | 0 | 0 | 0 | 1.9405 | 0 | 0 | 0
1 | 30 | 21 | 42.08 | 2.3409 | 59.7667 | 0 | 3.9272 | -0.031592 | 0 | 70.7133 | 70.3261 | 70.3261 | -0.0050315 | -0.011151 | -0.0013561 | 0 | 0 | 0 | 0 | -0.0007585 | -0.0077192 | -0.0046847 | -0.00011266 | -0.0039781 | -0.0039275 | 0.0071272 | 0.0014959 | 0 | 0 | 0 | 0 | 0 | 0 | 0 | 0 | 0 | 0 | 0 | 0.49904 | 0 | 0 | 0 | 0 | 1.8419 | 0 | 0 | 0
1 | 30 | 22 | 42.08 | 2.1525 | 59.7667 | 0 | 3.1791 | -0.029257 | 0 | 70.3261 | 69.9676 | 69.9676 | -0.0049634 | -0.011001 | -0.0013377 | 0 | 0 | 0 | 0 | -0.0007356 | -0.0076148 | -0.0046179 | -0.00011113 | -0.0039243 | -0.0023922 | 0.0074411 | 0.0015609 | 0 | 0 | 0 | 0 | 0 | 0 | 0 | 0 | 0 | 0 | 0 | 0.4093 | 0 | 0 | 0 | 0 | 1.7432 | 0 | 0 | 0
1 | 30 | 23 | 41 | 1.8895 | 59.7667 | 0 | 3.1791 | -0.029955 | 0 | 69.9676 | 69.6005 | 69.6005 | -0.0050902 | -0.011282 | -0.0013719 | 0 | 0 | 0 | 0 | -0.00075193 | -0.0078093 | -0.0047351 | -0.00011397 | -0.0040245 | -0.0022178 | 0.0074411 | 0.0015609 | 0 | 0 | 0 | 0 | 0 | 0 | 0 | 0 | 0 | 0 | 0 | 0.40948 | 0 | 0 | 0 | 0 | 1.4801 | 0 | 0 | 0
1 | 30 | 24 | 44.6 | 1.3081 | 59.7667 | 0 | 0.52985 | -0.025184 | 0 | 69.6005 | 69.2918 | 69.2918 | -0.0043931 | -0.0097366 | -0.001184 | 0 | 0 | 0 | 0 | -0.00064197 | -0.0067398 | -0.0040846 | -9.8362e-05 | -0.0034733 | -0.0015474 | 0.0067153 | 0.0014098 | 0 | 0 | 0 | 0 | 0 | 0 | 0 | 0 | 0 | 0 | 0 | 0.091181 | 0 | 0 | 0 | 0 | 1.2169 | 0 | 0 | 0
1 | 31 | 1 | 44.06 | 1.0123 | 59.7835 | 0 | 0.5298 | -0.030333 | 0 | 69.2918 | 68.9201 | 68.9201 | -0.0044338 | -0.0098267 | -0.001195 | 0 | 0 | 0 | 0 | -0.00065448 | -0.0068022 | -0.0041243 | -9.9273e-05 | -0.0035055 | -0.0017581 | 0.0020667 | 0.00043418 | 0 | 0 | 0 | 0 | 0 | 0 | 0 | 0 | 0 | 0 | 0 | 0.091341 | 0 | 0 | 0 | 0 | 0.92093 | 0 | 0 | 0
1 | 31 | 2 | 46.04 | 0.94666 | 59.7835 | 0 | 0.5298 | -0.028286 | 0 | 68.9201 | 68.5734 | 68.5734 | -0.0040205 | -0.0089108 | -0.0010836 | 0 | 0 | 0 | 0 | -0.00060271 | -0.0061682 | -0.0037425 | -9.002e-05 | -0.0031788 | -0.0025551 | 0.0020667 | 0.00043418 | 0 | 0 | 0 | 0 | 0 | 0 | 0 | 0 | 0 | 0 | 0 | 0.091511 | 0 | 0 | 0 | 0 | 0.85515 | 0 | 0 | 0
1 | 31 | 3 | 46.94 | 0.91392 | 59.7835 | 0 | 0.5298 | -0.025913 | 0 | 68.5734 | 68.2559 | 68.2559 | -0.0038015 | -0.0084253 | -0.0010246 | 0 | 0 | 0 | 0 | -0.00056408 | -0.0058321 | -0.003537 | -8.5115e-05 | -0.0030056 | -0.0017048 | 0.0020667 | 0.00043418 | 0 | 0 | 0 | 0 | 0 | 0 | 0 | 0 | 0 | 0 | 0 | 0.091668 | 0 | 0 | 0 | 0 | 0.82226 | 0 | 0 | 0
1 | 31 | 4 | 48.92 | 0.88118 | 59.7835 | 0 | 0.5298 | -0.024417 | 0 | 68.2559 | 67.9566 | 67.9566 | -0.0033977 | -0.0075305 | -0.00091575 | 0 | 0 | 0 | 0 | -0.00051516 | -0.0052127 | -0.0031644 | -7.6076e-05 | -0.0026864 | -0.0029852 | 0.0020667 | 0.00043418 | 0 | 0 | 0 | 0 | 0 | 0 | 0 | 0 | 0 | 0 | 0 | 0.091815 | 0 | 0 | 0 | 0 | 0.78937 | 0 | 0 | 0
1 | 31 | 5 | 42.98 | 0.88137 | 59.7835 | 0 | 0.5298 | -0.031806 | 0 | 67.9566 | 67.5668 | 67.5668 | -0.0043889 | -0.0097273 | -0.0011829 | 0 | 0 | 0 | 0 | -0.00066383 | -0.0067334 | -0.0040871 | -9.8269e-05 | -0.00347 | -0.0035208 | 0.0020667 | 0.00043418 | 0 | 0 | 0 | 0 | 0 | 0 | 0 | 0 | 0 | 0 | 0 | 0.092007 | 0 | 0 | 0 | 0 | 0.78937 | 0 | 0 | 0
1 | 31 | 6 | 39.2 | 6.5041 | 59.7835 | 0 | 0.6233 | -0.034652 | -0.069997 | 67.5668 | 67.1422 | 68 | -0.0049847 | -0.011048 | -0.0013435 | 0 | 0 | 0 | 0 | -0.0007505 | -0.0076473 | -0.0046409 | -0.00011161 | -0.003941 | -0.0036382 | 0.0034529 | 0.00072422 | 0 | 5.5131 | 0 | 0 | 0 | 0 | 0 | 0 | 0 | 0 | 0 | 0.10303 | 0 | 0 | 0 | 0 | 0.88804 | 0 | 0 | 0
1 | 31 | 7 | 39.02 | 4.5284 | 59.7835 | 0 | 4.6747 | -0.035389 | -0.035389 | 68 | 67.5663 | 68 | -0.0050924 | -0.011286 | -0.0013725 | 0 | 0 | 0 | 0 | -0.00077082 | -0.0078126 | -0.0047423 | -0.00011402 | -0.0040262 | -0.0045103 | 0.0043383 | 0.00091055 | 0 | 2.7873 | 0 | 0 | 0 | 0 | 0 | 0 | 0 | 0 | 0 | 0.58988 | 0 | 0 | 0 | 0 | 1.1512 | 0 | 0 | 0
1 | 31 | 8 | 39.02 | 4.1912 | 59.7835 | 0 | 4.6747 | -0.028603 | -0.028603 | 68 | 67.6495 | 68 | -0.0050924 | -0.011286 | -0.0013725 | 0 | 0 | 0.00082464 | 5.8053e-05 | -0.00076229 | -0.0078278 | -0.004398 | -0.00011402 | -0.0040262 | -0.0032823 | 0.0086767 | 0.0018211 | 0 | 2.2528 | 0 | 0 | 0 | 0 | 0 | 0 | 0 | 0 | 0 | 0.58988 | 0 | 0 | 0 | 0 | 1.3485 | 0 | 0 | 0
1 | 31 | 9 | 39.02 | 3.1978 | 59.7835 | 0 | 4.0514 | -0.016524 | -0.016524 | 68 | 67.7975 | 68 | -0.0050924 | -0.011286 | -0.0013725 | 0 | 0 | 0.0086209 | 0.0017007 | -0.00076062 | -0.0039993 | -0.0021859 | -0.00011402 | -0.0040262 | -0.0030704 | 0.0050623 | 0.0010617 | 0 | 1.3014 | 0 | 0 | 0 | 0 | 0 | 0 | 0 | 0 | 0 | 0.51498 | 0 | 0 | 0 | 0 | 1.3814 | 0 | 0 | 0
1 | 31 | 10 | 39.02 | 3.7084 | 59.7835 | 0 | 4.0514 | -0.022589 | -0.022589 | 68 | 67.7232 | 68 | -0.0050924 | -0.011286 | -0.0013725 | 0 | 0 | 0.0069532 | 0.0015371 | -0.00076589 | -0.0043655 | -0.003411 | -0.00011402 | -0.0040262 | -0.0037428 | 0.0030973 | 0.00065039 | 0 | 1.7792 | 0 | 0 | 0 | 0 | 0 | 0 | 0 | 0 | 0 | 0.51498 | 0 | 0 | 0 | 0 | 1.4143 | 0 | 0 | 0
1 | 31 | 11 | 39.02 | 4.1362 | 59.7835 | 0 | 4.0514 | -0.027603 | -0.027603 | 68 | 67.6617 | 68 | -0.0050924 | -0.011286 | -0.0013725 | 0 | 0 | 0.0046381 | 0.0010356 | -0.00077081 | -0.0053296 | -0.003872 | -0.00011402 | -0.0040262 | -0.0045103 | 0.0030973 | 0.00065039 | 0 | 2.1741 | 0 | 0 | 0 | 0 | 0 | 0 | 0 | 0 | 0 | 0.51498 | 0 | 0 | 0 | 0 | 1.4472 | 0 | 0 | 0
1 | 31 | 12 | 39.02 | 3.736 | 59.7835 | 0 | 2.8672 | -0.024328 | -0.024328 | 68 | 67.7019 | 68 | -0.0050924 | -0.011286 | -0.0013725 | 0 | 0 | 0.0056687 | 0.0012658 | -0.00076914 | -0.0047994 | -0.0036885 | -0.00011402 | -0.0040262 | -0.0042454 | 0.0041315 | 0.0008666 | 0 | 1.9161 | 0 | 0 | 0 | 0 | 0 | 0 | 0 | 0 | 0 | 0.37267 | 0 | 0 | 0 | 0 | 1.4472 | 0 | 0 | 0
1 | 31 | 13 | 41 | 1.8566 | 59.7835 | 0 | 2.8672 | -0.00088392 | -0.00088392 | 68 | 67.9892 | 68 | -0.0047445 | -0.010515 | -0.0012787 | 0 | 0 | 0.017377 | 0.0039598 | -0.00071292 | 0.0008441 | -0.0016445 | -0.00010623 | -0.0037511 | -0.0034087 | 0.0030973 | 0.00065039 | 0 | 0.069619 | 0 | 0 | 0 | 0 | 0 | 0 | 0 | 0 | 0 | 0.37267 | 0 | 0 | 0 | 0 | 1.4143 | 0 | 0 | 0
1 | 31 | 14 | 42.98 | 1.6866 | 59.7835 | 0 | 2.3062 | 0.011743 | 0 | 68 | 68.1439 | 68.1439 | -0.0043966 | -0.0097442 | -0.0011849 | 0 | 0 | 0.023617 | 0.0052407 | -0.00066358 | 0.0039828 | -0.0011302 | -9.8439e-05 | -0.0034761 | -0.0035284 | 0.0025838 | 0.00054141 | 0 | 0 | 0 | 0 | 0 | 0 | 0 | 0 | 0 | 0 | 0 | 0.30519 | 0 | 0 | 0 | 0 | 1.3814 | 0 | 0 | 0
1 | 31 | 15 | 44.06 | 1.6536 | 59.7835 | 0 | 2.3062 | 0.0091007 | 0 | 68.1439 | 68.2554 | 68.2554 | -0.0042321 | -0.0093796 | -0.0011406 | 0 | 0 | 0.02187 | 0.0043079 | -0.00064185 | 0.0030927 | -0.0007156 | -9.4756e-05 | -0.003346 | -0.0038689 | 0.0026854 | 0.00056426 | 0 | 0 | 0 | 0 | 0 | 0 | 0 | 0 | 0 | 0 | 0 | 0.30513 | 0 | 0 | 0 | 0 | 1.3485 | 0 | 0 | 0
1 | 31 | 16 | 46.04 | 1.7194 | 59.7835 | 0 | 2.3062 | 0.0012971 | 0 | 68.2554 | 68.2713 | 68.2713 | -0.0039037 | -0.008652 | -0.0010521 | 0 | 0 | 0.016735 | 0.0027251 | -0.00058774 | 0.00036517 | -0.0010018 | -8.7405e-05 | -0.0030864 | -0.0028421 | 0.0026854 | 0.00056426 | 0 | 0 | 0 | 0 | 0 | 0 | 0 | 0 | 0 | 0 | 0 | 0.30513 | 0 | 0 | 0 | 0 | 1.4143 | 0 | 0 | 0
1 | 31 | 17 | 46.94 | 1.9826 | 59.7835 | 0 | 2.3062 | -0.011003 | 0 | 68.2713 | 68.1365 | 68.1365 | -0.0037484 | -0.0083076 | -0.0010103 | 0 | 0 | 0.0075004 | 0.00093496 | -0.00056455 | -0.0027714 | -0.0012134 | -8.3927e-05 | -0.0029636 | -0.0027013 | 0.0039265 | 0.00082442 | 0 | 0 | 0 | 0 | 0 | 0 | 0 | 0 | 0 | 0 | 0 | 0.30519 | 0 | 0 | 0 | 0 | 1.6774 | 0 | 0 | 0
1 | 31 | 18 | 44.06 | 3.7885 | 59.7835 | 0 | 3.9268 | -0.026165 | -0.015027 | 68.1365 | 67.8158 | 68 | -0.0042308 | -0.0093768 | -0.0011403 | 0 | 0 | 0.0024928 | 0.00010499 | -0.00063803 | -0.0075538 | -0.0034731 | -9.4727e-05 | -0.003345 | -0.0031455 | 0.0042349 | 0.00088946 | 0 | 1.1836 | 0 | 0 | 0 | 0 | 0 | 0 | 0 | 0 | 0 | 0.5 | 0 | 0 | 0 | 0 | 2.105 | 0 | 0 | 0
1 | 31 | 19 | 42.98 | 4.8349 | 59.7835 | 0 | 3.9268 | -0.02873 | -0.02873 | 68 | 67.6479 | 68 | -0.0043966 | -0.0097442 | -0.0011849 | 0 | 0 | 0 | 0 | -0.00065977 | -0.0067451 | -0.0040929 | -9.8439e-05 | -0.0034761 | -0.002877 | 0.0045452 | 0.0009545 | 0 | 2.2628 | 0 | 0 | 0 | 0 | 0 | 0 | 0 | 0 | 0 | 0.5 | 0 | 0 | 0 | 0 | 2.0721 | 0 | 0 | 0
1 | 31 | 20 | 42.08 | 4.6141 | 59.7835 | 0 | 3.9268 | -0.027597 | -0.027597 | 68 | 67.6618 | 68 | -0.0045547 | -0.010095 | -0.0012276 | 0 | 0 | 0 | 0 | -0.00068506 | -0.0069877 | -0.0042404 | -0.00010198 | -0.0036011 | -0.003231 | 0.0071272 | 0.0014959 | 0 | 2.1736 | 0 | 0 | 0 | 0 | 0 | 0 | 0 | 0 | 0 | 0.5 | 0 | 0 | 0 | 0 | 1.9405 | 0 | 0 | 0
1 | 31 | 21 | 39.92 | 4.7695 | 59.7835 | 0 | 3.9268 | -0.030823 | -0.030823 | 68 | 67.6223 | 68 | -0.0049343 | -0.010936 | -0.0013299 | 0 | 0 | 0 | 0 | -0.00074413 | -0.00757 | -0.0045943 | -0.00011048 | -0.0039012 | -0.0038296 | 0.0071272 | 0.0014959 | 0 | 2.4276 | 0 | 0 | 0 | 0 | 0 | 0 | 0 | 0 | 0 | 0.5 | 0 | 0 | 0 | 0 | 1.8419 | 0 | 0 | 0
1 | 31 | 22 | 41.18 | 4.4182 | 59.7835 | 0 | 3.1788 | -0.028757 | -0.028757 | 68 | 67.6476 | 68 | -0.0047129 | -0.010445 | -0.0012702 | 0 | 0 | 0 | 0 | -0.00070994 | -0.0072303 | -0.0043879 | -0.00010552 | -0.0037261 | -0.0036097 | 0.0074411 | 0.0015609 | 0 | 2.2649 | 0 | 0 | 0 | 0 | 0 | 0 | 0 | 0 | 0 | 0.41012 | 0 | 0 | 0 | 0 | 1.7432 | 0 | 0 | 0
1 | 31 | 23 | 42.44 | 1.8903 | 59.7835 | 0 | 3.1788 | -0.02701 | 0 | 68 | 67.669 | 67.669 | -0.0044914 | -0.0099545 | -0.0012105 | 0 | 0 | 0 | 0 | -0.00067655 | -0.0068906 | -0.0041818 | -0.00010056 | -0.0035511 | -0.003394 | 0.0074411 | 0.0015609 | 0 | 0 | 0 | 0 | 0 | 0 | 0 | 0 | 0 | 0 | 0 | 0.41028 | 0 | 0 | 0 | 0 | 1.4801 | 0 | 0 | 0
1 | 31 | 24 | 43.7 | 1.3091 | 59.7835 | 0 | 0.5298 | -0.025536 | 0 | 67.669 | 67.356 | 67.356 | -0.0042119 | -0.0093349 | -0.0011352 | 0 | 0 | 0 | 0 | -0.00063439 | -0.0064617 | -0.0039214 | -9.4304e-05 | -0.00333 | -0.0031277 | 0.0067153 | 0.0014098 | 0 | 0 | 0 | 0 | 0 | 0 | 0 | 0 | 0 | 0 | 0 | 0.092111 | 0 | 0 | 0 | 0 | 1.2169 | 0 | 0 | 0
2 | 32 | 1 | 45.14 | 1.0132 | 59.8044 | 0 | 0.52974 | -0.027769 | 0 | 67.356 | 67.0157 | 67.0157 | -0.0039038 | -0.0086522 | -0.0010522 | 0 | 0 | 0 | 0 | -0.00058791 | -0.0059892 | -0.0036346 | -8.7407e-05 | -0.0030865 | -0.0028422 | 0.0020667 | 0.00043418 | 0 | 0 | 0 | 0 | 0 | 0 | 0 | 0 | 0 | 0 | 0 | 0.09225 | 0 | 0 | 0 | 0 | 0.92093 | 0 | 0 | 0
2 | 32 | 2 | 46.4 | 0.94755 | 59.8044 | 0 | 0.52974 | -0.025572 | 0 | 67.0157 | 66.7023 | 66.7023 | -0.0036226 | -0.0080289 | -0.00097636 | 0 | 0 | 0 | 0 | -0.00054554 | -0.0055577 | -0.0033728 | -8.1111e-05 | -0.0028642 | -0.002589 | 0.0020667 | 0.00043418 | 0 | 0 | 0 | 0 | 0 | 0 | 0 | 0 | 0 | 0 | 0 | 0.092404 | 0 | 0 | 0 | 0 | 0.85515 | 0 | 0 | 0
2 | 32 | 3 | 47.66 | 0.9148 | 59.8044 | 0 | 0.52974 | -0.023418 | 0 | 66.7023 | 66.4153 | 66.4153 | -0.0033461 | -0.0074162 | -0.00090184 | 0 | 0 | 0 | 0 | -0.00050386 | -0.0051336 | -0.0031154 | -7.4921e-05 | -0.0026456 | -0.002347 | 0.0020667 | 0.00043418 | 0 | 0 | 0 | 0 | 0 | 0 | 0 | 0 | 0 | 0 | 0 | 0.092545 | 0 | 0 | 0 | 0 | 0.82226 | 0 | 0 | 0
2 | 32 | 4 | 48.92 | 0.88204 | 59.8044 | 0 | 0.52974 | -0.021307 | 0 | 66.4153 | 66.1542 | 66.1542 | -0.0030743 | -0.0068137 | -0.00082858 | 0 | 0 | 0 | 0 | -0.00046289 | -0.0047165 | -0.0028623 | -6.8834e-05 | -0.0024306 | -0.0021158 | 0.0020667 | 0.00043418 | 0 | 0 | 0 | 0 | 0 | 0 | 0 | 0 | 0 | 0 | 0 | 0.092674 | 0 | 0 | 0 | 0 | 0.78937 | 0 | 0 | 0
2 | 32 | 5 | 46.94 | 1.727 | 59.8044 | 0 | 0.52974 | -0.023312 | -0.010728 | 66.1542 | 65.8685 | 66 | -0.0033764 | -0.0074831 | -0.00090999 | 0 | 0 | 0 | 0 | -0.00050666 | -0.0051799 | -0.003143 | -7.5597e-05 | -0.0026695 | -0.0020347 | 0.0020667 | 0.00043418 | 0 | 0.84492 | 0 | 0 | 0 | 0 | 0 | 0 | 0 | 0 | 0 | 0.09275 | 0 | 0 | 0 | 0 | 0.78937 | 0 | 0 | 0
2 | 32 | 6 | 46.94 | 15.5175 | 59.8044 | 0 | 0.62322 | -0.021239 | -0.18444 | 66 | 65.7397 | 68 | -0.0033493 | -0.0074231 | -0.00090268 | 0 | 0 | 0 | 0 | -0.00049834 | -0.0051383 | -0.0031166 | -7.499e-05 | -0.002648 | -0.0015407 | 0.0034529 | 0.00072422 | 0 | 14.5264 | 0 | 0 | 0 | 0 | 0 | 0 | 0 | 0 | 0 | 0.103 | 0 | 0 | 0 | 0 | 0.88804 | 0 | 0 | 0
2 | 32 | 7 | 46.94 | 3.5682 | 59.8044 | 0 | 4.6741 | -0.023202 | -0.023202 | 68 | 67.7157 | 68 | -0.0037007 | -0.008202 | -0.0009974 | 0 | 0 | 0 | 0 | -0.00055231 | -0.0056775 | -0.0034441 | -8.2859e-05 | -0.0029259 | -0.001958 | 0.0043383 | 0.00091055 | 0 | 1.8275 | 0 | 0 | 0 | 0 | 0 | 0 | 0 | 0 | 0 | 0.58963 | 0 | 0 | 0 | 0 | 1.1512 | 0 | 0 | 0
2 | 32 | 8 | 46.94 | 3.3875 | 59.8044 | 0 | 4.6741 | -0.018402 | -0.018402 | 68 | 67.7745 | 68 | -0.0037007 | -0.008202 | -0.0009974 | 0 | 0 | 3.9641e-05 | 8.8514e-06 | -0.00054804 | -0.0056983 | -0.0034607 | -8.2859e-05 | -0.0029259 | -0.0015114 | 0.0086767 | 0.0018211 | 0 | 1.4494 | 0 | 0 | 0 | 0 | 0 | 0 | 0 | 0 | 0 | 0.58963 | 0 | 0 | 0 | 0 | 1.3485 | 0 | 0 | 0
2 | 32 | 9 | 46.94 | 3.5054 | 59.8044 | 0 | 4.0509 | -0.020432 | -0.020432 | 68 | 67.7496 | 68 | -0.0037007 | -0.008202 | -0.0009974 | 0 | 0 | 0.0010703 | 0.00023899 | -0.00055244 | -0.0051279 | -0.0032562 | -8.2859e-05 | -0.0029259 | -0.001958 | 0.0050623 | 0.0010617 | 0 | 1.6092 | 0 | 0 | 0 | 0 | 0 | 0 | 0 | 0 | 0 | 0.51476 | 0 | 0 | 0 | 0 | 1.3814 | 0 | 0 | 0
2 | 32 | 10 | 48.02 | 3.3759 | 59.8044 | 0 | 4.0509 | -0.01837 | -0.01837 | 68 | 67.7749 | 68 | -0.0035109 | -0.0077814 | -0.00094625 | 0 | 0 | 0.0022199 | 0.00049568 | -0.00052082 | -0.0042046 | -0.0028497 | -7.861e-05 | -0.0027758 | -0.0015148 | 0.0030973 | 0.00065039 | 0 | 1.4469 | 0 | 0 | 0 | 0 | 0 | 0 | 0 | 0 | 0 | 0.51476 | 0 | 0 | 0 | 0 | 1.4143 | 0 | 0 | 0
2 | 32 | 11 | 48.92 | 3.0297 | 59.8044 | 0 | 4.0509 | -0.013557 | -0.013557 | 68 | 67.8339 | 68 | -0.0033528 | -0.0074308 | -0.00090363 | 0 | 0 | 0.0041227 | 0.00092055 | -0.00049741 | -0.0029991 | -0.0023722 | -7.5069e-05 | -0.0026508 | -0.0014152 | 0.0030973 | 0.00065039 | 0 | 1.0677 | 0 | 0 | 0 | 0 | 0 | 0 | 0 | 0 | 0 | 0.51476 | 0 | 0 | 0 | 0 | 1.4472 | 0 | 0 | 0
2 | 32 | 12 | 50 | 2.5823 | 59.8044 | 0 | 2.8668 | -0.0096832 | -0.0096832 | 68 | 67.8813 | 68 | -0.003163 | -0.0070102 | -0.00085248 | 0 | 0 | 0.0049552 | 0.0011064 | -0.00047179 | -0.002218 | -0.0020095 | -7.082e-05 | -0.0025008 | -0.0015797 | 0.0041315 | 0.0008666 | 0 | 0.76266 | 0 | 0 | 0 | 0 | 0 | 0 | 0 | 0 | 0 | 0.37252 | 0 | 0 | 0 | 0 | 1.4472 | 0 | 0 | 0
2 | 32 | 13 | 51.08 | 2.1788 | 59.8044 | 0 | 2.8668 | -0.0049768 | -0.0049768 | 68 | 67.939 | 68 | -0.0029732 | -0.0065896 | -0.00080133 | 0 | 0 | 0.0071751 | 0.0016021 | -0.00044342 | -0.00075859 | -0.0014145 | -6.657e-05 | -0.0023507 | -0.0014533 | 0.0030973 | 0.00065039 | 0 | 0.39198 | 0 | 0 | 0 | 0 | 0 | 0 | 0 | 0 | 0 | 0.37252 | 0 | 0 | 0 | 0 | 1.4143 | 0 | 0 | 0
2 | 32 | 14 | 51.98 | 2.3719 | 59.8044 | 0 | 2.3059 | -0.0087013 | -0.0087013 | 68 | 67.8934 | 68 | -0.0028151 | -0.0062391 | -0.00075871 | 0 | 0 | 0.0051534 | 0.0011507 | -0.00042291 | -0.0016303 | -0.0016793 | -6.3029e-05 | -0.0022257 | -0.001755 | 0.0025838 | 0.00054141 | 0 | 0.68533 | 0 | 0 | 0 | 0 | 0 | 0 | 0 | 0 | 0 | 0.30514 | 0 | 0 | 0 | 0 | 1.3814 | 0 | 0 | 0
2 | 32 | 15 | 51.08 | 2.6727 | 59.8044 | 0 | 2.3059 | -0.012938 | -0.012938 | 68 | 67.8414 | 68 | -0.0029732 | -0.0065896 | -0.00080133 | 0 | 0 | 0.0036074 | 0.00080548 | -0.00044487 | -0.0029491 | -0.0022733 | -6.657e-05 | -0.0023507 | -0.0015877 | 0.0026854 | 0.00056426 | 0 | 1.019 | 0 | 0 | 0 | 0 | 0 | 0 | 0 | 0 | 0 | 0.30514 | 0 | 0 | 0 | 0 | 1.3485 | 0 | 0 | 0
2 | 32 | 16 | 51.98 | 2.8139 | 59.8044 | 0 | 2.3059 | -0.013896 | -0.013896 | 68 | 67.8297 | 68 | -0.0028151 | -0.0062391 | -0.00075871 | 0 | 0 | 0.0025767 | 0.00057534 | -0.0004229 | -0.003179 | -0.0022752 | -6.3029e-05 | -0.0022257 | -0.001755 | 0.0026854 | 0.00056426 | 0 | 1.0945 | 0 | 0 | 0 | 0 | 0 | 0 | 0 | 0 | 0 | 0.30514 | 0 | 0 | 0 | 0 | 1.4143 | 0 | 0 | 0
2 | 32 | 17 | 51.98 | 3.0403 | 59.8044 | 0 | 2.3059 | -0.01343 | -0.01343 | 68 | 67.8354 | 68 | -0.0028151 | -0.0062391 | -0.00075871 | 0 | 0 | 0.0019424 | 0.00043372 | -0.00042102 | -0.0034043 | -0.0023265 | -6.3029e-05 | -0.0022257 | -0.001479 | 0.0039265 | 0.00082442 | 0 | 1.0577 | 0 | 0 | 0 | 0 | 0 | 0 | 0 | 0 | 0 | 0.30514 | 0 | 0 | 0 | 0 | 1.6774 | 0 | 0 | 0
2 | 32 | 18 | 53.06 | 3.7113 | 59.8044 | 0 | 3.9263 | -0.014049 | -0.014049 | 68 | 67.8278 | 68 | -0.0026253 | -0.0058185 | -0.00070756 | 0 | 0 | 0.00059462 | 0.00013277 | -0.0003892 | -0.0038995 | -0.0024442 | -5.878e-05 | -0.0020756 | -0.00099269 | 0.0042349 | 0.00088946 | 0 | 1.1065 | 0 | 0 | 0 | 0 | 0 | 0 | 0 | 0 | 0 | 0.49979 | 0 | 0 | 0 | 0 | 2.105 | 0 | 0 | 0
2 | 32 | 19 | 53.96 | 3.5999 | 59.8044 | 0 | 3.9263 | -0.013052 | -0.013052 | 68 | 67.84 | 68 | -0.0024671 | -0.005468 | -0.00066493 | 0 | 0 | 0 | 0 | -0.0003607 | -0.003785 | -0.002294 | -5.5239e-05 | -0.0019506 | -0.00055188 | 0.0045452 | 0.0009545 | 0 | 1.028 | 0 | 0 | 0 | 0 | 0 | 0 | 0 | 0 | 0 | 0.49979 | 0 | 0 | 0 | 0 | 2.0721 | 0 | 0 | 0
2 | 32 | 20 | 51.98 | 3.4899 | 59.8044 | 0 | 3.9263 | -0.013326 | -0.013326 | 68 | 67.8367 | 68 | -0.0028151 | -0.0062391 | -0.00075871 | 0 | 0 | 0 | 0 | -0.00041725 | -0.0043188 | -0.0026191 | -6.3029e-05 | -0.0022257 | -0.00099654 | 0.0071272 | 0.0014959 | 0 | 1.0496 | 0 | 0 | 0 | 0 | 0 | 0 | 0 | 0 | 0 | 0.49979 | 0 | 0 | 0 | 0 | 1.9405 | 0 | 0 | 0
2 | 32 | 21 | 50 | 3.5636 | 59.8044 | 0 | 3.9263 | -0.015514 | -0.015514 | 68 | 67.8099 | 68 | -0.003163 | -0.0070102 | -0.00085248 | 0 | 0 | 0 | 0 | -0.00046336 | -0.0048526 | -0.0029413 | -7.082e-05 | -0.0025008 | -0.000787 | 0.0071272 | 0.0014959 | 0 | 1.2219 | 0 | 0 | 0 | 0 | 0 | 0 | 0 | 0 | 0 | 0.49979 | 0 | 0 | 0 | 0 | 1.8419 | 0 | 0 | 0
2 | 32 | 22 | 50 | 3.3502 | 59.8044 | 0 | 3.1784 | -0.015199 | -0.015199 | 68 | 67.8137 | 68 | -0.003163 | -0.0070102 | -0.00085248 | 0 | 0 | 0 | 0 | -0.00046215 | -0.0048526 | -0.0029409 | -7.082e-05 | -0.0025008 | -0.000787 | 0.0074411 | 0.0015609 | 0 | 1.1971 | 0 | 0 | 0 | 0 | 0 | 0 | 0 | 0 | 0 | 0.40995 | 0 | 0 | 0 | 0 | 1.7432 | 0 | 0 | 0
2 | 32 | 23 | 44.96 | 1.8901 | 59.8044 | 0 | 3.1784 | -0.023327 | 0 | 68 | 67.7141 | 67.7141 | -0.0040486 | -0.0089731 | -0.0010912 | 0 | 0 | 0 | 0 | -0.00060974 | -0.0062113 | -0.0037694 | -9.0649e-05 | -0.003201 | -0.0027729 | 0.0074411 | 0.0015609 | 0 | 0 | 0 | 0 | 0 | 0 | 0 | 0 | 0 | 0 | 0 | 0.41009 | 0 | 0 | 0 | 0 | 1.4801 | 0 | 0 | 0
2 | 32 | 24 | 42.98 | 1.309 | 59.8044 | 0 | 0.52974 | -0.026169 | 0 | 67.7141 | 67.3934 | 67.3934 | -0.0043463 | -0.0096329 | -0.0011714 | 0 | 0 | 0 | 0 | -0.00065245 | -0.006668 | -0.004046 | -9.7315e-05 | -0.0034363 | -0.0028332 | 0.0067153 | 0.0014098 | 0 | 0 | 0 | 0 | 0 | 0 | 0 | 0 | 0 | 0 | 0 | 0.092064 | 0 | 0 | 0 | 0 | 1.2169 | 0 | 0 | 0
2 | 33 | 1 | 41 | 1.0132 | 59.8294 | 0 | 0.52966 | -0.033311 | 0 | 67.3934 | 66.9852 | 66.9852 | -0.0046379 | -0.010279 | -0.00125 | 0 | 0 | 0 | 0 | -0.00069785 | -0.0071153 | -0.0043179 | -0.00010384 | -0.0036669 | -0.0033085 | 0.0020667 | 0.00043418 | 0 | 0 | 0 | 0 | 0 | 0 | 0 | 0 | 0 | 0 | 0 | 0.092231 | 0 | 0 | 0 | 0 | 0.92093 | 0 | 0 | 0
2 | 33 | 2 | 37.04 | 0.94761 | 59.8294 | 0 | 0.52966 | -0.038749 | 0 | 66.9852 | 66.5103 | 66.5103 | -0.005262 | -0.011662 | -0.0014182 | 0 | 0 | 0 | 0 | -0.0007957 | -0.0080728 | -0.0049 | -0.00011782 | -0.0041603 | -0.0044263 | 0.0020667 | 0.00043418 | 0 | 0 | 0 | 0 | 0 | 0 | 0 | 0 | 0 | 0 | 0 | 0.092465 | 0 | 0 | 0 | 0 | 0.85515 | 0 | 0 | 0
2 | 33 | 3 | 37.04 | 0.91495 | 59.8294 | 0 | 0.52966 | -0.037326 | 0 | 66.5103 | 66.0529 | 66.0529 | -0.0051786 | -0.011477 | -0.0013957 | 0 | 0 | 0 | 0 | -0.00077704 | -0.0079448 | -0.0048207 | -0.00011595 | -0.0040943 | -0.0035878 | 0.0020667 | 0.00043418 | 0 | 0 | 0 | 0 | 0 | 0 | 0 | 0 | 0 | 0 | 0 | 0.09269 | 0 | 0 | 0 | 0 | 0.82226 | 0 | 0 | 0
2 | 33 | 4 | 37.04 | 3.4707 | 59.8294 | 0 | 0.52966 | -0.037182 | -0.032866 | 66.0529 | 65.5972 | 66 | -0.0050982 | -0.011299 | -0.0013741 | 0 | 0 | 0 | 0 | -0.00076844 | -0.0078215 | -0.0047468 | -0.00011415 | -0.0040308 | -0.0039952 | 0.0020667 | 0.00043418 | 0 | 2.5886 | 0 | 0 | 0 | 0 | 0 | 0 | 0 | 0 | 0 | 0.092716 | 0 | 0 | 0 | 0 | 0.78937 | 0 | 0 | 0
2 | 33 | 5 | 35.96 | 3.8839 | 59.8294 | 0 | 0.52966 | -0.038113 | -0.038113 | 66 | 65.5329 | 66 | -0.0052787 | -0.011699 | -0.0014227 | 0 | 0 | 0 | 0 | -0.00079241 | -0.0080984 | -0.004914 | -0.00011819 | -0.0041735 | -0.0036827 | 0.0020667 | 0.00043418 | 0 | 3.0019 | 0 | 0 | 0 | 0 | 0 | 0 | 0 | 0 | 0 | 0.092716 | 0 | 0 | 0 | 0 | 0.78937 | 0 | 0 | 0
2 | 33 | 6 | 35.06 | 16.7638 | 59.8294 | 0 | 0.62313 | -0.037064 | -0.20026 | 66 | 65.5458 | 68 | -0.0054368 | -0.01205 | -0.0014653 | 0 | 0 | 0 | 0 | -0.00080837 | -0.008341 | -0.005059 | -0.00012173 | -0.0042985 | -0.0029362 | 0.0034529 | 0.00072422 | 0 | 15.7728 | 0 | 0 | 0 | 0 | 0 | 0 | 0 | 0 | 0 | 0.10296 | 0 | 0 | 0 | 0 | 0.88804 | 0 | 0 | 0
2 | 33 | 7 | 35.06 | 4.9009 | 59.8294 | 0 | 4.6734 | -0.040127 | -0.040127 | 68 | 67.5082 | 68 | -0.0057883 | -0.012829 | -0.00156 | 0 | 0 | 0 | 0 | -0.0008707 | -0.0088802 | -0.0053888 | -0.0001296 | -0.0045764 | -0.0044422 | 0.0043383 | 0.00091055 | 0 | 3.1604 | 0 | 0 | 0 | 0 | 0 | 0 | 0 | 0 | 0 | 0.58933 | 0 | 0 | 0 | 0 | 1.1512 | 0 | 0 | 0
2 | 33 | 8 | 33.98 | 4.7252 | 59.8294 | 0 | 4.6734 | -0.03539 | -0.03539 | 68 | 67.5663 | 68 | -0.005978 | -0.013249 | -0.0016112 | 0 | 0 | 0.0011804 | 7.8275e-05 | -0.0008912 | -0.0097506 | -0.0053787 | -0.00013385 | -0.0047264 | -0.0036056 | 0.0086767 | 0.0018211 | 0 | 2.7873 | 0 | 0 | 0 | 0 | 0 | 0 | 0 | 0 | 0 | 0.58933 | 0 | 0 | 0 | 0 | 1.3485 | 0 | 0 | 0
2 | 33 | 9 | 33.98 | 4.0267 | 59.8294 | 0 | 4.0503 | -0.027054 | -0.027054 | 68 | 67.6684 | 68 | -0.005978 | -0.013249 | -0.0016112 | 0 | 0 | 0.0090517 | 0.0017615 | -0.00090514 | -0.0071123 | -0.0036941 | -0.00013385 | -0.0047264 | -0.0055195 | 0.0050623 | 0.0010617 | 0 | 2.1308 | 0 | 0 | 0 | 0 | 0 | 0 | 0 | 0 | 0 | 0.5145 | 0 | 0 | 0 | 0 | 1.3814 | 0 | 0 | 0
2 | 33 | 10 | 35.96 | 2.7217 | 59.8294 | 0 | 4.0503 | -0.010067 | -0.010067 | 68 | 67.8766 | 68 | -0.0056301 | -0.012478 | -0.0015174 | 0 | 0 | 0.019692 | 0.0034069 | -0.00085397 | -0.0030463 | -0.0026865 | -0.00012606 | -0.0044514 | -0.0054738 | 0.0030973 | 0.00065039 | 0 | 0.79293 | 0 | 0 | 0 | 0 | 0 | 0 | 0 | 0 | 0 | 0.5145 | 0 | 0 | 0 | 0 | 1.4143 | 0 | 0 | 0
2 | 33 | 11 | 37.94 | 1.9616 | 59.8294 | 0 | 4.0503 | 0.0052902 | 0 | 68 | 68.0648 | 68.0648 | -0.0052822 | -0.011707 | -0.0014236 | 0 | 0 | 0.024327 | 0.0050117 | -0.00078816 | 0.0009242 | -0.0019887 | -0.00011827 | -0.0041763 | -0.0032365 | 0.0030973 | 0.00065039 | 0 | 0 | 0 | 0 | 0 | 0 | 0 | 0 | 0 | 0 | 0 | 0.51447 | 0 | 0 | 0 | 0 | 1.4472 | 0 | 0 | 0
2 | 33 | 12 | 42.08 | 1.8194 | 59.8294 | 0 | 2.8664 | 0.014933 | 0 | 68.0648 | 68.2478 | 68.2478 | -0.0045661 | -0.01012 | -0.0012306 | 0 | 0 | 0.026208 | 0.0059885 | -0.00068726 | 0.0035479 | -0.0020268 | -0.00010224 | -0.0036101 | -0.0034662 | 0.0041315 | 0.0008666 | 0 | 0 | 0 | 0 | 0 | 0 | 0 | 0 | 0 | 0 | 0 | 0.37221 | 0 | 0 | 0 | 0 | 1.4472 | 0 | 0 | 0
2 | 33 | 13 | 44.96 | 1.7864 | 59.8294 | 0 | 2.8664 | 0.017807 | 0 | 68.2478 | 68.4661 | 68.4661 | -0.0040922 | -0.0090696 | -0.0011029 | 0 | 0 | 0.026067 | 0.006053 | -0.00061458 | 0.0047852 | -0.001828 | -9.1624e-05 | -0.0032354 | -0.0028114 | 0.0030973 | 0.00065039 | 0 | 0 | 0 | 0 | 0 | 0 | 0 | 0 | 0 | 0 | 0 | 0.37211 | 0 | 0 | 0 | 0 | 1.4143 | 0 | 0 | 0
2 | 33 | 14 | 46.94 | 1.686 | 59.8294 | 0 | 2.3056 | 0.017136 | 0 | 68.4661 | 68.6761 | 68.6761 | -0.0037826 | -0.0083835 | -0.0010195 | 0 | 0 | 0.024336 | 0.0054956 | -0.00056821 | 0.0045962 | -0.001046 | -8.4693e-05 | -0.0029906 | -0.0025414 | 0.0025838 | 0.00054141 | 0 | 0 | 0 | 0 | 0 | 0 | 0 | 0 | 0 | 0 | 0 | 0.30466 | 0 | 0 | 0 | 0 | 1.3814 | 0 | 0 | 0
2 | 33 | 15 | 50 | 1.6531 | 59.8294 | 0 | 2.3056 | 0.016422 | 0 | 68.6761 | 68.8773 | 68.8773 | -0.0032818 | -0.0072735 | -0.0008845 | 0 | 0 | 0.02203 | 0.0044383 | -0.0004927 | 0.0037939 | -0.00036571 | -7.348e-05 | -0.0025947 | -0.0021233 | 0.0026854 | 0.00056426 | 0 | 0 | 0 | 0 | 0 | 0 | 0 | 0 | 0 | 0 | 0 | 0.30456 | 0 | 0 | 0 | 0 | 1.3485 | 0 | 0 | 0
2 | 33 | 16 | 51.08 | 1.7188 | 59.8294 | 0 | 2.3056 | 0.0082947 | 0 | 68.8773 | 68.979 | 68.979 | -0.0031274 | -0.0069313 | -0.00084288 | 0 | 0 | 0.017418 | 0.0027144 | -0.00046641 | 0.00094595 | -0.00056713 | -7.0022e-05 | -0.0024726 | -0.0015557 | 0.0026854 | 0.00056426 | 0 | 0 | 0 | 0 | 0 | 0 | 0 | 0 | 0 | 0 | 0 | 0.30451 | 0 | 0 | 0 | 0 | 1.4143 | 0 | 0 | 0
2 | 33 | 17 | 50 | 1.982 | 59.8294 | 0 | 2.3056 | -0.0090699 | 0 | 68.979 | 68.8678 | 68.8678 | -0.003335 | -0.0073915 | -0.00089884 | 0 | 0 | 0.0073267 | 0.0010108 | -0.00049914 | -0.0030851 | -0.0015669 | -7.4671e-05 | -0.0026368 | -0.001846 | 0.0039265 | 0.00082442 | 0 | 0 | 0 | 0 | 0 | 0 | 0 | 0 | 0 | 0 | 0 | 0.30456 | 0 | 0 | 0 | 0 | 1.6774 | 0 | 0 | 0
2 | 33 | 18 | 48.02 | 2.6042 | 59.8294 | 0 | 3.9257 | -0.021987 | 0 | 68.8678 | 68.5984 | 68.5984 | -0.0036634 | -0.0081193 | -0.00098735 | 0 | 0 | 0.0025173 | 0.00014778 | -0.00054447 | -0.0074304 | -0.0035505 | -8.2024e-05 | -0.0028964 | -0.0016134 | 0.0042349 | 0.00088946 | 0 | 0 | 0 | 0 | 0 | 0 | 0 | 0 | 0 | 0 | 0 | 0.49925 | 0 | 0 | 0 | 0 | 2.105 | 0 | 0 | 0
2 | 33 | 19 | 42.98 | 2.5715 | 59.8294 | 0 | 3.9257 | -0.028372 | 0 | 68.5984 | 68.2507 | 68.2507 | -0.0045017 | -0.0099773 | -0.0012133 | 0 | 0 | 0 | 0 | -0.00066654 | -0.0069064 | -0.004188 | -0.00010079 | -0.0035592 | -0.0018036 | 0.0045452 | 0.0009545 | 0 | 0 | 0 | 0 | 0 | 0 | 0 | 0 | 0 | 0 | 0 | 0.49942 | 0 | 0 | 0 | 0 | 2.0721 | 0 | 0 | 0
2 | 33 | 20 | 42.98 | 2.801 | 59.8294 | 0 | 3.9257 | -0.025037 | -0.0045829 | 68.2507 | 67.9438 | 68 | -0.0044406 | -0.0098418 | -0.0011968 | 0 | 0 | 0 | 0 | -0.00065016 | -0.0068126 | -0.0041292 | -9.9426e-05 | -0.0035109 | -0.0014823 | 0.0071272 | 0.0014959 | 0 | 0.36096 | 0 | 0 | 0 | 0 | 0 | 0 | 0 | 0 | 0 | 0.49954 | 0 | 0 | 0 | 0 | 1.9405 | 0 | 0 | 0
2 | 33 | 21 | 39.92 | 4.6074 | 59.8294 | 0 | 3.9257 | -0.028771 | -0.028771 | 68 | 67.6474 | 68 | -0.0049343 | -0.010936 | -0.0013299 | 0 | 0 | 0 | 0 | -0.0007258 | -0.00757 | -0.0045892 | -0.00011048 | -0.0039012 | -0.0018009 | 0.0071272 | 0.0014959 | 0 | 2.266 | 0 | 0 | 0 | 0 | 0 | 0 | 0 | 0 | 0 | 0.49954 | 0 | 0 | 0 | 0 | 1.8419 | 0 | 0 | 0
2 | 33 | 22 | 37.94 | 4.6281 | 59.8294 | 0 | 3.1779 | -0.031426 | -0.031426 | 68 | 67.6149 | 68 | -0.0052822 | -0.011707 | -0.0014236 | 0 | 0 | 0 | 0 | -0.00078105 | -0.0081038 | -0.0049139 | -0.00011827 | -0.0041763 | -0.0023606 | 0.0074411 | 0.0015609 | 0 | 2.4751 | 0 | 0 | 0 | 0 | 0 | 0 | 0 | 0 | 0 | 0.40975 | 0 | 0 | 0 | 0 | 1.7432 | 0 | 0 | 0
2 | 33 | 23 | 39.02 | 1.89 | 59.8294 | 0 | 3.1779 | -0.029652 | 0 | 68 | 67.6366 | 67.6366 | -0.0050924 | -0.011286 | -0.0013725 | 0 | 0 | 0 | 0 | -0.00074521 | -0.0078126 | -0.0047351 | -0.00011402 | -0.0040262 | -0.0019086 | 0.0074411 | 0.0015609 | 0 | 0 | 0 | 0 | 0 | 0 | 0 | 0 | 0 | 0 | 0 | 0.40992 | 0 | 0 | 0 | 0 | 1.4801 | 0 | 0 | 0
2 | 33 | 24 | 35.06 | 1.3091 | 59.8294 | 0 | 0.52966 | -0.035209 | 0 | 67.6366 | 67.2051 | 67.2051 | -0.0057244 | -0.012687 | -0.0015428 | 0 | 0 | 0 | 0 | -0.00084355 | -0.0087822 | -0.0053245 | -0.00012817 | -0.0045259 | -0.0023653 | 0.0067153 | 0.0014098 | 0 | 0 | 0 | 0 | 0 | 0 | 0 | 0 | 0 | 0 | 0 | 0.092123 | 0 | 0 | 0 | 0 | 1.2169 | 0 | 0 | 0
2 | 34 | 1 | 32 | 1.0133 | 59.8585 | 0 | 0.52957 | -0.043532 | 0 | 67.2051 | 66.6716 | 66.6716 | -0.0061863 | -0.013711 | -0.0016673 | 0 | 0 | 0 | 0 | -0.00091299 | -0.0094908 | -0.0057545 | -0.00013851 | -0.0048911 | -0.0028462 | 0.0020667 | 0.00043418 | 0 | 0 | 0 | 0 | 0 | 0 | 0 | 0 | 0 | 0 | 0 | 0.092346 | 0 | 0 | 0 | 0 | 0.92093 | 0 | 0 | 0
2 | 34 | 2 | 33.08 | 0.94774 | 59.8585 | 0 | 0.52957 | -0.04122 | 0 | 66.6716 | 66.1665 | 66.1665 | -0.0059028 | -0.013082 | -0.0015909 | 0 | 0 | 0 | 0 | -0.00086515 | -0.0090559 | -0.005489 | -0.00013216 | -0.0046669 | -0.0025017 | 0.0020667 | 0.00043418 | 0 | 0 | 0 | 0 | 0 | 0 | 0 | 0 | 0 | 0 | 0 | 0.092595 | 0 | 0 | 0 | 0 | 0.85515 | 0 | 0 | 0
2 | 34 | 3 | 35.96 | 2.7329 | 59.8585 | 0 | 0.52957 | -0.036665 | -0.023082 | 66.1665 | 65.7171 | 66 | -0.0053079 | -0.011764 | -0.0014306 | 0 | 0 | 0 | 0 | -0.00077539 | -0.0081433 | -0.0049351 | -0.00011885 | -0.0041966 | -0.0020596 | 0.0020667 | 0.00043418 | 0 | 1.8179 | 0 | 0 | 0 | 0 | 0 | 0 | 0 | 0 | 0 | 0.092677 | 0 | 0 | 0 | 0 | 0.82226 | 0 | 0 | 0
2 | 34 | 4 | 33.08 | 4.0669 | 59.8585 | 0 | 0.52957 | -0.040437 | -0.040437 | 66 | 65.5044 | 66 | -0.0057848 | -0.012821 | -0.0015591 | 0 | 0 | 0 | 0 | -0.00085343 | -0.0088748 | -0.0053809 | -0.00012952 | -0.0045736 | -0.0025265 | 0.0020667 | 0.00043418 | 0 | 3.1849 | 0 | 0 | 0 | 0 | 0 | 0 | 0 | 0 | 0 | 0.092677 | 0 | 0 | 0 | 0 | 0.78937 | 0 | 0 | 0
2 | 34 | 5 | 33.08 | 4.0573 | 59.8585 | 0 | 0.52957 | -0.040315 | -0.040315 | 66 | 65.5059 | 66 | -0.0057848 | -0.012821 | -0.0015591 | 0 | 0 | 0 | 0 | -0.00084874 | -0.0088748 | -0.0053795 | -0.00012952 | -0.0045736 | -0.0024111 | 0.0020667 | 0.00043418 | 0 | 3.1753 | 0 | 0 | 0 | 0 | 0 | 0 | 0 | 0 | 0 | 0.092677 | 0 | 0 | 0 | 0 | 0.78937 | 0 | 0 | 0
2 | 34 | 6 | 32 | 17.0782 | 59.8585 | 0 | 0.62302 | -0.041057 | -0.20425 | 66 | 65.4968 | 68 | -0.0059745 | -0.013242 | -0.0016102 | 0 | 0 | 0 | 0 | -0.00088713 | -0.009166 | -0.005559 | -0.00013377 | -0.0047237 | -0.0032138 | 0.0034529 | 0.00072422 | 0 | 16.0873 | 0 | 0 | 0 | 0 | 0 | 0 | 0 | 0 | 0 | 0.10291 | 0 | 0 | 0 | 0 | 0.88804 | 0 | 0 | 0
2 | 34 | 7 | 30.02 | 5.2874 | 59.8585 | 0 | 4.6726 | -0.045038 | -0.045038 | 68 | 67.448 | 68 | -0.0066739 | -0.014792 | -0.0017987 | 0 | 0 | 0 | 0 | -0.00098387 | -0.010239 | -0.0062077 | -0.00014943 | -0.0052766 | -0.0032558 | 0.0043383 | 0.00091055 | 0 | 3.5473 | 0 | 0 | 0 | 0 | 0 | 0 | 0 | 0 | 0 | 0.58898 | 0 | 0 | 0 | 0 | 1.1512 | 0 | 0 | 0
2 | 34 | 8 | 30.02 | 5.259 | 59.8585 | 0 | 4.6726 | -0.042172 | -0.042172 | 68 | 67.4832 | 68 | -0.0066739 | -0.014792 | -0.0017987 | 0 | 0 | 0.00097473 | 6.8837e-05 | -0.00098273 | -0.01207 | -0.006893 | -0.00014943 | -0.0052766 | -0.0032558 | 0.0086767 | 0.0018211 | 0 | 3.3215 | 0 | 0 | 0 | 0 | 0 | 0 | 0 | 0 | 0 | 0.58898 | 0 | 0 | 0 | 0 | 1.3485 | 0 | 0 | 0
2 | 34 | 9 | 33.98 | 3.8081 | 59.8585 | 0 | 4.0496 | -0.024282 | -0.024282 | 68 | 67.7024 | 68 | -0.005978 | -0.013249 | -0.0016112 | 0 | 0 | 0.0087607 | 0.0017652 | -0.00087562 | -0.0068039 | -0.0038133 | -0.00013385 | -0.0047264 | -0.0026784 | 0.0050623 | 0.0010617 | 0 | 1.9125 | 0 | 0 | 0 | 0 | 0 | 0 | 0 | 0 | 0 | 0.5142 | 0 | 0 | 0 | 0 | 1.3814 | 0 | 0 | 0
2 | 34 | 10 | 39.2 | 2.3943 | 59.8585 | 0 | 4.0496 | -0.0059137 | -0.0059137 | 68 | 67.9275 | 68 | -0.0050608 | -0.011216 | -0.001364 | 0 | 0 | 0.017519 | 0.0031977 | -0.00074781 | -0.0023807 | -0.0023763 | -0.00011331 | -0.0040012 | -0.0024669 | 0.0030973 | 0.00065039 | 0 | 0.46577 | 0 | 0 | 0 | 0 | 0 | 0 | 0 | 0 | 0 | 0.5142 | 0 | 0 | 0 | 0 | 1.4143 | 0 | 0 | 0
2 | 34 | 11 | 42.98 | 1.9614 | 59.8585 | 0 | 4.0496 | 0.0014911 | 0 | 68 | 68.0183 | 68.0183 | -0.0043966 | -0.0097442 | -0.0011849 | 0 | 0 | 0.018058 | 0.0039162 | -0.00065337 | 7.4002e-05 | -0.0018192 | -9.8439e-05 | -0.0034761 | -0.0022814 | 0.0030973 | 0.00065039 | 0 | 0 | 0 | 0 | 0 | 0 | 0 | 0 | 0 | 0 | 0 | 0.51419 | 0 | 0 | 0 | 0 | 1.4472 | 0 | 0 | 0
2 | 34 | 12 | 46.04 | 1.8192 | 59.8585 | 0 | 2.8659 | 0.017755 | 0 | 68.0183 | 68.2359 | 68.2359 | -0.0038621 | -0.0085596 | -0.0010409 | 0 | 0 | 0.023174 | 0.0053234 | -0.00057237 | 0.0041538 | -0.00097407 | -8.6472e-05 | -0.0030535 | -0.0017455 | 0.0041315 | 0.0008666 | 0 | 0 | 0 | 0 | 0 | 0 | 0 | 0 | 0 | 0 | 0 | 0.372 | 0 | 0 | 0 | 0 | 1.4472 | 0 | 0 | 0
2 | 34 | 13 | 46.94 | 1.7862 | 59.8585 | 0 | 2.8659 | 0.019442 | 0 | 68.2359 | 68.4741 | 68.4741 | -0.0037421 | -0.0082938 | -0.0010086 | 0 | 0 | 0.023857 | 0.0055515 | -0.00055107 | 0.0051155 | -0.00086721 | -8.3787e-05 | -0.0029587 | -0.0013241 | 0.0030973 | 0.00065039 | 0 | 0 | 0 | 0 | 0 | 0 | 0 | 0 | 0 | 0 | 0 | 0.37189 | 0 | 0 | 0 | 0 | 1.4143 | 0 | 0 | 0
2 | 34 | 14 | 48.92 | 1.6859 | 59.8585 | 0 | 2.3052 | 0.0098076 | 0 | 68.4741 | 68.5943 | 68.5943 | -0.0034361 | -0.0076155 | -0.00092608 | 0 | 0 | 0.017817 | 0.0040609 | -0.00050401 | 0.0020449 | -0.00089464 | -7.6934e-05 | -0.0027167 | -0.0010708 | 0.0025838 | 0.00054141 | 0 | 0 | 0 | 0 | 0 | 0 | 0 | 0 | 0 | 0 | 0 | 0.30453 | 0 | 0 | 0 | 0 | 1.3814 | 0 | 0 | 0
2 | 34 | 15 | 50 | 1.653 | 59.8585 | 0 | 2.3052 | 0.0068595 | 0 | 68.5943 | 68.6784 | 68.6784 | -0.0032674 | -0.0072417 | -0.00088063 | 0 | 0 | 0.015848 | 0.0034758 | -0.00048598 | 0.0012699 | -0.00096352 | -7.3158e-05 | -0.0025833 | -0.0014877 | 0.0026854 | 0.00056426 | 0 | 0 | 0 | 0 | 0 | 0 | 0 | 0 | 0 | 0 | 0 | 0.30449 | 0 | 0 | 0 | 0 | 1.3485 | 0 | 0 | 0
2 | 34 | 16 | 50 | 1.7188 | 59.8585 | 0 | 2.3052 | -0.006091 | 0 | 68.6784 | 68.6037 | 68.6037 | -0.0032822 | -0.0072744 | -0.00088461 | 0 | 0 | 0.0094979 | 0.0020609 | -0.00048838 | -0.0020253 | -0.0022147 | -7.3489e-05 | -0.002595 | -0.0014972 | 0.0026854 | 0.00056426 | 0 | 0 | 0 | 0 | 0 | 0 | 0 | 0 | 0 | 0 | 0 | 0.30452 | 0 | 0 | 0 | 0 | 1.4143 | 0 | 0 | 0
2 | 34 | 17 | 50 | 1.982 | 59.8585 | 0 | 2.3052 | -0.012842 | 0 | 68.6037 | 68.4464 | 68.4464 | -0.0032691 | -0.0072454 | -0.00088107 | 0 | 0 | 0.0051534 | 0.0011049 | -0.00048643 | -0.0040629 | -0.0029355 | -7.3195e-05 | -0.0025846 | -0.0014887 | 0.0039265 | 0.00082442 | 0 | 0 | 0 | 0 | 0 | 0 | 0 | 0 | 0 | 0 | 0 | 0.3046 | 0 | 0 | 0 | 0 | 1.6774 | 0 | 0 | 0
2 | 34 | 18 | 48.92 | 2.6041 | 59.8585 | 0 | 3.925 | -0.020172 | 0 | 68.4464 | 68.1991 | 68.1991 | -0.0034312 | -0.0076047 | -0.00092477 | 0 | 0 | 0.0017147 | 0.00025901 | -0.00050843 | -0.0061901 | -0.0035865 | -7.6825e-05 | -0.0027128 | -0.0013454 | 0.0042349 | 0.00088946 | 0 | 0 | 0 | 0 | 0 | 0 | 0 | 0 | 0 | 0 | 0 | 0.49915 | 0 | 0 | 0 | 0 | 2.105 | 0 | 0 | 0
2 | 34 | 19 | 46.94 | 3.0788 | 59.8585 | 0 | 3.925 | -0.022693 | -0.0064431 | 68.1991 | 67.921 | 68 | -0.0037357 | -0.0082795 | -0.0010068 | 0 | 0 | 0 | 0 | -0.00055276 | -0.0057312 | -0.0034751 | -8.3642e-05 | -0.0029536 | -0.0014196 | 0.0045452 | 0.0009545 | 0 | 0.50747 | 0 | 0 | 0 | 0 | 0 | 0 | 0 | 0 | 0 | 0.49925 | 0 | 0 | 0 | 0 | 2.0721 | 0 | 0 | 0
2 | 34 | 20 | 48.02 | 3.9335 | 59.8585 | 0 | 3.925 | -0.018965 | -0.018965 | 68 | 67.7676 | 68 | -0.0035109 | -0.0077814 | -0.00094625 | 0 | 0 | 0 | 0 | -0.00052381 | -0.0053864 | -0.0032674 | -7.861e-05 | -0.0027758 | -0.0018211 | 0.0071272 | 0.0014959 | 0 | 1.4937 | 0 | 0 | 0 | 0 | 0 | 0 | 0 | 0 | 0 | 0.49925 | 0 | 0 | 0 | 0 | 1.9405 | 0 | 0 | 0
2 | 34 | 21 | 48.02 | 3.8602 | 59.8585 | 0 | 3.925 | -0.019287 | -0.019287 | 68 | 67.7636 | 68 | -0.0035109 | -0.0077814 | -0.00094625 | 0 | 0 | 0 | 0 | -0.00052652 | -0.0053864 | -0.0032682 | -7.861e-05 | -0.0027758 | -0.0021401 | 0.0071272 | 0.0014959 | 0 | 1.5191 | 0 | 0 | 0 | 0 | 0 | 0 | 0 | 0 | 0 | 0.49925 | 0 | 0 | 0 | 0 | 1.8419 | 0 | 0 | 0
2 | 34 | 22 | 46.94 | 3.7624 | 59.8585 | 0 | 3.1774 | -0.020437 | -0.020437 | 68 | 67.7495 | 68 | -0.0037007 | -0.008202 | -0.0009974 | 0 | 0 | 0 | 0 | -0.00055522 | -0.0056775 | -0.0034449 | -8.2859e-05 | -0.0029259 | -0.0022918 | 0.0074411 | 0.0015609 | 0 | 1.6097 | 0 | 0 | 0 | 0 | 0 | 0 | 0 | 0 | 0 | 0.40951 | 0 | 0 | 0 | 0 | 1.7432 | 0 | 0 | 0
2 | 34 | 23 | 48.02 | 1.8897 | 59.8585 | 0 | 3.1774 | -0.019326 | 0 | 68 | 67.7632 | 67.7632 | -0.0035109 | -0.0077814 | -0.00094625 | 0 | 0 | 0 | 0 | -0.00052873 | -0.0053864 | -0.0032688 | -7.861e-05 | -0.0027758 | -0.0024904 | 0.0074411 | 0.0015609 | 0 | 0 | 0 | 0 | 0 | 0 | 0 | 0 | 0 | 0 | 0 | 0.40962 | 0 | 0 | 0 | 0 | 1.4801 | 0 | 0 | 0
2 | 34 | 24 | 46.94 | 1.3089 | 59.8585 | 0 | 0.52957 | -0.021401 | 0 | 67.7632 | 67.5009 | 67.5009 | -0.0036591 | -0.0081097 | -0.00098618 | 0 | 0 | 0 | 0 | -0.00055263 | -0.0056137 | -0.0034072 | -8.1927e-05 | -0.002893 | -0.0028133 | 0.0067153 | 0.0014098 | 0 | 0 | 0 | 0 | 0 | 0 | 0 | 0 | 0 | 0 | 0 | 0.091938 | 0 | 0 | 0 | 0 | 1.2169 | 0 | 0 | 0
2 | 35 | 1 | 46.94 | 1.013 | 59.8916 | 0 | 0.52946 | -0.025885 | 0 | 67.5009 | 67.1836 | 67.1836 | -0.003613 | -0.0080076 | -0.00097376 | 0 | 0 | 0 | 0 | -0.00054666 | -0.0055429 | -0.0033645 | -8.0895e-05 | -0.0028565 | -0.0029659 | 0.0020667 | 0.00043418 | 0 | 0 | 0 | 0 | 0 | 0 | 0 | 0 | 0 | 0 | 0 | 0.092049 | 0 | 0 | 0 | 0 | 0.92093 | 0 | 0 | 0
2 | 35 | 2 | 46.94 | 0.94734 | 59.8916 | 0 | 0.52946 | -0.024704 | 0 | 67.1836 | 66.8809 | 66.8809 | -0.0035572 | -0.007884 | -0.00095874 | 0 | 0 | 0 | 0 | -0.00053343 | -0.0054574 | -0.0033113 | -7.9647e-05 | -0.0028125 | -0.0021768 | 0.0020667 | 0.00043418 | 0 | 0 | 0 | 0 | 0 | 0 | 0 | 0 | 0 | 0 | 0 | 0.092198 | 0 | 0 | 0 | 0 | 0.85515 | 0 | 0 | 0
2 | 35 | 3 | 46.04 | 0.91461 | 59.8916 | 0 | 0.52946 | -0.025694 | 0 | 66.8809 | 66.566 | 66.566 | -0.0036622 | -0.0081166 | -0.00098702 | 0 | 0 | 0 | 0 | -0.00055066 | -0.0056184 | -0.0034094 | -8.1997e-05 | -0.0028954 | -0.0024388 | 0.0020667 | 0.00043418 | 0 | 0 | 0 | 0 | 0 | 0 | 0 | 0 | 0 | 0 | 0 | 0.092353 | 0 | 0 | 0 | 0 | 0.82226 | 0 | 0 | 0
2 | 35 | 4 | 46.04 | 0.88187 | 59.8916 | 0 | 0.52946 | -0.02564 | 0 | 66.566 | 66.2518 | 66.2518 | -0.0036069 | -0.007994 | -0.00097211 | 0 | 0 | 0 | 0 | -0.00054458 | -0.0055335 | -0.0033585 | -8.0758e-05 | -0.0028517 | -0.0027645 | 0.0020667 | 0.00043418 | 0 | 0 | 0 | 0 | 0 | 0 | 0 | 0 | 0 | 0 | 0 | 0.092508 | 0 | 0 | 0 | 0 | 0.78937 | 0 | 0 | 0
2 | 35 | 5 | 46.04 | 1.2644 | 59.8916 | 0 | 0.52946 | -0.025401 | -0.0048555 | 66.2518 | 65.9405 | 66 | -0.0035516 | -0.0078716 | -0.00095723 | 0 | 0 | 0 | 0 | -0.00053737 | -0.0054488 | -0.0033074 | -7.9522e-05 | -0.002808 | -0.0029058 | 0.0020667 | 0.00043418 | 0 | 0.38242 | 0 | 0 | 0 | 0 | 0 | 0 | 0 | 0 | 0 | 0.092632 | 0 | 0 | 0 | 0 | 0.78937 | 0 | 0 | 0
2 | 35 | 6 | 44.96 | 15.8461 | 59.8916 | 0 | 0.6229 | -0.025413 | -0.18861 | 66 | 65.6886 | 68 | -0.0036972 | -0.0081942 | -0.00099645 | 0 | 0 | 0 | 0 | -0.00056094 | -0.0056721 | -0.0034434 | -8.278e-05 | -0.0029231 | -0.0032959 | 0.0034529 | 0.00072422 | 0 | 14.8552 | 0 | 0 | 0 | 0 | 0 | 0 | 0 | 0 | 0 | 0.10286 | 0 | 0 | 0 | 0 | 0.88804 | 0 | 0 | 0
2 | 35 | 7 | 44.06 | 4.0697 | 59.8916 | 0 | 4.6717 | -0.029582 | -0.029582 | 68 | 67.6375 | 68 | -0.0042068 | -0.0093236 | -0.0011338 | 0 | 0 | 0 | 0 | -0.00064319 | -0.0064539 | -0.0039193 | -9.419e-05 | -0.003326 | -0.0048195 | 0.0043383 | 0.00091055 | 0 | 2.3299 | 0 | 0 | 0 | 0 | 0 | 0 | 0 | 0 | 0 | 0.58859 | 0 | 0 | 0 | 0 | 1.1512 | 0 | 0 | 0
2 | 35 | 8 | 42.08 | 4.1675 | 59.8916 | 0 | 4.6717 | -0.028318 | -0.028318 | 68 | 67.653 | 68 | -0.0045547 | -0.010095 | -0.0012276 | 0 | 0 | 3.9641e-05 | 8.8514e-06 | -0.00069398 | -0.0074836 | -0.0045451 | -0.00010198 | -0.0036011 | -0.0047409 | 0.0086767 | 0.0018211 | 0 | 2.2304 | 0 | 0 | 0 | 0 | 0 | 0 | 0 | 0 | 0 | 0.58859 | 0 | 0 | 0 | 0 | 1.3485 | 0 | 0 | 0
2 | 35 | 9 | 42.08 | 4.1123 | 59.8916 | 0 | 4.0488 | -0.028149 | -0.028149 | 68 | 67.655 | 68 | -0.0045547 | -0.010095 | -0.0012276 | 0 | 0 | 0.0013875 | 0.0003098 | -0.00068925 | -0.0065476 | -0.0041634 | -0.00010198 | -0.0036011 | -0.0039281 | 0.0050623 | 0.0010617 | 0 | 2.2171 | 0 | 0 | 0 | 0 | 0 | 0 | 0 | 0 | 0 | 0.51386 | 0 | 0 | 0 | 0 | 1.3814 | 0 | 0 | 0
2 | 35 | 10 | 39.92 | 4.4211 | 59.8916 | 0 | 4.0488 | -0.031652 | -0.031652 | 68 | 67.6121 | 68 | -0.0049343 | -0.010936 | -0.0013299 | 0 | 0 | 0.0024974 | 0.00055764 | -0.00075193 | -0.0064007 | -0.0042303 | -0.00011048 | -0.0039012 | -0.0052093 | 0.0030973 | 0.00065039 | 0 | 2.4929 | 0 | 0 | 0 | 0 | 0 | 0 | 0 | 0 | 0 | 0.51386 | 0 | 0 | 0 | 0 | 1.4143 | 0 | 0 | 0
2 | 35 | 11 | 39.02 | 4.2761 | 59.8916 | 0 | 4.0488 | -0.029394 | -0.029394 | 68 | 67.6398 | 68 | -0.0050924 | -0.011286 | -0.0013725 | 0 | 0 | 0.0033299 | 0.00074352 | -0.00076424 | -0.0061896 | -0.0042122 | -0.00011402 | -0.0040262 | -0.0035068 | 0.0030973 | 0.00065039 | 0 | 2.3151 | 0 | 0 | 0 | 0 | 0 | 0 | 0 | 0 | 0 | 0.51386 | 0 | 0 | 0 | 0 | 1.4472 | 0 | 0 | 0
2 | 35 | 12 | 39.92 | 3.7853 | 59.8916 | 0 | 2.8653 | -0.024965 | -0.024965 | 68 | 67.694 | 68 | -0.0049343 | -0.010936 | -0.0013299 | 0 | 0 | 0.004202 | 0.00093825 | -0.00073662 | -0.0054652 | -0.0038887 | -0.00011048 | -0.0039012 | -0.0029347 | 0.0041315 | 0.0008666 | 0 | 1.9663 | 0 | 0 | 0 | 0 | 0 | 0 | 0 | 0 | 0 | 0.37188 | 0 | 0 | 0 | 0 | 1.4472 | 0 | 0 | 0
2 | 35 | 13 | 39.92 | 3.752 | 59.8916 | 0 | 2.8653 | -0.02496 | -0.02496 | 68 | 67.6941 | 68 | -0.0049343 | -0.010936 | -0.0013299 | 0 | 0 | 0.0043209 | 0.00096481 | -0.00072964 | -0.0053446 | -0.0038287 | -0.00011048 | -0.0039012 | -0.0022279 | 0.0030973 | 0.00065039 | 0 | 1.9659 | 0 | 0 | 0 | 0 | 0 | 0 | 0 | 0 | 0 | 0.37188 | 0 | 0 | 0 | 0 | 1.4143 | 0 | 0 | 0
2 | 35 | 14 | 39.2 | 3.772 | 59.8916 | 0 | 2.3047 | -0.026484 | -0.026484 | 68 | 67.6754 | 68 | -0.0050608 | -0.011216 | -0.001364 | 0 | 0 | 0.004202 | 0.00093825 | -0.00074898 | -0.0054836 | -0.0038981 | -0.00011331 | -0.0040012 | -0.002322 | 0.0025838 | 0.00054141 | 0 | 2.0859 | 0 | 0 | 0 | 0 | 0 | 0 | 0 | 0 | 0 | 0.30462 | 0 | 0 | 0 | 0 | 1.3814 | 0 | 0 | 0
2 | 35 | 15 | 39.92 | 3.7937 | 59.8916 | 0 | 2.3047 | -0.027178 | -0.027178 | 68 | 67.6669 | 68 | -0.0049343 | -0.010936 | -0.0013299 | 0 | 0 | 0.0036074 | 0.00080548 | -0.00073471 | -0.0056842 | -0.0039407 | -0.00011048 | -0.0039012 | -0.0027047 | 0.0026854 | 0.00056426 | 0 | 2.1406 | 0 | 0 | 0 | 0 | 0 | 0 | 0 | 0 | 0 | 0.30462 | 0 | 0 | 0 | 0 | 1.3485 | 0 | 0 | 0
2 | 35 | 16 | 39.02 | 4.0613 | 59.8916 | 0 | 2.3047 | -0.029741 | -0.029741 | 68 | 67.6355 | 68 | -0.0050924 | -0.011286 | -0.0013725 | 0 | 0 | 0.0028145 | 0.00062845 | -0.00075711 | -0.0063367 | -0.0042291 | -0.00011402 | -0.0040262 | -0.0026547 | 0.0026854 | 0.00056426 | 0 | 2.3424 | 0 | 0 | 0 | 0 | 0 | 0 | 0 | 0 | 0 | 0.30462 | 0 | 0 | 0 | 0 | 1.4143 | 0 | 0 | 0
2 | 35 | 17 | 39.02 | 4.4347 | 59.8916 | 0 | 2.3047 | -0.031141 | -0.031141 | 68 | 67.6184 | 68 | -0.0050924 | -0.011286 | -0.0013725 | 0 | 0 | 0.001546 | 0.00034521 | -0.00075855 | -0.0070093 | -0.0044643 | -0.00011402 | -0.0040262 | -0.0028346 | 0.0039265 | 0.00082442 | 0 | 2.4527 | 0 | 0 | 0 | 0 | 0 | 0 | 0 | 0 | 0 | 0.30462 | 0 | 0 | 0 | 0 | 1.6774 | 0 | 0 | 0
2 | 35 | 18 | 37.94 | 5.1936 | 59.8916 | 0 | 3.9242 | -0.03288 | -0.03288 | 68 | 67.5971 | 68 | -0.0052822 | -0.011707 | -0.0014236 | 0 | 0 | 0.0011542 | 0.0002126 | -0.00078549 | -0.0075696 | -0.0046106 | -0.00011827 | -0.0041763 | -0.0028084 | 0.0042349 | 0.00088946 | 0 | 2.5897 | 0 | 0 | 0 | 0 | 0 | 0 | 0 | 0 | 0 | 0.49891 | 0 | 0 | 0 | 0 | 2.105 | 0 | 0 | 0
2 | 35 | 19 | 37.94 | 5.3247 | 59.8916 | 0 | 3.9242 | -0.034962 | -0.034962 | 68 | 67.5715 | 68 | -0.0052822 | -0.011707 | -0.0014236 | 0 | 0 | 0 | 0 | -0.0007869 | -0.0081038 | -0.0049157 | -0.00011827 | -0.0041763 | -0.0029935 | 0.0045452 | 0.0009545 | 0 | 2.7537 | 0 | 0 | 0 | 0 | 0 | 0 | 0 | 0 | 0 | 0.49891 | 0 | 0 | 0 | 0 | 2.0721 | 0 | 0 | 0
2 | 35 | 20 | 37.04 | 5.0865 | 59.8916 | 0 | 3.9242 | -0.033609 | -0.033609 | 68 | 67.5881 | 68 | -0.0054403 | -0.012058 | -0.0014663 | 0 | 0 | 0 | 0 | -0.00081087 | -0.0083464 | -0.0050628 | -0.00012181 | -0.0043013 | -0.0031287 | 0.0071272 | 0.0014959 | 0 | 2.6471 | 0 | 0 | 0 | 0 | 0 | 0 | 0 | 0 | 0 | 0.49891 | 0 | 0 | 0 | 0 | 1.9405 | 0 | 0 | 0
2 | 35 | 21 | 37.04 | 5.0076 | 59.8916 | 0 | 3.9242 | -0.03386 | -0.03386 | 68 | 67.585 | 68 | -0.0054403 | -0.012058 | -0.0014663 | 0 | 0 | 0 | 0 | -0.00081278 | -0.0083464 | -0.0050634 | -0.00012181 | -0.0043013 | -0.0033774 | 0.0071272 | 0.0014959 | 0 | 2.6669 | 0 | 0 | 0 | 0 | 0 | 0 | 0 | 0 | 0 | 0.49891 | 0 | 0 | 0 | 0 | 1.8419 | 0 | 0 | 0
2 | 35 | 22 | 37.04 | 4.7459 | 59.8916 | 0 | 3.1768 | -0.032928 | -0.032928 | 68 | 67.5965 | 68 | -0.0054403 | -0.012058 | -0.0014663 | 0 | 0 | 0 | 0 | -0.00080666 | -0.0083464 | -0.0050617 | -0.00012181 | -0.0043013 | -0.0027672 | 0.0074411 | 0.0015609 | 0 | 2.5935 | 0 | 0 | 0 | 0 | 0 | 0 | 0 | 0 | 0 | 0.40924 | 0 | 0 | 0 | 0 | 1.7432 | 0 | 0 | 0
2 | 35 | 23 | 37.94 | 1.8895 | 59.8916 | 0 | 3.1768 | -0.031878 | 0 | 68 | 67.6093 | 67.6093 | -0.0052822 | -0.011707 | -0.0014236 | 0 | 0 | 0 | 0 | -0.00078469 | -0.0081038 | -0.0049149 | -0.00011827 | -0.0041763 | -0.0028084 | 0.0074411 | 0.0015609 | 0 | 0 | 0 | 0 | 0 | 0 | 0 | 0 | 0 | 0 | 0 | 0.40943 | 0 | 0 | 0 | 0 | 1.4801 | 0 | 0 | 0
2 | 35 | 24 | 37.94 | 1.309 | 59.8916 | 0 | 0.52946 | -0.03141 | 0 | 67.6093 | 67.2244 | 67.2244 | -0.0052135 | -0.011555 | -0.0014051 | 0 | 0 | 0 | 0 | -0.00076622 | -0.0079985 | -0.0048487 | -0.00011673 | -0.004122 | -0.0020999 | 0.0067153 | 0.0014098 | 0 | 0 | 0 | 0 | 0 | 0 | 0 | 0 | 0 | 0 | 0 | 0.092029 | 0 | 0 | 0 | 0 | 1.2169 | 0 | 0 | 0
2 | 36 | 1 | 37.94 | 1.0131 | 59.9288 | 0 | 0.52934 | -0.035544 | 0 | 67.2244 | 66.7888 | 66.7888 | -0.0051459 | -0.011405 | -0.0013869 | 0 | 0 | 0 | 0 | -0.0007565 | -0.0078947 | -0.0047859 | -0.00011522 | -0.0040685 | -0.0020516 | 0.0020667 | 0.00043418 | 0 | 0 | 0 | 0 | 0 | 0 | 0 | 0 | 0 | 0 | 0 | 0.092193 | 0 | 0 | 0 | 0 | 0.92093 | 0 | 0 | 0
2 | 36 | 2 | 37.94 | 0.94756 | 59.9288 | 0 | 0.52934 | -0.035791 | 0 | 66.7888 | 66.3502 | 66.3502 | -0.0050694 | -0.011235 | -0.0013663 | 0 | 0 | 0 | 0 | -0.00075528 | -0.0077773 | -0.0047175 | -0.0001135 | -0.004008 | -0.0028155 | 0.0020667 | 0.00043418 | 0 | 0 | 0 | 0 | 0 | 0 | 0 | 0 | 0 | 0 | 0 | 0.092409 | 0 | 0 | 0 | 0 | 0.85515 | 0 | 0 | 0
2 | 36 | 3 | 37.94 | 1.4549 | 59.9288 | 0 | 0.52934 | -0.03543 | -0.0068569 | 66.3502 | 65.916 | 66 | -0.0049923 | -0.011065 | -0.0013455 | 0 | 0 | 0 | 0 | -0.00074571 | -0.007659 | -0.0046463 | -0.00011178 | -0.0039471 | -0.0029842 | 0.0020667 | 0.00043418 | 0 | 0.54006 | 0 | 0 | 0 | 0 | 0 | 0 | 0 | 0 | 0 | 0.092581 | 0 | 0 | 0 | 0 | 0.82226 | 0 | 0 | 0
2 | 36 | 4 | 39.02 | 3.4308 | 59.9288 | 0 | 0.52934 | -0.032362 | -0.032362 | 66 | 65.6034 | 66 | -0.004741 | -0.010508 | -0.0012778 | 0 | 0 | 0 | 0 | -0.00069308 | -0.0072735 | -0.0044082 | -0.00010615 | -0.0037484 | -0.001673 | 0.0020667 | 0.00043418 | 0 | 2.5489 | 0 | 0 | 0 | 0 | 0 | 0 | 0 | 0 | 0 | 0.092581 | 0 | 0 | 0 | 0 | 0.78937 | 0 | 0 | 0
2 | 36 | 5 | 39.02 | 3.439 | 59.9288 | 0 | 0.52934 | -0.032466 | -0.032466 | 66 | 65.6021 | 66 | -0.004741 | -0.010508 | -0.0012778 | 0 | 0 | 0 | 0 | -0.00069667 | -0.0072735 | -0.0044092 | -0.00010615 | -0.0037484 | -0.0017728 | 0.0020667 | 0.00043418 | 0 | 2.5571 | 0 | 0 | 0 | 0 | 0 | 0 | 0 | 0 | 0 | 0.092581 | 0 | 0 | 0 | 0 | 0.78937 | 0 | 0 | 0
2 | 36 | 6 | 39.02 | 16.2923 | 59.9288 | 0 | 0.62276 | -0.03108 | -0.19428 | 66 | 65.6191 | 68 | -0.004741 | -0.010508 | -0.0012778 | 0 | 0 | 0 | 0 | -0.00069655 | -0.0072735 | -0.0044092 | -0.00010615 | -0.0037484 | -0.0017728 | 0.0034529 | 0.00072422 | 0 | 15.3015 | 0 | 0 | 0 | 0 | 0 | 0 | 0 | 0 | 0 | 0.1028 | 0 | 0 | 0 | 0 | 0.88804 | 0 | 0 | 0
2 | 36 | 7 | 39.02 | 4.3442 | 59.9288 | 0 | 4.6707 | -0.033074 | -0.033074 | 68 | 67.5947 | 68 | -0.0050924 | -0.011286 | -0.0013725 | 0 | 0 | 0 | 0 | -0.00075147 | -0.0078126 | -0.0047369 | -0.00011402 | -0.0040262 | -0.0022194 | 0.0043383 | 0.00091055 | 0 | 2.6049 | 0 | 0 | 0 | 0 | 0 | 0 | 0 | 0 | 0 | 0.58814 | 0 | 0 | 0 | 0 | 1.1512 | 0 | 0 | 0
2 | 36 | 8 | 39.02 | 4.0254 | 59.9288 | 0 | 4.6707 | -0.02652 | -0.02652 | 68 | 67.675 | 68 | -0.0050924 | -0.011286 | -0.0013725 | 0 | 0 | 0.0013697 | 9.5604e-05 | -0.00075165 | -0.0077244 | -0.0040749 | -0.00011402 | -0.0040262 | -0.0022194 | 0.0086767 | 0.0018211 | 0 | 2.0888 | 0 | 0 | 0 | 0 | 0 | 0 | 0 | 0 | 0 | 0.58814 | 0 | 0 | 0 | 0 | 1.3485 | 0 | 0 | 0
2 | 36 | 9 | 39.92 | 2.873 | 59.9288 | 0 | 4.0479 | -0.012418 | -0.012418 | 68 | 67.8478 | 68 | -0.0049343 | -0.010936 | -0.0013299 | 0 | 0 | 0.0094038 | 0.0018979 | -0.00072935 | -0.0032215 | -0.0013917 | -0.00011048 | -0.0039012 | -0.0022279 | 0.0050623 | 0.0010617 | 0 | 0.97809 | 0 | 0 | 0 | 0 | 0 | 0 | 0 | 0 | 0 | 0.51347 | 0 | 0 | 0 | 0 | 1.3814 | 0 | 0 | 0
2 | 36 | 10 | 39.92 | 1.9277 | 59.9288 | 0 | 4.0479 | 0.0062639 | 0 | 68 | 68.0768 | 68.0768 | -0.0049343 | -0.010936 | -0.0013299 | 0 | 0 | 0.022047 | 0.0038466 | -0.00072499 | 0.00083877 | -0.00037602 | -0.00011048 | -0.0039012 | -0.0019037 | 0.0030973 | 0.00065039 | 0 | 0 | 0 | 0 | 0 | 0 | 0 | 0 | 0 | 0 | 0 | 0.51344 | 0 | 0 | 0 | 0 | 1.4143 | 0 | 0 | 0
2 | 36 | 11 | 42.08 | 1.9605 | 59.9288 | 0 | 4.0479 | 0.017623 | 0 | 68.0768 | 68.2927 | 68.2927 | -0.0045682 | -0.010125 | -0.0012312 | 0 | 0 | 0.025705 | 0.0054367 | -0.00067106 | 0.0047014 | 9.2399e-05 | -0.00010228 | -0.0036118 | -0.0017507 | 0.0030973 | 0.00065039 | 0 | 0 | 0 | 0 | 0 | 0 | 0 | 0 | 0 | 0 | 0 | 0.51333 | 0 | 0 | 0 | 0 | 1.4472 | 0 | 0 | 0
2 | 36 | 12 | 42.98 | 1.8185 | 59.9288 | 0 | 2.8647 | 0.023184 | 0 | 68.2927 | 68.5769 | 68.5769 | -0.004448 | -0.0098582 | -0.0011988 | 0 | 0 | 0.026879 | 0.0063203 | -0.00065885 | 0.0069584 | -0.00017979 | -9.9591e-05 | -0.0035167 | -0.0020125 | 0.0041315 | 0.0008666 | 0 | 0 | 0 | 0 | 0 | 0 | 0 | 0 | 0 | 0 | 0 | 0.37132 | 0 | 0 | 0 | 0 | 1.4472 | 0 | 0 | 0
2 | 36 | 13 | 44.06 | 1.7855 | 59.9288 | 0 | 2.8647 | 0.024347 | 0 | 68.5769 | 68.8752 | 68.8752 | -0.0043081 | -0.0095483 | -0.0011611 | 0 | 0 | 0.027358 | 0.0065481 | -0.00063949 | 0.0081249 | -0.00021445 | -9.646e-05 | -0.0034062 | -0.0020573 | 0.0030973 | 0.00065039 | 0 | 0 | 0 | 0 | 0 | 0 | 0 | 0 | 0 | 0 | 0 | 0.37118 | 0 | 0 | 0 | 0 | 1.4143 | 0 | 0 | 0
2 | 36 | 14 | 44.96 | 1.6852 | 59.9288 | 0 | 2.3042 | 0.022803 | 0 | 68.8752 | 69.1547 | 69.1547 | -0.0042024 | -0.009314 | -0.0011326 | 0 | 0 | 0.025728 | 0.0059953 | -0.00061912 | 0.0077657 | 0.00048027 | -9.4093e-05 | -0.0033226 | -0.0016071 | 0.0025838 | 0.00054141 | 0 | 0 | 0 | 0 | 0 | 0 | 0 | 0 | 0 | 0 | 0 | 0.30384 | 0 | 0 | 0 | 0 | 1.3814 | 0 | 0 | 0
2 | 36 | 15 | 44.96 | 1.6522 | 59.9288 | 0 | 2.3042 | 0.016533 | 0 | 69.1547 | 69.3573 | 69.3573 | -0.0042515 | -0.0094228 | -0.0011459 | 0 | 0 | 0.02278 | 0.004751 | -0.00062999 | 0.0058663 | 0.00066782 | -9.5192e-05 | -0.0033614 | -0.001875 | 0.0026854 | 0.00056426 | 0 | 0 | 0 | 0 | 0 | 0 | 0 | 0 | 0 | 0 | 0 | 0.30374 | 0 | 0 | 0 | 0 | 1.3485 | 0 | 0 | 0
2 | 36 | 16 | 44.96 | 1.718 | 59.9288 | 0 | 2.3042 | 0.0072881 | 0 | 69.3573 | 69.4466 | 69.4466 | -0.0042871 | -0.0095017 | -0.0011555 | 0 | 0 | 0.018549 | 0.0029756 | -0.00063369 | 0.0028921 | 0.00045833 | -9.5989e-05 | -0.0033895 | -0.0017725 | 0.0026854 | 0.00056426 | 0 | 0 | 0 | 0 | 0 | 0 | 0 | 0 | 0 | 0 | 0 | 0.3037 | 0 | 0 | 0 | 0 | 1.4143 | 0 | 0 | 0
2 | 36 | 17 | 44.96 | 1.9812 | 59.9288 | 0 | 2.3042 | -0.0096288 | 0 | 69.4466 | 69.3286 | 69.3286 | -0.0043028 | -0.0095365 | -0.0011597 | 0 | 0 | 0.0076998 | 0.0010948 | -0.00063458 | -0.0011535 | -0.00039252 | -9.6341e-05 | -0.003402 | -0.0016719 | 0.0039265 | 0.00082442 | 0 | 0 | 0 | 0 | 0 | 0 | 0 | 0 | 0 | 0 | 0 | 0.30375 | 0 | 0 | 0 | 0 | 1.6774 | 0 | 0 | 0
2 | 36 | 18 | 44.96 | 2.603 | 59.9288 | 0 | 3.9234 | -0.021669 | 0 | 69.3286 | 69.0631 | 69.0631 | -0.0042821 | -0.0094905 | -0.0011541 | 0 | 0 | 0.0026875 | 0.0001402 | -0.00063609 | -0.005374 | -0.0022752 | -9.5877e-05 | -0.0033856 | -0.0020385 | 0.0042349 | 0.00088946 | 0 | 0 | 0 | 0 | 0 | 0 | 0 | 0 | 0 | 0 | 0 | 0.49803 | 0 | 0 | 0 | 0 | 2.105 | 0 | 0 | 0
2 | 36 | 19 | 44.96 | 2.5703 | 59.9288 | 0 | 3.9234 | -0.02626 | 0 | 69.0631 | 68.7412 | 68.7412 | -0.0042354 | -0.0093871 | -0.0011415 | 0 | 0 | 0 | 0 | -0.00062317 | -0.0064979 | -0.0039404 | -9.4832e-05 | -0.0033487 | -0.001536 | 0.0045452 | 0.0009545 | 0 | 0 | 0 | 0 | 0 | 0 | 0 | 0 | 0 | 0 | 0 | 0.49818 | 0 | 0 | 0 | 0 | 2.0721 | 0 | 0 | 0
2 | 36 | 20 | 44.06 | 2.4389 | 59.9288 | 0 | 3.9234 | -0.024784 | 0 | 68.7412 | 68.4375 | 68.4375 | -0.004337 | -0.0096123 | -0.0011689 | 0 | 0 | 0 | 0 | -0.00064313 | -0.0066537 | -0.0040352 | -9.7106e-05 | -0.003429 | -0.0019344 | 0.0071272 | 0.0014959 | 0 | 0 | 0 | 0 | 0 | 0 | 0 | 0 | 0 | 0 | 0 | 0.49833 | 0 | 0 | 0 | 0 | 1.9405 | 0 | 0 | 0
2 | 36 | 21 | 44.06 | 2.3403 | 59.9288 | 0 | 3.9234 | -0.02468 | 0 | 68.4375 | 68.1351 | 68.1351 | -0.0042837 | -0.009494 | -0.0011545 | 0 | 0 | 0 | 0 | -0.00063783 | -0.0065719 | -0.0039862 | -9.5912e-05 | -0.0033868 | -0.0021962 | 0.0071272 | 0.0014959 | 0 | 0 | 0 | 0 | 0 | 0 | 0 | 0 | 0 | 0 | 0 | 0.49848 | 0 | 0 | 0 | 0 | 1.8419 | 0 | 0 | 0
2 | 36 | 22 | 42.98 | 3.3175 | 59.9288 | 0 | 3.1761 | -0.025817 | -0.014797 | 68.1351 | 67.8187 | 68 | -0.0044203 | -0.0097968 | -0.0011913 | 0 | 0 | 0 | 0 | -0.00066192 | -0.0067815 | -0.0041144 | -9.8971e-05 | -0.0034948 | -0.0026983 | 0.0074411 | 0.0015609 | 0 | 1.1654 | 0 | 0 | 0 | 0 | 0 | 0 | 0 | 0 | 0 | 0.40894 | 0 | 0 | 0 | 0 | 1.7432 | 0 | 0 | 0
2 | 36 | 23 | 42.98 | 1.8892 | 59.9288 | 0 | 3.1761 | -0.025443 | 0 | 68 | 67.6882 | 67.6882 | -0.0043966 | -0.0097442 | -0.0011849 | 0 | 0 | 0 | 0 | -0.00065647 | -0.0067451 | -0.0040918 | -9.8439e-05 | -0.0034761 | -0.0024908 | 0.0074411 | 0.0015609 | 0 | 0 | 0 | 0 | 0 | 0 | 0 | 0 | 0 | 0 | 0 | 0.40909 | 0 | 0 | 0 | 0 | 1.4801 | 0 | 0 | 0
2 | 36 | 24 | 42.08 | 1.3089 | 59.9288 | 0 | 0.52934 | -0.026586 | 0 | 67.6882 | 67.3624 | 67.3624 | -0.0044999 | -0.0099733 | -0.0012128 | 0 | 0 | 0 | 0 | -0.00066877 | -0.0069036 | -0.0041871 | -0.00010075 | -0.0035578 | -0.0021977 | 0.0067153 | 0.0014098 | 0 | 0 | 0 | 0 | 0 | 0 | 0 | 0 | 0 | 0 | 0 | 0.091911 | 0 | 0 | 0 | 0 | 1.2169 | 0 | 0 | 0
2 | 37 | 1 | 42.08 | 1.013 | 59.9701 | 0 | 0.52921 | -0.031365 | 0 | 67.3624 | 66.978 | 66.978 | -0.0044427 | -0.0098464 | -0.0011974 | 0 | 0 | 0 | 0 | -0.00066501 | -0.0068158 | -0.0041352 | -9.9472e-05 | -0.0035125 | -0.002717 | 0.0020667 | 0.00043418 | 0 | 0 | 0 | 0 | 0 | 0 | 0 | 0 | 0 | 0 | 0 | 0.092044 | 0 | 0 | 0 | 0 | 0.92093 | 0 | 0 | 0
2 | 37 | 2 | 41 | 0.94738 | 59.9701 | 0 | 0.52921 | -0.0319 | 0 | 66.978 | 66.5871 | 66.5871 | -0.0045649 | -0.010117 | -0.0012303 | 0 | 0 | 0 | 0 | -0.0006801 | -0.0070033 | -0.0042481 | -0.00010221 | -0.0036092 | -0.0024109 | 0.0020667 | 0.00043418 | 0 | 0 | 0 | 0 | 0 | 0 | 0 | 0 | 0 | 0 | 0 | 0.092237 | 0 | 0 | 0 | 0 | 0.85515 | 0 | 0 | 0
2 | 37 | 3 | 39.92 | 0.9147 | 59.9701 | 0 | 0.52921 | -0.03392 | 0 | 66.5871 | 66.1714 | 66.1714 | -0.004686 | -0.010386 | -0.001263 | 0 | 0 | 0 | 0 | -0.00070648 | -0.0071891 | -0.004363 | -0.00010492 | -0.0037049 | -0.0035833 | 0.0020667 | 0.00043418 | 0 | 0 | 0 | 0 | 0 | 0 | 0 | 0 | 0 | 0 | 0 | 0.092441 | 0 | 0 | 0 | 0 | 0.82226 | 0 | 0 | 0
2 | 37 | 4 | 39.02 | 2.4866 | 59.9701 | 0 | 0.52921 | -0.034357 | -0.020374 | 66.1714 | 65.7503 | 66 | -0.0047711 | -0.010574 | -0.0012859 | 0 | 0 | 0 | 0 | -0.00071765 | -0.0073197 | -0.0044418 | -0.00010682 | -0.0037722 | -0.0034339 | 0.0020667 | 0.00043418 | 0 | 1.6047 | 0 | 0 | 0 | 0 | 0 | 0 | 0 | 0 | 0 | 0.092526 | 0 | 0 | 0 | 0 | 0.78937 | 0 | 0 | 0
2 | 37 | 5 | 35.96 | 3.814 | 59.9701 | 0 | 0.52921 | -0.037227 | -0.037227 | 66 | 65.5438 | 66 | -0.0052787 | -0.011699 | -0.0014227 | 0 | 0 | 0 | 0 | -0.00078569 | -0.0080984 | -0.0049121 | -0.00011819 | -0.0041735 | -0.0028055 | 0.0020667 | 0.00043418 | 0 | 2.9321 | 0 | 0 | 0 | 0 | 0 | 0 | 0 | 0 | 0 | 0.092526 | 0 | 0 | 0 | 0 | 0.78937 | 0 | 0 | 0
2 | 37 | 6 | 35.06 | 16.7636 | 59.9701 | 0 | 0.6226 | -0.037064 | -0.20026 | 66 | 65.5458 | 68 | -0.0054368 | -0.01205 | -0.0014653 | 0 | 0 | 0 | 0 | -0.0008085 | -0.008341 | -0.005059 | -0.00012173 | -0.0042985 | -0.0029362 | 0.0034529 | 0.00072422 | 0 | 15.7728 | 0 | 0 | 0 | 0 | 0 | 0 | 0 | 0 | 0 | 0.10273 | 0 | 0 | 0 | 0 | 0.88804 | 0 | 0 | 0
2 | 37 | 7 | 35.06 | 4.8031 | 59.9701 | 0 | 4.6695 | -0.038906 | -0.038906 | 68 | 67.5232 | 68 | -0.0057883 | -0.012829 | -0.00156 | 0 | 0 | 0 | 0 | -0.00086034 | -0.0088802 | -0.005386 | -0.0001296 | -0.0045764 | -0.0032353 | 0.0043383 | 0.00091055 | 0 | 3.0643 | 0 | 0 | 0 | 0 | 0 | 0 | 0 | 0 | 0 | 0.58765 | 0 | 0 | 0 | 0 | 1.1512 | 0 | 0 | 0
2 | 37 | 8 | 35.06 | 4.8103 | 59.9701 | 0 | 4.6695 | -0.036492 | -0.036492 | 68 | 67.5528 | 68 | -0.0057883 | -0.012829 | -0.00156 | 0 | 0 | 0.0015443 | 0.00011712 | -0.00086888 | -0.010943 | -0.0059556 | -0.0001296 | -0.0045764 | -0.0041797 | 0.0086767 | 0.0018211 | 0 | 2.8742 | 0 | 0 | 0 | 0 | 0 | 0 | 0 | 0 | 0 | 0.58765 | 0 | 0 | 0 | 0 | 1.3485 | 0 | 0 | 0
2 | 37 | 9 | 37.04 | 3.539 | 59.9701 | 0 | 4.0469 | -0.02088 | -0.02088 | 68 | 67.7441 | 68 | -0.0054403 | -0.012058 | -0.0014663 | 0 | 0 | 0.0096603 | 0.0019724 | -0.00082139 | -0.0058236 | -0.0029235 | -0.00012181 | -0.0043013 | -0.004619 | 0.0050623 | 0.0010617 | 0 | 1.6445 | 0 | 0 | 0 | 0 | 0 | 0 | 0 | 0 | 0 | 0.51305 | 0 | 0 | 0 | 0 | 1.3814 | 0 | 0 | 0
2 | 37 | 10 | 37.94 | 2.1068 | 59.9701 | 0 | 4.0469 | -0.0022793 | -0.0022793 | 68 | 67.9721 | 68 | -0.0052822 | -0.011707 | -0.0014236 | 0 | 0 | 0.021743 | 0.0038475 | -0.00079767 | -0.0012922 | -0.0017213 | -0.00011827 | -0.0041763 | -0.004448 | 0.0030973 | 0.00065039 | 0 | 0.17952 | 0 | 0 | 0 | 0 | 0 | 0 | 0 | 0 | 0 | 0.51305 | 0 | 0 | 0 | 0 | 1.4143 | 0 | 0 | 0
2 | 37 | 11 | 39.92 | 1.9601 | 59.9701 | 0 | 4.0469 | 0.011671 | 0 | 68 | 68.143 | 68.143 | -0.0049343 | -0.010936 | -0.0013299 | 0 | 0 | 0.025438 | 0.0054385 | -0.00074482 | 0.0036768 | -0.00059388 | -0.00011048 | -0.0039012 | -0.0040789 | 0.0030973 | 0.00065039 | 0 | 0 | 0 | 0 | 0 | 0 | 0 | 0 | 0 | 0 | 0 | 0.51298 | 0 | 0 | 0 | 0 | 1.4472 | 0 | 0 | 0
2 | 37 | 12 | 39.92 | 1.8183 | 59.9701 | 0 | 2.864 | 0.017938 | 0 | 68.143 | 68.3629 | 68.3629 | -0.0049594 | -0.010992 | -0.0013366 | 0 | 0 | 0.026908 | 0.0063884 | -0.00074576 | 0.0061161 | -0.00079333 | -0.00011104 | -0.0039211 | -0.0036138 | 0.0041315 | 0.0008666 | 0 | 0 | 0 | 0 | 0 | 0 | 0 | 0 | 0 | 0 | 0 | 0.37113 | 0 | 0 | 0 | 0 | 1.4472 | 0 | 0 | 0
2 | 37 | 13 | 42.98 | 1.7853 | 59.9701 | 0 | 2.864 | 0.018433 | 0 | 68.3629 | 68.5888 | 68.5888 | -0.0044603 | -0.0098855 | -0.0012021 | 0 | 0 | 0.027099 | 0.006545 | -0.00067148 | 0.0059077 | -0.0016561 | -9.9867e-05 | -0.0035265 | -0.003364 | 0.0030973 | 0.00065039 | 0 | 0 | 0 | 0 | 0 | 0 | 0 | 0 | 0 | 0 | 0 | 0.37102 | 0 | 0 | 0 | 0 | 1.4143 | 0 | 0 | 0
2 | 37 | 14 | 44.06 | 1.6852 | 59.9701 | 0 | 2.3036 | 0.016856 | 0 | 68.5888 | 68.7954 | 68.7954 | -0.0043102 | -0.0095529 | -0.0011617 | 0 | 0 | 0.025744 | 0.0060643 | -0.00065635 | 0.0061688 | -0.00061556 | -9.6507e-05 | -0.0034078 | -0.0044449 | 0.0025838 | 0.00054141 | 0 | 0 | 0 | 0 | 0 | 0 | 0 | 0 | 0 | 0 | 0 | 0.30377 | 0 | 0 | 0 | 0 | 1.3814 | 0 | 0 | 0
2 | 37 | 15 | 44.96 | 1.6522 | 59.9701 | 0 | 2.3036 | 0.012627 | 0 | 68.7954 | 68.9501 | 68.9501 | -0.0041884 | -0.0092828 | -0.0011288 | 0 | 0 | 0.022794 | 0.0048132 | -0.00063521 | 0.0044926 | -0.0002609 | -9.3778e-05 | -0.0033115 | -0.0038212 | 0.0026854 | 0.00056426 | 0 | 0 | 0 | 0 | 0 | 0 | 0 | 0 | 0 | 0 | 0 | 0.3037 | 0 | 0 | 0 | 0 | 1.3485 | 0 | 0 | 0
2 | 37 | 16 | 46.04 | 1.7179 | 59.9701 | 0 | 2.3036 | 0.0050526 | 0 | 68.9501 | 69.012 | 69.012 | -0.0040258 | -0.0089225 | -0.001085 | 0 | 0 | 0.018335 | 0.002999 | -0.00060632 | 0.0016701 | -0.0003343 | -9.0138e-05 | -0.0031829 | -0.0029542 | 0.0026854 | 0.00056426 | 0 | 0 | 0 | 0 | 0 | 0 | 0 | 0 | 0 | 0 | 0 | 0.30367 | 0 | 0 | 0 | 0 | 1.4143 | 0 | 0 | 0
2 | 37 | 17 | 44.96 | 1.9811 | 59.9701 | 0 | 2.3036 | -0.013634 | 0 | 69.012 | 68.8449 | 68.8449 | -0.0042265 | -0.0093672 | -0.0011391 | 0 | 0 | 0.0078019 | 0.0011474 | -0.00063704 | -0.0029934 | -0.0015691 | -9.4631e-05 | -0.0033416 | -0.0031414 | 0.0039265 | 0.00082442 | 0 | 0 | 0 | 0 | 0 | 0 | 0 | 0 | 0 | 0 | 0 | 0.30375 | 0 | 0 | 0 | 0 | 1.6774 | 0 | 0 | 0
2 | 37 | 18 | 42.98 | 2.6029 | 59.9701 | 0 | 3.9224 | -0.028341 | 0 | 68.8449 | 68.4976 | 68.4976 | -0.004545 | -0.010073 | -0.001225 | 0 | 0 | 0.0026654 | 0.00015755 | -0.00068382 | -0.008028 | -0.0039262 | -0.00010176 | -0.0035934 | -0.0032221 | 0.0042349 | 0.00088946 | 0 | 0 | 0 | 0 | 0 | 0 | 0 | 0 | 0 | 0 | 0 | 0.49789 | 0 | 0 | 0 | 0 | 2.105 | 0 | 0 | 0
2 | 37 | 19 | 42.08 | 2.5701 | 59.9701 | 0 | 3.9224 | -0.030015 | 0 | 68.4976 | 68.1298 | 68.1298 | -0.0046421 | -0.010289 | -0.0012511 | 0 | 0 | 0 | 0 | -0.00069152 | -0.0071218 | -0.0043201 | -0.00010394 | -0.0036702 | -0.0024712 | 0.0045452 | 0.0009545 | 0 | 0 | 0 | 0 | 0 | 0 | 0 | 0 | 0 | 0 | 0 | 0.49806 | 0 | 0 | 0 | 0 | 2.0721 | 0 | 0 | 0
2 | 37 | 20 | 39.02 | 4.014 | 59.9701 | 0 | 3.9224 | -0.03059 | -0.020002 | 68.1298 | 67.7549 | 68 | -0.0051152 | -0.011337 | -0.0013786 | 0 | 0 | 0 | 0 | -0.00075818 | -0.0078476 | -0.0047591 | -0.00011453 | -0.0040443 | -0.002363 | 0.0071272 | 0.0014959 | 0 | 1.5754 | 0 | 0 | 0 | 0 | 0 | 0 | 0 | 0 | 0 | 0.49813 | 0 | 0 | 0 | 0 | 1.9405 | 0 | 0 | 0
2 | 37 | 21 | 37.94 | 4.8398 | 59.9701 | 0 | 3.9224 | -0.031739 | -0.031739 | 68 | 67.611 | 68 | -0.0052822 | -0.011707 | -0.0014236 | 0 | 0 | 0 | 0 | -0.00078039 | -0.0081038 | -0.0049137 | -0.00011827 | -0.0041763 | -0.0023606 | 0.0071272 | 0.0014959 | 0 | 2.4998 | 0 | 0 | 0 | 0 | 0 | 0 | 0 | 0 | 0 | 0.49813 | 0 | 0 | 0 | 0 | 1.8419 | 0 | 0 | 0
2 | 37 | 22 | 35.96 | 4.8484 | 59.9701 | 0 | 3.1753 | -0.034238 | -0.034238 | 68 | 67.5804 | 68 | -0.0056301 | -0.012478 | -0.0015174 | 0 | 0 | 0 | 0 | -0.00083434 | -0.0086376 | -0.0052381 | -0.00012606 | -0.0044514 | -0.0027656 | 0.0074411 | 0.0015609 | 0 | 2.6966 | 0 | 0 | 0 | 0 | 0 | 0 | 0 | 0 | 0 | 0.4086 | 0 | 0 | 0 | 0 | 1.7432 | 0 | 0 | 0
2 | 37 | 23 | 35.96 | 1.8889 | 59.9701 | 0 | 3.1753 | -0.034575 | 0 | 68 | 67.5763 | 67.5763 | -0.0056301 | -0.012478 | -0.0015174 | 0 | 0 | 0 | 0 | -0.000837 | -0.0086376 | -0.0052388 | -0.00012606 | -0.0044514 | -0.0030993 | 0.0074411 | 0.0015609 | 0 | 0 | 0 | 0 | 0 | 0 | 0 | 0 | 0 | 0 | 0 | 0.40881 | 0 | 0 | 0 | 0 | 1.4801 | 0 | 0 | 0
2 | 37 | 24 | 33.08 | 1.3089 | 59.9701 | 0 | 0.52921 | -0.038663 | 0 | 67.5763 | 67.1025 | 67.1025 | -0.0060617 | -0.013435 | -0.0016337 | 0 | 0 | 0 | 0 | -0.00090276 | -0.0092998 | -0.0056409 | -0.00013572 | -0.0047926 | -0.0034761 | 0.0067153 | 0.0014098 | 0 | 0 | 0 | 0 | 0 | 0 | 0 | 0 | 0 | 0 | 0 | 0.091983 | 0 | 0 | 0 | 0 | 1.2169 | 0 | 0 | 0
2 | 38 | 1 | 32 | 1.0131 | 60.0154 | 0 | 0.52907 | -0.043951 | 0 | 67.1025 | 66.5638 | 66.5638 | -0.0061683 | -0.013671 | -0.0016625 | 0 | 0 | 0 | 0 | -0.00091577 | -0.0094632 | -0.0057392 | -0.00013811 | -0.0048768 | -0.0033825 | 0.0020667 | 0.00043418 | 0 | 0 | 0 | 0 | 0 | 0 | 0 | 0 | 0 | 0 | 0 | 0.092187 | 0 | 0 | 0 | 0 | 0.92093 | 0 | 0 | 0
2 | 38 | 2 | 30.92 | 0.9476 | 60.0154 | 0 | 0.52907 | -0.044001 | 0 | 66.5638 | 66.0246 | 66.0246 | -0.0062634 | -0.013882 | -0.0016881 | 0 | 0 | 0 | 0 | -0.00092054 | -0.0096091 | -0.0058251 | -0.00014024 | -0.004952 | -0.0027872 | 0.0020667 | 0.00043418 | 0 | 0 | 0 | 0 | 0 | 0 | 0 | 0 | 0 | 0 | 0 | 0.092452 | 0 | 0 | 0 | 0 | 0.85515 | 0 | 0 | 0
2 | 38 | 3 | 30.02 | 4.2707 | 60.0154 | 0 | 0.52907 | -0.044617 | -0.042609 | 66.0246 | 65.4778 | 66 | -0.0063268 | -0.014022 | -0.0017052 | 0 | 0 | 0 | 0 | -0.00093223 | -0.0097064 | -0.0058847 | -0.00014166 | -0.0050022 | -0.0029618 | 0.0020667 | 0.00043418 | 0 | 3.356 | 0 | 0 | 0 | 0 | 0 | 0 | 0 | 0 | 0 | 0.092464 | 0 | 0 | 0 | 0 | 0.82226 | 0 | 0 | 0
2 | 38 | 4 | 30.02 | 4.3832 | 60.0154 | 0 | 0.52907 | -0.044456 | -0.044456 | 66 | 65.4552 | 66 | -0.0063225 | -0.014013 | -0.001704 | 0 | 0 | 0 | 0 | -0.00092838 | -0.0096997 | -0.0058798 | -0.00014156 | -0.0049987 | -0.0028352 | 0.0020667 | 0.00043418 | 0 | 3.5014 | 0 | 0 | 0 | 0 | 0 | 0 | 0 | 0 | 0 | 0.092464 | 0 | 0 | 0 | 0 | 0.78937 | 0 | 0 | 0
2 | 38 | 5 | 28.04 | 4.626 | 60.0154 | 0 | 0.52907 | -0.047538 | -0.047538 | 66 | 65.4174 | 66 | -0.0066704 | -0.014784 | -0.0017978 | 0 | 0 | 0 | 0 | -0.00098753 | -0.010234 | -0.0062056 | -0.00014935 | -0.0052738 | -0.0035031 | 0.0020667 | 0.00043418 | 0 | 3.7442 | 0 | 0 | 0 | 0 | 0 | 0 | 0 | 0 | 0 | 0.092464 | 0 | 0 | 0 | 0 | 0.78937 | 0 | 0 | 0
2 | 38 | 6 | 28.94 | 17.3622 | 60.0154 | 0 | 0.62244 | -0.044665 | -0.20786 | 66 | 65.4526 | 68 | -0.0065122 | -0.014433 | -0.0017552 | 0 | 0 | 0 | 0 | -0.00095773 | -0.0099909 | -0.0060567 | -0.00014581 | -0.0051488 | -0.0031174 | 0.0034529 | 0.00072422 | 0 | 16.3715 | 0 | 0 | 0 | 0 | 0 | 0 | 0 | 0 | 0 | 0.10266 | 0 | 0 | 0 | 0 | 0.88804 | 0 | 0 | 0
2 | 38 | 7 | 28.04 | 5.4884 | 60.0154 | 0 | 4.6683 | -0.047613 | -0.047613 | 68 | 67.4165 | 68 | -0.0070218 | -0.015563 | -0.0018925 | 0 | 0 | 0 | 0 | -0.0010326 | -0.010773 | -0.0065306 | -0.00015722 | -0.0055517 | -0.0034296 | 0.0043383 | 0.00091055 | 0 | 3.7501 | 0 | 0 | 0 | 0 | 0 | 0 | 0 | 0 | 0 | 0.58711 | 0 | 0 | 0 | 0 | 1.1512 | 0 | 0 | 0
2 | 38 | 8 | 28.04 | 5.4955 | 60.0154 | 0 | 4.6683 | -0.045199 | -0.045199 | 68 | 67.4461 | 68 | -0.0070218 | -0.015563 | -0.0018925 | 0 | 0 | 0.0015343 | 0.00012109 | -0.0010364 | -0.013267 | -0.0073537 | -0.00015722 | -0.0055517 | -0.0036873 | 0.0086767 | 0.0018211 | 0 | 3.5599 | 0 | 0 | 0 | 0 | 0 | 0 | 0 | 0 | 0 | 0.58711 | 0 | 0 | 0 | 0 | 1.3485 | 0 | 0 | 0
2 | 38 | 9 | 30.92 | 4.1824 | 60.0154 | 0 | 4.0458 | -0.029055 | -0.029055 | 68 | 67.6439 | 68 | -0.0065158 | -0.014441 | -0.0017561 | 0 | 0 | 0.0094601 | 0.0019616 | -0.0009701 | -0.008093 | -0.004357 | -0.00014589 | -0.0051516 | -0.0041091 | 0.0050623 | 0.0010617 | 0 | 2.2885 | 0 | 0 | 0 | 0 | 0 | 0 | 0 | 0 | 0 | 0.51258 | 0 | 0 | 0 | 0 | 1.3814 | 0 | 0 | 0
2 | 38 | 10 | 33.98 | 2.4583 | 60.0154 | 0 | 4.0458 | -0.0067472 | -0.0067472 | 68 | 67.9173 | 68 | -0.005978 | -0.013249 | -0.0016112 | 0 | 0 | 0.021901 | 0.0039196 | -0.00088055 | -0.003236 | -0.0029394 | -0.00013385 | -0.0047264 | -0.0029097 | 0.0030973 | 0.00065039 | 0 | 0.53142 | 0 | 0 | 0 | 0 | 0 | 0 | 0 | 0 | 0 | 0.51258 | 0 | 0 | 0 | 0 | 1.4143 | 0 | 0 | 0
2 | 38 | 11 | 37.04 | 1.9597 | 60.0154 | 0 | 4.0458 | 0.0065527 | 0 | 68 | 68.0803 | 68.0803 | -0.0054403 | -0.012058 | -0.0014663 | 0 | 0 | 0.025501 | 0.0055085 | -0.0008012 | 0.00085216 | -0.0023874 | -0.00012181 | -0.0043013 | -0.0024812 | 0.0030973 | 0.00065039 | 0 | 0 | 0 | 0 | 0 | 0 | 0 | 0 | 0 | 0 | 0 | 0.51254 | 0 | 0 | 0 | 0 | 1.4472 | 0 | 0 | 0
2 | 38 | 12 | 39.92 | 1.818 | 60.0154 | 0 | 2.8632 | 0.015937 | 0 | 68.0803 | 68.2756 | 68.2756 | -0.0049484 | -0.010967 | -0.0013337 | 0 | 0 | 0.026897 | 0.0064453 | -0.00072462 | 0.0038093 | -0.0023018 | -0.00011079 | -0.0039123 | -0.0019134 | 0.0041315 | 0.0008666 | 0 | 0 | 0 | 0 | 0 | 0 | 0 | 0 | 0 | 0 | 0 | 0.37084 | 0 | 0 | 0 | 0 | 1.4472 | 0 | 0 | 0
2 | 38 | 13 | 42.08 | 1.785 | 60.0154 | 0 | 2.8632 | 0.019002 | 0 | 68.2756 | 68.5085 | 68.5085 | -0.0046031 | -0.010202 | -0.0012406 | 0 | 0 | 0.02712 | 0.006615 | -0.00067211 | 0.0055234 | -0.0019594 | -0.00010306 | -0.0036394 | -0.0015843 | 0.0030973 | 0.00065039 | 0 | 0 | 0 | 0 | 0 | 0 | 0 | 0 | 0 | 0 | 0 | 0.37072 | 0 | 0 | 0 | 0 | 1.4143 | 0 | 0 | 0
2 | 38 | 14 | 44.96 | 1.6849 | 60.0154 | 0 | 2.303 | 0.019984 | 0 | 68.5085 | 68.7534 | 68.7534 | -0.004138 | -0.0091711 | -0.0011153 | 0 | 0 | 0.025726 | 0.0061241 | -0.0006071 | 0.0057832 | -0.00090363 | -9.265e-05 | -0.0032716 | -0.0014754 | 0.0025838 | 0.00054141 | 0 | 0 | 0 | 0 | 0 | 0 | 0 | 0 | 0 | 0 | 0 | 0.30352 | 0 | 0 | 0 | 0 | 1.3814 | 0 | 0 | 0
2 | 38 | 15 | 46.94 | 1.6519 | 60.0154 | 0 | 2.303 | 0.016375 | 0 | 68.7534 | 68.9541 | 68.9541 | -0.0038331 | -0.0084954 | -0.0010331 | 0 | 0 | 0.022806 | 0.0048784 | -0.00056408 | 0.0042883 | -0.00042681 | -8.5823e-05 | -0.0030306 | -0.0013781 | 0.0026854 | 0.00056426 | 0 | 0 | 0 | 0 | 0 | 0 | 0 | 0 | 0 | 0 | 0 | 0.30343 | 0 | 0 | 0 | 0 | 1.3485 | 0 | 0 | 0
2 | 38 | 16 | 48.92 | 1.7177 | 60.0154 | 0 | 2.303 | 0.0096283 | 0 | 68.9541 | 69.0721 | 69.0721 | -0.0035204 | -0.0078024 | -0.00094881 | 0 | 0 | 0.018359 | 0.0030549 | -0.00051646 | 0.001937 | -0.00020579 | -7.8823e-05 | -0.0027834 | -0.0011164 | 0.0026854 | 0.00056426 | 0 | 0 | 0 | 0 | 0 | 0 | 0 | 0 | 0 | 0 | 0 | 0.30337 | 0 | 0 | 0 | 0 | 1.4143 | 0 | 0 | 0
2 | 38 | 17 | 48.02 | 1.9808 | 60.0154 | 0 | 2.303 | -0.0089498 | 0 | 69.0721 | 68.9624 | 68.9624 | -0.0036993 | -0.0081989 | -0.00099703 | 0 | 0 | 0.0076798 | 0.0011519 | -0.00054573 | -0.0026222 | -0.0013382 | -8.2828e-05 | -0.0029248 | -0.0012989 | 0.0039265 | 0.00082442 | 0 | 0 | 0 | 0 | 0 | 0 | 0 | 0 | 0 | 0 | 0 | 0.30342 | 0 | 0 | 0 | 0 | 1.6774 | 0 | 0 | 0
2 | 38 | 18 | 46.04 | 2.6023 | 60.0154 | 0 | 3.9213 | -0.022879 | 0 | 68.9624 | 68.682 | 68.682 | -0.004028 | -0.0089273 | -0.0010856 | 0 | 0 | 0.002805 | 0.00015708 | -0.0005989 | -0.0070468 | -0.0032559 | -9.0186e-05 | -0.0031846 | -0.0018591 | 0.0042349 | 0.00088946 | 0 | 0 | 0 | 0 | 0 | 0 | 0 | 0 | 0 | 0 | 0 | 0.49734 | 0 | 0 | 0 | 0 | 2.105 | 0 | 0 | 0
2 | 38 | 19 | 44.06 | 2.5696 | 60.0154 | 0 | 3.9213 | -0.027157 | 0 | 68.682 | 68.3492 | 68.3492 | -0.0043266 | -0.0095892 | -0.0011661 | 0 | 0 | 0 | 0 | -0.00064047 | -0.0066378 | -0.0040255 | -9.6873e-05 | -0.0034208 | -0.001799 | 0.0045452 | 0.0009545 | 0 | 0 | 0 | 0 | 0 | 0 | 0 | 0 | 0 | 0 | 0 | 0.4975 | 0 | 0 | 0 | 0 | 2.0721 | 0 | 0 | 0
2 | 38 | 20 | 42.08 | 2.4382 | 60.0154 | 0 | 3.9213 | -0.026912 | 0 | 68.3492 | 68.0194 | 68.0194 | -0.0046161 | -0.010231 | -0.0012441 | 0 | 0 | 0 | 0 | -0.00068504 | -0.0070818 | -0.0042949 | -0.00010335 | -0.0036496 | -0.0021333 | 0.0071272 | 0.0014959 | 0 | 0 | 0 | 0 | 0 | 0 | 0 | 0 | 0 | 0 | 0 | 0.49766 | 0 | 0 | 0 | 0 | 1.9405 | 0 | 0 | 0
2 | 38 | 21 | 41 | 4.4029 | 60.0154 | 0 | 3.9213 | -0.027779 | -0.026198 | 68.0194 | 67.6789 | 68 | -0.0047479 | -0.010523 | -0.0012796 | 0 | 0 | 0 | 0 | -0.00070265 | -0.0072841 | -0.004417 | -0.00010631 | -0.0037538 | -0.0020923 | 0.0071272 | 0.0014959 | 0 | 2.0634 | 0 | 0 | 0 | 0 | 0 | 0 | 0 | 0 | 0 | 0.49767 | 0 | 0 | 0 | 0 | 1.8419 | 0 | 0 | 0
2 | 38 | 22 | 39.92 | 4.4381 | 60.0154 | 0 | 3.1744 | -0.029034 | -0.029034 | 68 | 67.6442 | 68 | -0.0049343 | -0.010936 | -0.0013299 | 0 | 0 | 0 | 0 | -0.000732 | -0.00757 | -0.0045909 | -0.00011048 | -0.0039012 | -0.0023699 | 0.0074411 | 0.0015609 | 0 | 2.2867 | 0 | 0 | 0 | 0 | 0 | 0 | 0 | 0 | 0 | 0.40824 | 0 | 0 | 0 | 0 | 1.7432 | 0 | 0 | 0
2 | 38 | 23 | 39.92 | 1.8885 | 60.0154 | 0 | 3.1744 | -0.028889 | 0 | 68 | 67.646 | 67.646 | -0.0049343 | -0.010936 | -0.0013299 | 0 | 0 | 0 | 0 | -0.00072975 | -0.00757 | -0.0045903 | -0.00011048 | -0.0039012 | -0.0022279 | 0.0074411 | 0.0015609 | 0 | 0 | 0 | 0 | 0 | 0 | 0 | 0 | 0 | 0 | 0 | 0.40841 | 0 | 0 | 0 | 0 | 1.4801 | 0 | 0 | 0
2 | 38 | 24 | 39.02 | 1.3088 | 60.0154 | 0 | 0.52907 | -0.030496 | 0 | 67.646 | 67.2722 | 67.2722 | -0.0050302 | -0.011149 | -0.0013557 | 0 | 0 | 0 | 0 | -0.00074624 | -0.0077172 | -0.0046802 | -0.00011263 | -0.003977 | -0.0024433 | 0.0067153 | 0.0014098 | 0 | 0 | 0 | 0 | 0 | 0 | 0 | 0 | 0 | 0 | 0 | 0.091838 | 0 | 0 | 0 | 0 | 1.2169 | 0 | 0 | 0
2 | 39 | 1 | 35.96 | 1.0129 | 60.0647 | 0 | 0.52891 | -0.039152 | 0 | 67.2722 | 66.7924 | 66.7924 | -0.0055022 | -0.012195 | -0.0014829 | 0 | 0 | 0 | 0 | -0.00082105 | -0.0084414 | -0.0051207 | -0.0001232 | -0.0043502 | -0.0031822 | 0.0020667 | 0.00043418 | 0 | 0 | 0 | 0 | 0 | 0 | 0 | 0 | 0 | 0 | 0 | 0.092008 | 0 | 0 | 0 | 0 | 0.92093 | 0 | 0 | 0
2 | 39 | 2 | 35.96 | 0.94739 | 60.0647 | 0 | 0.52891 | -0.038495 | 0 | 66.7924 | 66.3207 | 66.3207 | -0.0054179 | -0.012008 | -0.0014602 | 0 | 0 | 0 | 0 | -0.00080717 | -0.008312 | -0.0050419 | -0.00012131 | -0.0042836 | -0.0031094 | 0.0020667 | 0.00043418 | 0 | 0 | 0 | 0 | 0 | 0 | 0 | 0 | 0 | 0 | 0 | 0.09224 | 0 | 0 | 0 | 0 | 0.85515 | 0 | 0 | 0
2 | 39 | 3 | 37.04 | 1.755 | 60.0647 | 0 | 0.52891 | -0.036835 | -0.01067 | 66.3207 | 65.8692 | 66 | -0.0051452 | -0.011404 | -0.0013867 | 0 | 0 | 0 | 0 | -0.00077007 | -0.0078937 | -0.0047891 | -0.0001152 | -0.004068 | -0.00333 | 0.0020667 | 0.00043418 | 0 | 0.84036 | 0 | 0 | 0 | 0 | 0 | 0 | 0 | 0 | 0 | 0.092398 | 0 | 0 | 0 | 0 | 0.82226 | 0 | 0 | 0
2 | 39 | 4 | 35.96 | 3.8652 | 60.0647 | 0 | 0.52891 | -0.03788 | -0.03788 | 66 | 65.5358 | 66 | -0.0052787 | -0.011699 | -0.0014227 | 0 | 0 | 0 | 0 | -0.00079071 | -0.0080984 | -0.0049135 | -0.00011819 | -0.0041735 | -0.0034515 | 0.0020667 | 0.00043418 | 0 | 2.9835 | 0 | 0 | 0 | 0 | 0 | 0 | 0 | 0 | 0 | 0.092398 | 0 | 0 | 0 | 0 | 0.78937 | 0 | 0 | 0
2 | 39 | 5 | 35.96 | 3.8652 | 60.0647 | 0 | 0.52891 | -0.037879 | -0.037879 | 66 | 65.5358 | 66 | -0.0052787 | -0.011699 | -0.0014227 | 0 | 0 | 0 | 0 | -0.00079034 | -0.0080984 | -0.0049134 | -0.00011819 | -0.0041735 | -0.0034515 | 0.0020667 | 0.00043418 | 0 | 2.9834 | 0 | 0 | 0 | 0 | 0 | 0 | 0 | 0 | 0 | 0.092398 | 0 | 0 | 0 | 0 | 0.78937 | 0 | 0 | 0
2 | 39 | 6 | 35.06 | 16.8161 | 60.0647 | 0 | 0.62225 | -0.037733 | -0.20093 | 66 | 65.5376 | 68 | -0.0054368 | -0.01205 | -0.0014653 | 0 | 0 | 0 | 0 | -0.00081437 | -0.008341 | -0.0050607 | -0.00012173 | -0.0042985 | -0.0035976 | 0.0034529 | 0.00072422 | 0 | 15.8255 | 0 | 0 | 0 | 0 | 0 | 0 | 0 | 0 | 0 | 0.10258 | 0 | 0 | 0 | 0 | 0.88804 | 0 | 0 | 0
2 | 39 | 7 | 33.98 | 5.0395 | 60.0647 | 0 | 4.6669 | -0.041922 | -0.041922 | 68 | 67.4862 | 68 | -0.005978 | -0.013249 | -0.0016112 | 0 | 0 | 0 | 0 | -0.00090149 | -0.0091714 | -0.0055661 | -0.00013385 | -0.0047264 | -0.0049222 | 0.0043383 | 0.00091055 | 0 | 3.3018 | 0 | 0 | 0 | 0 | 0 | 0 | 0 | 0 | 0 | 0.58652 | 0 | 0 | 0 | 0 | 1.1512 | 0 | 0 | 0
2 | 39 | 8 | 33.98 | 4.8925 | 60.0647 | 0 | 4.6669 | -0.03755 | -0.03755 | 68 | 67.5398 | 68 | -0.005978 | -0.013249 | -0.0016112 | 0 | 0 | 0.0014202 | 0.000133 | -0.00089927 | -0.010643 | -0.0058986 | -0.00013385 | -0.0047264 | -0.0046402 | 0.0086767 | 0.0018211 | 0 | 2.9575 | 0 | 0 | 0 | 0 | 0 | 0 | 0 | 0 | 0 | 0.58652 | 0 | 0 | 0 | 0 | 1.3485 | 0 | 0 | 0
2 | 39 | 9 | 37.04 | 3.4948 | 60.0647 | 0 | 4.0446 | -0.020331 | -0.020331 | 68 | 67.7508 | 68 | -0.0054403 | -0.012058 | -0.0014663 | 0 | 0 | 0.0095991 | 0.0020316 | -0.00081929 | -0.0054094 | -0.0030605 | -0.00012181 | -0.0043013 | -0.004348 | 0.0050623 | 0.0010617 | 0 | 1.6013 | 0 | 0 | 0 | 0 | 0 | 0 | 0 | 0 | 0 | 0.51207 | 0 | 0 | 0 | 0 | 1.3814 | 0 | 0 | 0
2 | 39 | 10 | 41 | 2.24 | 60.0647 | 0 | 4.0446 | -0.0039825 | -0.0039825 | 68 | 67.9512 | 68 | -0.0047445 | -0.010515 | -0.0012787 | 0 | 0 | 0.018998 | 0.0035463 | -0.00072493 | -0.0011943 | -0.0017792 | -0.00010623 | -0.0037511 | -0.0055298 | 0.0030973 | 0.00065039 | 0 | 0.31367 | 0 | 0 | 0 | 0 | 0 | 0 | 0 | 0 | 0 | 0.51207 | 0 | 0 | 0 | 0 | 1.4143 | 0 | 0 | 0
2 | 39 | 11 | 42.98 | 1.9592 | 60.0647 | 0 | 4.0446 | 0.0090273 | 0 | 68 | 68.1106 | 68.1106 | -0.0043966 | -0.0097442 | -0.0011849 | 0 | 0 | 0.021305 | 0.0046946 | -0.000662 | 0.0028488 | -0.00070402 | -9.8439e-05 | -0.0034761 | -0.0033028 | 0.0030973 | 0.00065039 | 0 | 0 | 0 | 0 | 0 | 0 | 0 | 0 | 0 | 0 | 0 | 0.51201 | 0 | 0 | 0 | 0 | 1.4472 | 0 | 0 | 0
2 | 39 | 12 | 48.02 | 1.8177 | 60.0647 | 0 | 2.8624 | 0.0068411 | 0 | 68.1106 | 68.1945 | 68.1945 | -0.0035304 | -0.0078244 | -0.00095149 | 0 | 0 | 0.017067 | 0.0039579 | -0.00053739 | 0.0013244 | -0.0012611 | -7.9045e-05 | -0.0027912 | -0.003531 | 0.0041315 | 0.0008666 | 0 | 0 | 0 | 0 | 0 | 0 | 0 | 0 | 0 | 0 | 0 | 0.37051 | 0 | 0 | 0 | 0 | 1.4472 | 0 | 0 | 0
2 | 39 | 13 | 50 | 1.7847 | 60.0647 | 0 | 2.8624 | 0.010583 | 0 | 68.1945 | 68.3242 | 68.3242 | -0.0031972 | -0.007086 | -0.00086169 | 0 | 0 | 0.016914 | 0.0039201 | -0.00048234 | 0.0029154 | -0.00029805 | -7.1585e-05 | -0.0025278 | -0.0023895 | 0.0030973 | 0.00065039 | 0 | 0 | 0 | 0 | 0 | 0 | 0 | 0 | 0 | 0 | 0 | 0.37045 | 0 | 0 | 0 | 0 | 1.4143 | 0 | 0 | 0
2 | 39 | 14 | 50 | 1.6849 | 60.0647 | 0 | 2.3023 | -0.010384 | 0 | 68.3242 | 68.1969 | 68.1969 | -0.00322 | -0.0071365 | -0.00086783 | 0 | 0 | 0.006303 | 0.0014074 | -0.00048608 | -0.0019257 | -0.0020144 | -7.2095e-05 | -0.0025458 | -0.00241 | 0.0025838 | 0.00054141 | 0 | 0 | 0 | 0 | 0 | 0 | 0 | 0 | 0 | 0 | 0 | 0.30351 | 0 | 0 | 0 | 0 | 1.3814 | 0 | 0 | 0
2 | 39 | 15 | 50 | 1.6521 | 60.0647 | 0 | 2.3023 | -0.013965 | 0 | 68.1969 | 68.0258 | 68.0258 | -0.0031976 | -0.0070869 | -0.00086181 | 0 | 0 | 0.0040831 | 0.0009117 | -0.00047944 | -0.0030959 | -0.002427 | -7.1594e-05 | -0.0025281 | -0.0018973 | 0.0026854 | 0.00056426 | 0 | 0 | 0 | 0 | 0 | 0 | 0 | 0 | 0 | 0 | 0 | 0.30359 | 0 | 0 | 0 | 0 | 1.3485 | 0 | 0 | 0
2 | 39 | 16 | 50 | 2.8428 | 60.0647 | 0 | 2.3023 | -0.016384 | -0.014282 | 68.0258 | 67.825 | 68 | -0.0031675 | -0.0070203 | -0.0008537 | 0 | 0 | 0.0028145 | 0.00062845 | -0.00047605 | -0.0037402 | -0.0026484 | -7.0921e-05 | -0.0025043 | -0.0020312 | 0.0026854 | 0.00056426 | 0 | 1.1249 | 0 | 0 | 0 | 0 | 0 | 0 | 0 | 0 | 0 | 0.3036 | 0 | 0 | 0 | 0 | 1.4143 | 0 | 0 | 0
2 | 39 | 17 | 50 | 3.1164 | 60.0647 | 0 | 2.3023 | -0.014415 | -0.014415 | 68 | 67.8233 | 68 | -0.003163 | -0.0070102 | -0.00085248 | 0 | 0 | 0.0031317 | 0.00069926 | -0.00047536 | -0.0035168 | -0.0025555 | -7.082e-05 | -0.0025008 | -0.0020276 | 0.0039265 | 0.00082442 | 0 | 1.1354 | 0 | 0 | 0 | 0 | 0 | 0 | 0 | 0 | 0 | 0.3036 | 0 | 0 | 0 | 0 | 1.6774 | 0 | 0 | 0
2 | 39 | 18 | 48.92 | 4.1449 | 60.0647 | 0 | 3.9202 | -0.019588 | -0.019588 | 68 | 67.7599 | 68 | -0.0033528 | -0.0074308 | -0.00090363 | 0 | 0 | 0.0010703 | 0.00023899 | -0.0005041 | -0.0049105 | -0.0031235 | -7.5069e-05 | -0.0026508 | -0.0021812 | 0.0042349 | 0.00088946 | 0 | 1.5428 | 0 | 0 | 0 | 0 | 0 | 0 | 0 | 0 | 0 | 0.49718 | 0 | 0 | 0 | 0 | 2.105 | 0 | 0 | 0
2 | 39 | 19 | 48.92 | 4.2366 | 60.0647 | 0 | 3.9202 | -0.02117 | -0.02117 | 68 | 67.7406 | 68 | -0.0033528 | -0.0074308 | -0.00090363 | 0 | 0 | 0 | 0 | -0.00050617 | -0.0051437 | -0.0031219 | -7.5069e-05 | -0.0026508 | -0.0025302 | 0.0045452 | 0.0009545 | 0 | 1.6674 | 0 | 0 | 0 | 0 | 0 | 0 | 0 | 0 | 0 | 0.49718 | 0 | 0 | 0 | 0 | 2.0721 | 0 | 0 | 0
2 | 39 | 20 | 48.02 | 3.9568 | 60.0647 | 0 | 3.9202 | -0.019287 | -0.019287 | 68 | 67.7636 | 68 | -0.0035109 | -0.0077814 | -0.00094625 | 0 | 0 | 0 | 0 | -0.00052665 | -0.0053864 | -0.0032682 | -7.861e-05 | -0.0027758 | -0.0021401 | 0.0071272 | 0.0014959 | 0 | 1.5191 | 0 | 0 | 0 | 0 | 0 | 0 | 0 | 0 | 0 | 0.49718 | 0 | 0 | 0 | 0 | 1.9405 | 0 | 0 | 0
2 | 39 | 21 | 48.02 | 3.8581 | 60.0647 | 0 | 3.9202 | -0.019287 | -0.019287 | 68 | 67.7636 | 68 | -0.0035109 | -0.0077814 | -0.00094625 | 0 | 0 | 0 | 0 | -0.0005265 | -0.0053864 | -0.0032682 | -7.861e-05 | -0.0027758 | -0.0021401 | 0.0071272 | 0.0014959 | 0 | 1.5191 | 0 | 0 | 0 | 0 | 0 | 0 | 0 | 0 | 0 | 0.49718 | 0 | 0 | 0 | 0 | 1.8419 | 0 | 0 | 0
2 | 39 | 22 | 48.02 | 3.659 | 60.0647 | 0 | 3.1735 | -0.019146 | -0.019146 | 68 | 67.7654 | 68 | -0.0035109 | -0.0077814 | -0.00094625 | 0 | 0 | 0 | 0 | -0.00052772 | -0.0053864 | -0.0032685 | -7.861e-05 | -0.0027758 | -0.0023117 | 0.0074411 | 0.0015609 | 0 | 1.508 | 0 | 0 | 0 | 0 | 0 | 0 | 0 | 0 | 0 | 0.40784 | 0 | 0 | 0 | 0 | 1.7432 | 0 | 0 | 0
2 | 39 | 23 | 46.94 | 1.888 | 60.0647 | 0 | 3.1735 | -0.020264 | 0 | 68 | 67.7517 | 67.7517 | -0.0037007 | -0.008202 | -0.0009974 | 0 | 0 | 0 | 0 | -0.00055393 | -0.0056775 | -0.0034446 | -8.2859e-05 | -0.0029259 | -0.0021203 | 0.0074411 | 0.0015609 | 0 | 0 | 0 | 0 | 0 | 0 | 0 | 0 | 0 | 0 | 0 | 0.40796 | 0 | 0 | 0 | 0 | 1.4801 | 0 | 0 | 0
2 | 39 | 24 | 48.02 | 1.3086 | 60.0647 | 0 | 0.52891 | -0.019044 | 0 | 67.7517 | 67.5183 | 67.5183 | -0.0034673 | -0.0076846 | -0.00093449 | 0 | 0 | 0 | 0 | -0.00051723 | -0.0053194 | -0.0032268 | -7.7633e-05 | -0.0027413 | -0.0017902 | 0.0067153 | 0.0014098 | 0 | 0 | 0 | 0 | 0 | 0 | 0 | 0 | 0 | 0 | 0 | 0.09165 | 0 | 0 | 0 | 0 | 1.2169 | 0 | 0 | 0
2 | 40 | 1 | 48.02 | 1.0127 | 60.118 | 0 | 0.52875 | -0.024041 | 0 | 67.5183 | 67.2236 | 67.2236 | -0.0034263 | -0.0075937 | -0.00092344 | 0 | 0 | 0 | 0 | -0.00051617 | -0.0052565 | -0.00319 | -7.6715e-05 | -0.0027089 | -0.0024164 | 0.0020667 | 0.00043418 | 0 | 0 | 0 | 0 | 0 | 0 | 0 | 0 | 0 | 0 | 0 | 0.091723 | 0 | 0 | 0 | 0 | 0.92093 | 0 | 0 | 0
2 | 40 | 2 | 48.02 | 0.94701 | 60.118 | 0 | 0.52875 | -0.023465 | 0 | 67.2236 | 66.9361 | 66.9361 | -0.0033745 | -0.007479 | -0.00090948 | 0 | 0 | 0 | 0 | -0.00050718 | -0.0051771 | -0.0031415 | -7.5555e-05 | -0.002668 | -0.002199 | 0.0020667 | 0.00043418 | 0 | 0 | 0 | 0 | 0 | 0 | 0 | 0 | 0 | 0 | 0 | 0.091865 | 0 | 0 | 0 | 0 | 0.85515 | 0 | 0 | 0
2 | 40 | 3 | 48.02 | 0.91426 | 60.118 | 0 | 0.52875 | -0.022602 | 0 | 66.9361 | 66.6591 | 66.6591 | -0.003324 | -0.007367 | -0.00089587 | 0 | 0 | 0 | 0 | -0.00049604 | -0.0050995 | -0.0030935 | -7.4424e-05 | -0.002628 | -0.0016899 | 0.0020667 | 0.00043418 | 0 | 0 | 0 | 0 | 0 | 0 | 0 | 0 | 0 | 0 | 0 | 0.092001 | 0 | 0 | 0 | 0 | 0.82226 | 0 | 0 | 0
2 | 40 | 4 | 46.94 | 0.88151 | 60.118 | 0 | 0.52875 | -0.02337 | 0 | 66.6591 | 66.3727 | 66.3727 | -0.0034651 | -0.0076797 | -0.0009339 | 0 | 0 | 0 | 0 | -0.00051469 | -0.005316 | -0.0032242 | -7.7583e-05 | -0.0027396 | -0.0014857 | 0.0020667 | 0.00043418 | 0 | 0 | 0 | 0 | 0 | 0 | 0 | 0 | 0 | 0 | 0 | 0.092142 | 0 | 0 | 0 | 0 | 0.78937 | 0 | 0 | 0
2 | 40 | 5 | 46.94 | 0.88165 | 60.118 | 0 | 0.52875 | -0.02287 | 0 | 66.3727 | 66.0924 | 66.0924 | -0.0034147 | -0.0075682 | -0.00092033 | 0 | 0 | 0 | 0 | -0.00050564 | -0.0052388 | -0.0031769 | -7.6456e-05 | -0.0026998 | -0.0013356 | 0.0020667 | 0.00043418 | 0 | 0 | 0 | 0 | 0 | 0 | 0 | 0 | 0 | 0 | 0 | 0.09228 | 0 | 0 | 0 | 0 | 0.78937 | 0 | 0 | 0
2 | 40 | 6 | 46.94 | 14.9131 | 60.118 | 0 | 0.62205 | -0.021114 | -0.17677 | 66.0924 | 65.8337 | 68 | -0.0033655 | -0.007459 | -0.00090706 | 0 | 0 | 0 | 0 | -0.00049835 | -0.0051632 | -0.0031311 | -7.5354e-05 | -0.0026609 | -0.0013062 | 0.0034529 | 0.00072422 | 0 | 13.9226 | 0 | 0 | 0 | 0 | 0 | 0 | 0 | 0 | 0 | 0.1025 | 0 | 0 | 0 | 0 | 0.88804 | 0 | 0 | 0
2 | 40 | 7 | 46.94 | 3.5501 | 60.118 | 0 | 4.6654 | -0.023019 | -0.023019 | 68 | 67.7179 | 68 | -0.0037007 | -0.008202 | -0.0009974 | 0 | 0 | 0 | 0 | -0.00055072 | -0.0056775 | -0.0034437 | -8.2859e-05 | -0.0029259 | -0.0017767 | 0.0043383 | 0.00091055 | 0 | 1.813 | 0 | 0 | 0 | 0 | 0 | 0 | 0 | 0 | 0 | 0.58588 | 0 | 0 | 0 | 0 | 1.1512 | 0 | 0 | 0
2 | 40 | 8 | 46.94 | 3.1714 | 60.118 | 0 | 4.6654 | -0.015706 | -0.015706 | 68 | 67.8075 | 68 | -0.0037007 | -0.008202 | -0.0009974 | 0 | 0 | 0.0017208 | 0.00014878 | -0.00054943 | -0.0055131 | -0.0026431 | -8.2859e-05 | -0.0029259 | -0.0016379 | 0.0086767 | 0.0018211 | 0 | 1.237 | 0 | 0 | 0 | 0 | 0 | 0 | 0 | 0 | 0 | 0.58588 | 0 | 0 | 0 | 0 | 1.3485 | 0 | 0 | 0
2 | 40 | 9 | 46.94 | 2.1113 | 60.118 | 0 | 4.0433 | -0.0027723 | -0.0027723 | 68 | 67.966 | 68 | -0.0037007 | -0.008202 | -0.0009974 | 0 | 0 | 0.0095288 | 0.0020347 | -0.00054945 | -0.001119 | -0.00018297 | -8.2859e-05 | -0.0029259 | -0.0016379 | 0.0050623 | 0.0010617 | 0 | 0.21835 | 0 | 0 | 0 | 0 | 0 | 0 | 0 | 0 | 0 | 0.51152 | 0 | 0 | 0 | 0 | 1.3814 | 0 | 0 | 0
2 | 40 | 10 | 48.02 | 1.9257 | 60.118 | 0 | 4.0433 | 0.015963 | 0 | 68 | 68.1956 | 68.1956 | -0.0035109 | -0.0077814 | -0.00094625 | 0 | 0 | 0.021302 | 0.0039236 | -0.0005168 | 0.0030013 | 0.00078931 | -7.861e-05 | -0.0027758 | -0.0011909 | 0.0030973 | 0.00065039 | 0 | 0 | 0 | 0 | 0 | 0 | 0 | 0 | 0 | 0 | 0 | 0.51142 | 0 | 0 | 0 | 0 | 1.4143 | 0 | 0 | 0
2 | 40 | 11 | 50 | 1.9584 | 60.118 | 0 | 4.0433 | 0.026999 | 0 | 68.1956 | 68.5265 | 68.5265 | -0.0031974 | -0.0070864 | -0.00086175 | 0 | 0 | 0.024985 | 0.0055136 | -0.00047013 | 0.0067598 | 0.0012278 | -7.1589e-05 | -0.0025279 | -0.0010201 | 0.0030973 | 0.00065039 | 0 | 0 | 0 | 0 | 0 | 0 | 0 | 0 | 0 | 0 | 0 | 0.51126 | 0 | 0 | 0 | 0 | 1.4472 | 0 | 0 | 0
2 | 40 | 12 | 51.08 | 1.8169 | 60.118 | 0 | 2.8614 | 0.033687 | 0 | 68.5265 | 68.9393 | 68.9393 | -0.0030657 | -0.0067947 | -0.00082627 | 0 | 0 | 0.02643 | 0.0064548 | -0.00044682 | 0.0091391 | 0.0010333 | -6.8642e-05 | -0.0024239 | -0.00074209 | 0.0041315 | 0.0008666 | 0 | 0 | 0 | 0 | 0 | 0 | 0 | 0 | 0 | 0 | 0 | 0.36976 | 0 | 0 | 0 | 0 | 1.4472 | 0 | 0 | 0
2 | 40 | 13 | 51.08 | 1.7838 | 60.118 | 0 | 2.8614 | 0.032789 | 0 | 68.9393 | 69.3412 | 69.3412 | -0.0031383 | -0.0069554 | -0.00084582 | 0 | 0 | 0.026651 | 0.0066242 | -0.00046126 | 0.0098658 | 0.00076981 | -7.0266e-05 | -0.0024812 | -0.00091641 | 0.0030973 | 0.00065039 | 0 | 0 | 0 | 0 | 0 | 0 | 0 | 0 | 0 | 0 | 0 | 0.36957 | 0 | 0 | 0 | 0 | 1.4143 | 0 | 0 | 0
2 | 40 | 14 | 51.98 | 1.6838 | 60.118 | 0 | 2.3016 | 0.030633 | 0 | 69.3412 | 69.7166 | 69.7166 | -0.0030507 | -0.0067614 | -0.00082223 | 0 | 0 | 0.025071 | 0.0060877 | -0.00045015 | 0.0095012 | 0.0014409 | -6.8306e-05 | -0.002412 | -0.0010284 | 0.0025838 | 0.00054141 | 0 | 0 | 0 | 0 | 0 | 0 | 0 | 0 | 0 | 0 | 0 | 0.30245 | 0 | 0 | 0 | 0 | 1.3814 | 0 | 0 | 0
2 | 40 | 15 | 50 | 1.6508 | 60.118 | 0 | 2.3016 | 0.022395 | 0 | 69.7166 | 69.9911 | 69.9911 | -0.0034646 | -0.0076788 | -0.00093378 | 0 | 0 | 0.022366 | 0.0049073 | -0.00051371 | 0.0072867 | 0.0013586 | -7.7573e-05 | -0.0027392 | -0.0013656 | 0.0026854 | 0.00056426 | 0 | 0 | 0 | 0 | 0 | 0 | 0 | 0 | 0 | 0 | 0 | 0.30232 | 0 | 0 | 0 | 0 | 1.3485 | 0 | 0 | 0
2 | 40 | 16 | 48.02 | 1.7165 | 60.118 | 0 | 2.3016 | 0.0098899 | 0 | 69.9911 | 70.1123 | 70.1123 | -0.0038608 | -0.0085568 | -0.0010405 | 0 | 0 | 0.017958 | 0.0030995 | -0.00057392 | 0.0037128 | 0.00078546 | -8.6443e-05 | -0.0030525 | -0.0017447 | 0.0026854 | 0.00056426 | 0 | 0 | 0 | 0 | 0 | 0 | 0 | 0 | 0 | 0 | 0 | 0.30226 | 0 | 0 | 0 | 0 | 1.4143 | 0 | 0 | 0
2 | 40 | 17 | 46.04 | 1.9797 | 60.118 | 0 | 2.3016 | -0.0090417 | 0 | 70.1123 | 70.0014 | 70.0014 | -0.00423 | -0.0093751 | -0.0011401 | 0 | 0 | 0.0076619 | 0.0012112 | -0.00062894 | -0.00072071 | -0.00030612 | -9.471e-05 | -0.0033444 | -0.0020012 | 0.0039265 | 0.00082442 | 0 | 0 | 0 | 0 | 0 | 0 | 0 | 0 | 0 | 0 | 0 | 0.30231 | 0 | 0 | 0 | 0 | 1.6774 | 0 | 0 | 0
2 | 40 | 18 | 44.06 | 2.6008 | 60.118 | 0 | 3.9189 | -0.022756 | 0 | 70.0014 | 69.7226 | 69.7226 | -0.0045585 | -0.010103 | -0.0012286 | 0 | 0 | 0.0028932 | 0.00016821 | -0.00067489 | -0.0054836 | -0.0023397 | -0.00010206 | -0.0036041 | -0.0019581 | 0.0042349 | 0.00088946 | 0 | 0 | 0 | 0 | 0 | 0 | 0 | 0 | 0 | 0 | 0 | 0.49581 | 0 | 0 | 0 | 0 | 2.105 | 0 | 0 | 0
2 | 40 | 19 | 44.06 | 2.5681 | 60.118 | 0 | 3.9189 | -0.028429 | 0 | 69.7226 | 69.3742 | 69.3742 | -0.0045095 | -0.0099945 | -0.0012154 | 0 | 0 | 0 | 0 | -0.0006652 | -0.0069183 | -0.0041958 | -0.00010097 | -0.0035653 | -0.0018088 | 0.0045452 | 0.0009545 | 0 | 0 | 0 | 0 | 0 | 0 | 0 | 0 | 0 | 0 | 0 | 0.49598 | 0 | 0 | 0 | 0 | 2.0721 | 0 | 0 | 0
2 | 40 | 20 | 44.06 | 2.4367 | 60.118 | 0 | 3.9189 | -0.02563 | 0 | 69.3742 | 69.0601 | 69.0601 | -0.0044482 | -0.0098588 | -0.0011989 | 0 | 0 | 0 | 0 | -0.00065928 | -0.0068244 | -0.0041385 | -9.9597e-05 | -0.0035169 | -0.0020127 | 0.0071272 | 0.0014959 | 0 | 0 | 0 | 0 | 0 | 0 | 0 | 0 | 0 | 0 | 0 | 0.49613 | 0 | 0 | 0 | 0 | 1.9405 | 0 | 0 | 0
2 | 40 | 21 | 44.06 | 2.3381 | 60.118 | 0 | 3.9189 | -0.02573 | 0 | 69.0601 | 68.7447 | 68.7447 | -0.0043931 | -0.0097365 | -0.001184 | 0 | 0 | 0 | 0 | -0.00065604 | -0.0067397 | -0.0040886 | -9.8361e-05 | -0.0034733 | -0.002488 | 0.0071272 | 0.0014959 | 0 | 0 | 0 | 0 | 0 | 0 | 0 | 0 | 0 | 0 | 0 | 0.49628 | 0 | 0 | 0 | 0 | 1.8419 | 0 | 0 | 0
2 | 40 | 22 | 44.06 | 2.1504 | 60.118 | 0 | 3.1725 | -0.024989 | 0 | 68.7447 | 68.4385 | 68.4385 | -0.0043376 | -0.0096136 | -0.0011691 | 0 | 0 | 0 | 0 | -0.00064769 | -0.0066547 | -0.004037 | -9.712e-05 | -0.0034295 | -0.0024438 | 0.0074411 | 0.0015609 | 0 | 0 | 0 | 0 | 0 | 0 | 0 | 0 | 0 | 0 | 0 | 0.40719 | 0 | 0 | 0 | 0 | 1.7432 | 0 | 0 | 0
2 | 40 | 23 | 44.06 | 1.8874 | 60.118 | 0 | 3.1725 | -0.02476 | 0 | 68.4385 | 68.1351 | 68.1351 | -0.0042838 | -0.0094944 | -0.0011546 | 0 | 0 | 0 | 0 | -0.00064115 | -0.0065721 | -0.0039873 | -9.5915e-05 | -0.0033869 | -0.0025849 | 0.0074411 | 0.0015609 | 0 | 0 | 0 | 0 | 0 | 0 | 0 | 0 | 0 | 0 | 0 | 0.40734 | 0 | 0 | 0 | 0 | 1.4801 | 0 | 0 | 0
2 | 40 | 24 | 44.06 | 1.3084 | 60.118 | 0 | 0.52875 | -0.024685 | 0 | 68.1351 | 67.8325 | 67.8325 | -0.0042305 | -0.0093762 | -0.0011402 | 0 | 0 | 0 | 0 | -0.00062981 | -0.0064903 | -0.0039368 | -9.4721e-05 | -0.0033448 | -0.0021565 | 0.0067153 | 0.0014098 | 0 | 0 | 0 | 0 | 0 | 0 | 0 | 0 | 0 | 0 | 0 | 0.091423 | 0 | 0 | 0 | 0 | 1.2169 | 0 | 0 | 0
2 | 41 | 1 | 44.06 | 1.0124 | 60.1753 | 0 | 0.52856 | -0.028771 | 0 | 67.8325 | 67.4799 | 67.4799 | -0.0041773 | -0.0092584 | -0.0011259 | 0 | 0 | 0 | 0 | -0.00062041 | -0.0064088 | -0.0038869 | -9.3531e-05 | -0.0033027 | -0.0019638 | 0.0020667 | 0.00043418 | 0 | 0 | 0 | 0 | 0 | 0 | 0 | 0 | 0 | 0 | 0 | 0.091519 | 0 | 0 | 0 | 0 | 0.92093 | 0 | 0 | 0
2 | 41 | 2 | 42.98 | 0.94685 | 60.1753 | 0 | 0.52856 | -0.029906 | 0 | 67.4799 | 67.1134 | 67.1134 | -0.0043052 | -0.0095417 | -0.0011603 | 0 | 0 | 0 | 0 | -0.00064138 | -0.0066049 | -0.0040064 | -9.6393e-05 | -0.0034038 | -0.0022124 | 0.0020667 | 0.00043418 | 0 | 0 | 0 | 0 | 0 | 0 | 0 | 0 | 0 | 0 | 0 | 0.0917 | 0 | 0 | 0 | 0 | 0.85515 | 0 | 0 | 0
2 | 41 | 3 | 42.98 | 0.91413 | 60.1753 | 0 | 0.52856 | -0.029255 | 0 | 67.1134 | 66.7549 | 66.7549 | -0.0042408 | -0.0093989 | -0.001143 | 0 | 0 | 0 | 0 | -0.00062985 | -0.0065061 | -0.0039459 | -9.4951e-05 | -0.0033529 | -0.0020089 | 0.0020667 | 0.00043418 | 0 | 0 | 0 | 0 | 0 | 0 | 0 | 0 | 0 | 0 | 0 | 0.091876 | 0 | 0 | 0 | 0 | 0.82226 | 0 | 0 | 0
2 | 41 | 4 | 42.98 | 0.88142 | 60.1753 | 0 | 0.52856 | -0.029133 | 0 | 66.7549 | 66.3979 | 66.3979 | -0.0041778 | -0.0092593 | -0.001126 | 0 | 0 | 0 | 0 | -0.00062381 | -0.0064094 | -0.0038882 | -9.3541e-05 | -0.0033031 | -0.0023181 | 0.0020667 | 0.00043418 | 0 | 0 | 0 | 0 | 0 | 0 | 0 | 0 | 0 | 0 | 0 | 0.092052 | 0 | 0 | 0 | 0 | 0.78937 | 0 | 0 | 0
2 | 41 | 5 | 42.98 | 0.88159 | 60.1753 | 0 | 0.52856 | -0.028296 | 0 | 66.3979 | 66.0511 | 66.0511 | -0.004115 | -0.0091203 | -0.0011091 | 0 | 0 | 0 | 0 | -0.00061111 | -0.0063132 | -0.0038289 | -9.2136e-05 | -0.0032535 | -0.0019198 | 0.0020667 | 0.00043418 | 0 | 0 | 0 | 0 | 0 | 0 | 0 | 0 | 0 | 0 | 0 | 0.092223 | 0 | 0 | 0 | 0 | 0.78937 | 0 | 0 | 0
2 | 41 | 6 | 42.08 | 15.6933 | 60.1753 | 0 | 0.62184 | -0.027651 | -0.18668 | 66.0511 | 65.7123 | 68 | -0.0042122 | -0.0093357 | -0.0011353 | 0 | 0 | 0 | 0 | -0.00062596 | -0.0064623 | -0.0039194 | -9.4313e-05 | -0.0033303 | -0.0019885 | 0.0034529 | 0.00072422 | 0 | 14.7029 | 0 | 0 | 0 | 0 | 0 | 0 | 0 | 0 | 0 | 0.1024 | 0 | 0 | 0 | 0 | 0.88804 | 0 | 0 | 0
2 | 41 | 7 | 42.08 | 4.0279 | 60.1753 | 0 | 4.6638 | -0.029095 | -0.029095 | 68 | 67.6434 | 68 | -0.0045547 | -0.010095 | -0.0012276 | 0 | 0 | 0 | 0 | -0.00067318 | -0.0069877 | -0.0042371 | -0.00010198 | -0.0036011 | -0.0019555 | 0.0043383 | 0.00091055 | 0 | 2.2916 | 0 | 0 | 0 | 0 | 0 | 0 | 0 | 0 | 0 | 0.5852 | 0 | 0 | 0 | 0 | 1.1512 | 0 | 0 | 0
2 | 41 | 8 | 42.08 | 3.7401 | 60.1753 | 0 | 4.6638 | -0.022935 | -0.022935 | 68 | 67.7189 | 68 | -0.0045547 | -0.010095 | -0.0012276 | 0 | 0 | 0.0018702 | 0.00016425 | -0.00067505 | -0.0075236 | -0.0037784 | -0.00010198 | -0.0036011 | -0.0020889 | 0.0086767 | 0.0018211 | 0 | 1.8064 | 0 | 0 | 0 | 0 | 0 | 0 | 0 | 0 | 0 | 0.5852 | 0 | 0 | 0 | 0 | 1.3485 | 0 | 0 | 0
2 | 41 | 9 | 42.08 | 2.6542 | 60.1753 | 0 | 4.042 | -0.0096728 | -0.0096728 | 68 | 67.8815 | 68 | -0.0045547 | -0.010095 | -0.0012276 | 0 | 0 | 0.0097244 | 0.0021067 | -0.00067502 | -0.0029698 | -0.0012525 | -0.00010198 | -0.0036011 | -0.0020889 | 0.0050623 | 0.0010617 | 0 | 0.76185 | 0 | 0 | 0 | 0 | 0 | 0 | 0 | 0 | 0 | 0.51092 | 0 | 0 | 0 | 0 | 1.3814 | 0 | 0 | 0
2 | 41 | 10 | 44.06 | 1.9251 | 60.1753 | 0 | 4.042 | 0.009603 | 0 | 68 | 68.1177 | 68.1177 | -0.0042068 | -0.0093236 | -0.0011338 | 0 | 0 | 0.021414 | 0.0039913 | -0.00062408 | 0.0013886 | -0.00024541 | -9.419e-05 | -0.003326 | -0.0019847 | 0.0030973 | 0.00065039 | 0 | 0 | 0 | 0 | 0 | 0 | 0 | 0 | 0 | 0 | 0 | 0.51087 | 0 | 0 | 0 | 0 | 1.4143 | 0 | 0 | 0
2 | 41 | 11 | 46.04 | 1.9579 | 60.1753 | 0 | 4.042 | 0.019417 | 0 | 68.1177 | 68.3556 | 68.3556 | -0.0038795 | -0.0085983 | -0.0010456 | 0 | 0 | 0.025038 | 0.0055863 | -0.00057385 | 0.0042924 | -0.00036955 | -8.6863e-05 | -0.0030673 | -0.0016259 | 0.0030973 | 0.00065039 | 0 | 0 | 0 | 0 | 0 | 0 | 0 | 0 | 0 | 0 | 0 | 0.51075 | 0 | 0 | 0 | 0 | 1.4472 | 0 | 0 | 0
2 | 41 | 12 | 48.02 | 1.8166 | 60.1753 | 0 | 2.8605 | 0.026471 | 0 | 68.3556 | 68.68 | 68.68 | -0.0035734 | -0.0079199 | -0.0009631 | 0 | 0 | 0.026165 | 0.0064514 | -0.00053127 | 0.0068647 | -0.00042646 | -8.0009e-05 | -0.0028253 | -0.0016897 | 0.0041315 | 0.0008666 | 0 | 0 | 0 | 0 | 0 | 0 | 0 | 0 | 0 | 0 | 0 | 0.36947 | 0 | 0 | 0 | 0 | 1.4472 | 0 | 0 | 0
2 | 41 | 13 | 48.92 | 1.7836 | 60.1753 | 0 | 2.8605 | 0.028202 | 0 | 68.68 | 69.0257 | 69.0257 | -0.0034723 | -0.0076957 | -0.00093584 | 0 | 0 | 0.026629 | 0.0066835 | -0.0005138 | 0.0082736 | -0.00032148 | -7.7744e-05 | -0.0027453 | -0.0013702 | 0.0030973 | 0.00065039 | 0 | 0 | 0 | 0 | 0 | 0 | 0 | 0 | 0 | 0 | 0 | 0.3693 | 0 | 0 | 0 | 0 | 1.4143 | 0 | 0 | 0
2 | 41 | 14 | 50 | 1.6837 | 60.1753 | 0 | 2.3008 | 0.026909 | 0 | 69.0257 | 69.3554 | 69.3554 | -0.0033432 | -0.0074097 | -0.00090106 | 0 | 0 | 0.025076 | 0.0061564 | -0.00048937 | 0.0079593 | 0.00040305 | -7.4855e-05 | -0.0026433 | -0.0009497 | 0.0025838 | 0.00054141 | 0 | 0 | 0 | 0 | 0 | 0 | 0 | 0 | 0 | 0 | 0 | 0.30229 | 0 | 0 | 0 | 0 | 1.3814 | 0 | 0 | 0
2 | 41 | 15 | 51.08 | 1.6507 | 60.1753 | 0 | 2.3008 | 0.022717 | 0 | 69.3554 | 69.6338 | 69.6338 | -0.0032114 | -0.0071175 | -0.00086552 | 0 | 0 | 0.022368 | 0.0049714 | -0.0004764 | 0.0067649 | 0.00097407 | -7.1903e-05 | -0.002539 | -0.0013285 | 0.0026854 | 0.00056426 | 0 | 0 | 0 | 0 | 0 | 0 | 0 | 0 | 0 | 0 | 0 | 0.30215 | 0 | 0 | 0 | 0 | 1.3485 | 0 | 0 | 0
2 | 41 | 16 | 51.98 | 1.7163 | 60.1753 | 0 | 2.3008 | 0.014114 | 0 | 69.6338 | 69.8068 | 69.8068 | -0.0031022 | -0.0068754 | -0.00083609 | 0 | 0 | 0.017976 | 0.0031554 | -0.00045892 | 0.0038539 | 0.00082788 | -6.9458e-05 | -0.0024527 | -0.0011537 | 0.0026854 | 0.00056426 | 0 | 0 | 0 | 0 | 0 | 0 | 0 | 0 | 0 | 0 | 0 | 0.30207 | 0 | 0 | 0 | 0 | 1.4143 | 0 | 0 | 0
2 | 41 | 17 | 51.98 | 1.9795 | 60.1753 | 0 | 2.3008 | -0.002004 | 0 | 69.8068 | 69.7822 | 69.7822 | -0.0031326 | -0.0069428 | -0.00084428 | 0 | 0 | 0.0077052 | 0.0012474 | -0.0004661 | 0.00020673 | 0.00024458 | -7.0138e-05 | -0.0024767 | -0.0014018 | 0.0039265 | 0.00082442 | 0 | 0 | 0 | 0 | 0 | 0 | 0 | 0 | 0 | 0 | 0 | 0.30208 | 0 | 0 | 0 | 0 | 1.6774 | 0 | 0 | 0
2 | 41 | 18 | 51.08 | 2.6003 | 60.1753 | 0 | 3.9176 | -0.014459 | 0 | 69.7822 | 69.6051 | 69.6051 | -0.0032864 | -0.0072837 | -0.00088574 | 0 | 0 | 0.0028568 | 0.00018857 | -0.00048451 | -0.0043316 | -0.0017279 | -7.3583e-05 | -0.0025983 | -0.0010674 | 0.0042349 | 0.00088946 | 0 | 0 | 0 | 0 | 0 | 0 | 0 | 0 | 0 | 0 | 0 | 0.49529 | 0 | 0 | 0 | 0 | 2.105 | 0 | 0 | 0
2 | 41 | 19 | 50 | 2.5675 | 60.1753 | 0 | 3.9176 | -0.020417 | 0 | 69.6051 | 69.3548 | 69.3548 | -0.003445 | -0.0076353 | -0.0009285 | 0 | 0 | 0 | 0 | -0.00050815 | -0.0052853 | -0.0032052 | -7.7135e-05 | -0.0027238 | -0.001154 | 0.0045452 | 0.0009545 | 0 | 0 | 0 | 0 | 0 | 0 | 0 | 0 | 0 | 0 | 0 | 0.49541 | 0 | 0 | 0 | 0 | 2.0721 | 0 | 0 | 0
2 | 41 | 20 | 48.92 | 2.436 | 60.1753 | 0 | 3.9176 | -0.018764 | 0 | 69.3548 | 69.1249 | 69.1249 | -0.0035908 | -0.0079585 | -0.00096779 | 0 | 0 | 0 | 0 | -0.00052737 | -0.005509 | -0.0033395 | -8.0399e-05 | -0.002839 | -0.0010791 | 0.0071272 | 0.0014959 | 0 | 0 | 0 | 0 | 0 | 0 | 0 | 0 | 0 | 0 | 0 | 0.49552 | 0 | 0 | 0 | 0 | 1.9405 | 0 | 0 | 0
2 | 41 | 21 | 48.02 | 2.3375 | 60.1753 | 0 | 3.9176 | -0.019642 | 0 | 69.1249 | 68.8842 | 68.8842 | -0.0037086 | -0.0082194 | -0.00099953 | 0 | 0 | 0 | 0 | -0.0005447 | -0.0056896 | -0.003449 | -8.3036e-05 | -0.0029321 | -0.0011432 | 0.0071272 | 0.0014959 | 0 | 0 | 0 | 0 | 0 | 0 | 0 | 0 | 0 | 0 | 0 | 0.49564 | 0 | 0 | 0 | 0 | 1.8419 | 0 | 0 | 0
2 | 41 | 22 | 48.92 | 2.1498 | 60.1753 | 0 | 3.1714 | -0.018087 | 0 | 68.8842 | 68.6625 | 68.6625 | -0.0035081 | -0.0077752 | -0.0009455 | 0 | 0 | 0 | 0 | -0.00051794 | -0.0053821 | -0.0032633 | -7.8547e-05 | -0.0027736 | -0.0012837 | 0.0074411 | 0.0015609 | 0 | 0 | 0 | 0 | 0 | 0 | 0 | 0 | 0 | 0 | 0 | 0.40661 | 0 | 0 | 0 | 0 | 1.7432 | 0 | 0 | 0
2 | 41 | 23 | 48.02 | 1.8868 | 60.1753 | 0 | 3.1714 | -0.018884 | 0 | 68.6625 | 68.4311 | 68.4311 | -0.0036273 | -0.0080394 | -0.00097763 | 0 | 0 | 0 | 0 | -0.00053504 | -0.005565 | -0.0033741 | -8.1216e-05 | -0.0028679 | -0.0012572 | 0.0074411 | 0.0015609 | 0 | 0 | 0 | 0 | 0 | 0 | 0 | 0 | 0 | 0 | 0 | 0.40673 | 0 | 0 | 0 | 0 | 1.4801 | 0 | 0 | 0
2 | 41 | 24 | 48.02 | 1.3081 | 60.1753 | 0 | 0.52856 | -0.019144 | 0 | 68.4311 | 68.1965 | 68.1965 | -0.0035867 | -0.0079492 | -0.00096667 | 0 | 0 | 0 | 0 | -0.00052609 | -0.0055026 | -0.0033354 | -8.0306e-05 | -0.0028357 | -0.0010769 | 0.0067153 | 0.0014098 | 0 | 0 | 0 | 0 | 0 | 0 | 0 | 0 | 0 | 0 | 0 | 0.091167 | 0 | 0 | 0 | 0 | 1.2169 | 0 | 0 | 0
2 | 42 | 1 | 48.02 | 1.0122 | 60.2366 | 0 | 0.52837 | -0.023563 | 0 | 68.1965 | 67.9077 | 67.9077 | -0.0035454 | -0.0078579 | -0.00095556 | 0 | 0 | 0 | 0 | -0.00052138 | -0.0054393 | -0.0032975 | -7.9383e-05 | -0.0028031 | -0.0011301 | 0.0020667 | 0.00043418 | 0 | 0 | 0 | 0 | 0 | 0 | 0 | 0 | 0 | 0 | 0 | 0.091226 | 0 | 0 | 0 | 0 | 0.92093 | 0 | 0 | 0
2 | 42 | 2 | 46.04 | 0.94653 | 60.2366 | 0 | 0.52837 | -0.026095 | 0 | 67.9077 | 67.5879 | 67.5879 | -0.0038426 | -0.0085165 | -0.0010357 | 0 | 0 | 0 | 0 | -0.00056999 | -0.0058952 | -0.0035752 | -8.6037e-05 | -0.0030381 | -0.001602 | 0.0020667 | 0.00043418 | 0 | 0 | 0 | 0 | 0 | 0 | 0 | 0 | 0 | 0 | 0 | 0.091383 | 0 | 0 | 0 | 0 | 0.85515 | 0 | 0 | 0
2 | 42 | 3 | 42.98 | 0.91382 | 60.2366 | 0 | 0.52837 | -0.029617 | 0 | 67.5879 | 67.2249 | 67.2249 | -0.0043241 | -0.0095837 | -0.0011654 | 0 | 0 | 0 | 0 | -0.0006406 | -0.006634 | -0.004023 | -9.6818e-05 | -0.0034188 | -0.0017973 | 0.0020667 | 0.00043418 | 0 | 0 | 0 | 0 | 0 | 0 | 0 | 0 | 0 | 0 | 0 | 0.091562 | 0 | 0 | 0 | 0 | 0.82226 | 0 | 0 | 0
2 | 42 | 4 | 42.08 | 0.88111 | 60.2366 | 0 | 0.52837 | -0.030217 | 0 | 67.2249 | 66.8546 | 66.8546 | -0.0044185 | -0.0097929 | -0.0011909 | 0 | 0 | 0 | 0 | -0.00065222 | -0.0067788 | -0.0041101 | -9.8931e-05 | -0.0034934 | -0.001748 | 0.0020667 | 0.00043418 | 0 | 0 | 0 | 0 | 0 | 0 | 0 | 0 | 0 | 0 | 0 | 0.091744 | 0 | 0 | 0 | 0 | 0.78937 | 0 | 0 | 0
2 | 42 | 5 | 42.08 | 0.88129 | 60.2366 | 0 | 0.52837 | -0.029968 | 0 | 66.8546 | 66.4874 | 66.4874 | -0.0043534 | -0.0096486 | -0.0011733 | 0 | 0 | 0 | 0 | -0.00064517 | -0.0066789 | -0.0040503 | -9.7474e-05 | -0.003442 | -0.0019459 | 0.0020667 | 0.00043418 | 0 | 0 | 0 | 0 | 0 | 0 | 0 | 0 | 0 | 0 | 0 | 0.091925 | 0 | 0 | 0 | 0 | 0.78937 | 0 | 0 | 0
2 | 42 | 6 | 41 | 13.0382 | 60.2366 | 0 | 0.62161 | -0.029537 | -0.15297 | 66.4874 | 66.1254 | 68 | -0.0044787 | -0.0099262 | -0.0012071 | 0 | 0 | 0 | 0 | -0.00066421 | -0.0068711 | -0.004167 | -0.00010028 | -0.003541 | -0.0020344 | 0.0034529 | 0.00072422 | 0 | 12.0479 | 0 | 0 | 0 | 0 | 0 | 0 | 0 | 0 | 0 | 0.10231 | 0 | 0 | 0 | 0 | 0.88804 | 0 | 0 | 0
2 | 42 | 7 | 41 | 4.1645 | 60.2366 | 0 | 4.6621 | -0.030838 | -0.030838 | 68 | 67.6221 | 68 | -0.0047445 | -0.010515 | -0.0012787 | 0 | 0 | 0 | 0 | -0.0007048 | -0.0072789 | -0.0044146 | -0.00010623 | -0.0037511 | -0.0023821 | 0.0043383 | 0.00091055 | 0 | 2.4288 | 0 | 0 | 0 | 0 | 0 | 0 | 0 | 0 | 0 | 0.58447 | 0 | 0 | 0 | 0 | 1.1512 | 0 | 0 | 0
2 | 42 | 8 | 41 | 3.7843 | 60.2366 | 0 | 4.6621 | -0.023506 | -0.023506 | 68 | 67.7119 | 68 | -0.0047445 | -0.010515 | -0.0012787 | 0 | 0 | 0.0018693 | 0.00016999 | -0.00070321 | -0.0072618 | -0.0036331 | -0.00010623 | -0.0037511 | -0.0022276 | 0.0086767 | 0.0018211 | 0 | 1.8513 | 0 | 0 | 0 | 0 | 0 | 0 | 0 | 0 | 0 | 0.58447 | 0 | 0 | 0 | 0 | 1.3485 | 0 | 0 | 0
2 | 42 | 9 | 39.92 | 2.8532 | 60.2366 | 0 | 4.0405 | -0.012209 | -0.012209 | 68 | 67.8504 | 68 | -0.0049343 | -0.010936 | -0.0013299 | 0 | 0 | 0.009523 | 0.0020957 | -0.00073366 | -0.0030386 | -0.0013763 | -0.00011048 | -0.0039012 | -0.0025293 | 0.0050623 | 0.0010617 | 0 | 0.96156 | 0 | 0 | 0 | 0 | 0 | 0 | 0 | 0 | 0 | 0.51029 | 0 | 0 | 0 | 0 | 1.3814 | 0 | 0 | 0
2 | 42 | 10 | 41 | 1.9245 | 60.2366 | 0 | 4.0405 | 0.0069348 | 0 | 68 | 68.085 | 68.085 | -0.0047445 | -0.010515 | -0.0012787 | 0 | 0 | 0.021496 | 0.0040599 | -0.00070445 | 0.0014046 | -0.00029049 | -0.00010623 | -0.0037511 | -0.0023821 | 0.0030973 | 0.00065039 | 0 | 0 | 0 | 0 | 0 | 0 | 0 | 0 | 0 | 0 | 0 | 0.51025 | 0 | 0 | 0 | 0 | 1.4143 | 0 | 0 | 0
2 | 42 | 11 | 41 | 1.9573 | 60.2366 | 0 | 4.0405 | 0.014563 | 0 | 68.085 | 68.2635 | 68.2635 | -0.0047594 | -0.010548 | -0.0012827 | 0 | 0 | 0.024765 | 0.0055862 | -0.00071085 | 0.0046224 | -0.00020023 | -0.00010656 | -0.0037629 | -0.0027873 | 0.0030973 | 0.00065039 | 0 | 0 | 0 | 0 | 0 | 0 | 0 | 0 | 0 | 0 | 0 | 0.51016 | 0 | 0 | 0 | 0 | 1.4472 | 0 | 0 | 0
2 | 42 | 12 | 41 | 1.8163 | 60.2366 | 0 | 2.8594 | 0.020289 | 0 | 68.2635 | 68.5121 | 68.5121 | -0.0047908 | -0.010618 | -0.0012912 | 0 | 0 | 0.026185 | 0.0065203 | -0.00071172 | 0.0068442 | -0.00053392 | -0.00010727 | -0.0037877 | -0.0024177 | 0.0041315 | 0.0008666 | 0 | 0 | 0 | 0 | 0 | 0 | 0 | 0 | 0 | 0 | 0 | 0.3691 | 0 | 0 | 0 | 0 | 1.4472 | 0 | 0 | 0
2 | 42 | 13 | 42.08 | 1.7833 | 60.2366 | 0 | 2.8594 | 0.021769 | 0 | 68.5121 | 68.7789 | 68.7789 | -0.0046447 | -0.010294 | -0.0012518 | 0 | 0 | 0.026637 | 0.0067552 | -0.00068785 | 0.0080123 | -0.00057457 | -0.000104 | -0.0036722 | -0.0021542 | 0.0030973 | 0.00065039 | 0 | 0 | 0 | 0 | 0 | 0 | 0 | 0 | 0 | 0 | 0 | 0.36897 | 0 | 0 | 0 | 0 | 1.4143 | 0 | 0 | 0
2 | 42 | 14 | 42.08 | 1.6835 | 60.2366 | 0 | 2.3 | 0.018815 | 0 | 68.7789 | 69.0095 | 69.0095 | -0.0046916 | -0.010398 | -0.0012645 | 0 | 0 | 0.025049 | 0.0062179 | -0.00069536 | 0.0074732 | 2.3569e-06 | -0.00010504 | -0.0037093 | -0.0021885 | 0.0025838 | 0.00054141 | 0 | 0 | 0 | 0 | 0 | 0 | 0 | 0 | 0 | 0 | 0 | 0.3021 | 0 | 0 | 0 | 0 | 1.3814 | 0 | 0 | 0
2 | 42 | 15 | 42.08 | 1.6505 | 60.2366 | 0 | 2.3 | 0.013341 | 0 | 69.0095 | 69.173 | 69.173 | -0.0047321 | -0.010488 | -0.0012754 | 0 | 0 | 0.022133 | 0.0049809 | -0.00069501 | 0.0055868 | 0.00019584 | -0.00010595 | -0.0037413 | -0.0017669 | 0.0026854 | 0.00056426 | 0 | 0 | 0 | 0 | 0 | 0 | 0 | 0 | 0 | 0 | 0 | 0.30202 | 0 | 0 | 0 | 0 | 1.3485 | 0 | 0 | 0
2 | 42 | 16 | 42.08 | 1.7163 | 60.2366 | 0 | 2.3 | 0.0025048 | 0 | 69.173 | 69.2037 | 69.2037 | -0.0047608 | -0.010552 | -0.0012831 | 0 | 0 | 0.017983 | 0.0032116 | -0.00071115 | 0.0025963 | -5.9749e-06 | -0.0001066 | -0.0037641 | -0.0027885 | 0.0026854 | 0.00056426 | 0 | 0 | 0 | 0 | 0 | 0 | 0 | 0 | 0 | 0 | 0 | 0.302 | 0 | 0 | 0 | 0 | 1.4143 | 0 | 0 | 0
2 | 42 | 17 | 42.08 | 1.9795 | 60.2366 | 0 | 2.3 | -0.013153 | 0 | 69.2037 | 69.0425 | 69.0425 | -0.0047662 | -0.010564 | -0.0012846 | 0 | 0 | 0.0076602 | 0.0012788 | -0.00070978 | -0.0014308 | -0.00081885 | -0.00010672 | -0.0037683 | -0.0025694 | 0.0039265 | 0.00082442 | 0 | 0 | 0 | 0 | 0 | 0 | 0 | 0 | 0 | 0 | 0 | 0.30208 | 0 | 0 | 0 | 0 | 1.6774 | 0 | 0 | 0
2 | 42 | 18 | 42.08 | 2.6001 | 60.2366 | 0 | 3.9161 | -0.024669 | 0 | 69.0425 | 68.7402 | 68.7402 | -0.0047379 | -0.010501 | -0.0012769 | 0 | 0 | 0.0029469 | 0.00018028 | -0.00070761 | -0.0056974 | -0.0024888 | -0.00010608 | -0.0037459 | -0.0027693 | 0.0042349 | 0.00088946 | 0 | 0 | 0 | 0 | 0 | 0 | 0 | 0 | 0 | 0 | 0 | 0.49509 | 0 | 0 | 0 | 0 | 2.105 | 0 | 0 | 0
2 | 42 | 19 | 41 | 2.5674 | 60.2366 | 0 | 3.9161 | -0.031632 | 0 | 68.7402 | 68.3525 | 68.3525 | -0.0048745 | -0.010804 | -0.0013138 | 0 | 0 | 0 | 0 | -0.00072468 | -0.0074784 | -0.0045367 | -0.00010914 | -0.003854 | -0.0024826 | 0.0045452 | 0.0009545 | 0 | 0 | 0 | 0 | 0 | 0 | 0 | 0 | 0 | 0 | 0 | 0.49528 | 0 | 0 | 0 | 0 | 2.0721 | 0 | 0 | 0
2 | 42 | 20 | 41 | 2.5184 | 60.2366 | 0 | 3.9161 | -0.029811 | -0.001047 | 68.3525 | 67.9872 | 68 | -0.0048064 | -0.010653 | -0.0012954 | 0 | 0 | 0 | 0 | -0.00072445 | -0.0073739 | -0.0044751 | -0.00010762 | -0.0038001 | -0.0037021 | 0.0071272 | 0.0014959 | 0 | 0.08246 | 0 | 0 | 0 | 0 | 0 | 0 | 0 | 0 | 0 | 0.49545 | 0 | 0 | 0 | 0 | 1.9405 | 0 | 0 | 0
2 | 42 | 21 | 41 | 4.5937 | 60.2366 | 0 | 3.9161 | -0.028649 | -0.028649 | 68 | 67.6489 | 68 | -0.0047445 | -0.010515 | -0.0012787 | 0 | 0 | 0 | 0 | -0.00071016 | -0.0072789 | -0.0044161 | -0.00010623 | -0.0037511 | -0.0029747 | 0.0071272 | 0.0014959 | 0 | 2.2564 | 0 | 0 | 0 | 0 | 0 | 0 | 0 | 0 | 0 | 0.49545 | 0 | 0 | 0 | 0 | 1.8419 | 0 | 0 | 0
2 | 42 | 22 | 42.08 | 4.3347 | 60.2366 | 0 | 3.1702 | -0.027743 | -0.027743 | 68 | 67.66 | 68 | -0.0045547 | -0.010095 | -0.0012276 | 0 | 0 | 0 | 0 | -0.00068768 | -0.0069877 | -0.0042411 | -0.00010198 | -0.0036011 | -0.0036878 | 0.0074411 | 0.0015609 | 0 | 2.1851 | 0 | 0 | 0 | 0 | 0 | 0 | 0 | 0 | 0 | 0.40644 | 0 | 0 | 0 | 0 | 1.7432 | 0 | 0 | 0
2 | 42 | 23 | 42.08 | 1.8867 | 60.2366 | 0 | 3.1702 | -0.02628 | 0 | 68 | 67.6779 | 67.6779 | -0.0045547 | -0.010095 | -0.0012276 | 0 | 0 | 0 | 0 | -0.00067644 | -0.0069877 | -0.004238 | -0.00010198 | -0.0036011 | -0.0022385 | 0.0074411 | 0.0015609 | 0 | 0 | 0 | 0 | 0 | 0 | 0 | 0 | 0 | 0 | 0 | 0.4066 | 0 | 0 | 0 | 0 | 1.4801 | 0 | 0 | 0
2 | 42 | 24 | 42.08 | 1.3084 | 60.2366 | 0 | 0.52837 | -0.027146 | 0 | 67.6779 | 67.3453 | 67.3453 | -0.0044981 | -0.0099693 | -0.0012123 | 0 | 0 | 0 | 0 | -0.00067333 | -0.0069009 | -0.0041868 | -0.00010071 | -0.0035564 | -0.0027637 | 0.0067153 | 0.0014098 | 0 | 0 | 0 | 0 | 0 | 0 | 0 | 0 | 0 | 0 | 0 | 0.091503 | 0 | 0 | 0 | 0 | 1.2169 | 0 | 0 | 0
2 | 43 | 1 | 42.98 | 1.0125 | 60.3018 | 0 | 0.52816 | -0.030116 | 0 | 67.3453 | 66.9762 | 66.9762 | -0.0042815 | -0.0094892 | -0.0011539 | 0 | 0 | 0 | 0 | -0.00064055 | -0.0065686 | -0.0039851 | -9.5863e-05 | -0.0033851 | -0.0025829 | 0.0020667 | 0.00043418 | 0 | 0 | 0 | 0 | 0 | 0 | 0 | 0 | 0 | 0 | 0 | 0.091596 | 0 | 0 | 0 | 0 | 0.92093 | 0 | 0 | 0
2 | 43 | 2 | 42.98 | 0.94692 | 60.3018 | 0 | 0.52816 | -0.029808 | 0 | 66.9762 | 66.6109 | 66.6109 | -0.0042166 | -0.0093455 | -0.0011365 | 0 | 0 | 0 | 0 | -0.00063254 | -0.0064691 | -0.0039252 | -9.4411e-05 | -0.0033338 | -0.0027213 | 0.0020667 | 0.00043418 | 0 | 0 | 0 | 0 | 0 | 0 | 0 | 0 | 0 | 0 | 0 | 0.091776 | 0 | 0 | 0 | 0 | 0.85515 | 0 | 0 | 0
2 | 43 | 3 | 42.98 | 0.91421 | 60.3018 | 0 | 0.52816 | -0.028938 | 0 | 66.6109 | 66.2562 | 66.2562 | -0.0041525 | -0.0092032 | -0.0011192 | 0 | 0 | 0 | 0 | -0.00061995 | -0.0063706 | -0.0038646 | -9.2974e-05 | -0.0032831 | -0.0022984 | 0.0020667 | 0.00043418 | 0 | 0 | 0 | 0 | 0 | 0 | 0 | 0 | 0 | 0 | 0 | 0.09195 | 0 | 0 | 0 | 0 | 0.82226 | 0 | 0 | 0
2 | 43 | 4 | 42.08 | 1.5719 | 60.3018 | 0 | 0.52816 | -0.029675 | -0.008767 | 66.2562 | 65.8926 | 66 | -0.0042483 | -0.0094156 | -0.001145 | 0 | 0 | 0 | 0 | -0.00063458 | -0.0065176 | -0.0039539 | -9.512e-05 | -0.0033588 | -0.0023733 | 0.0020667 | 0.00043418 | 0 | 0.69051 | 0 | 0 | 0 | 0 | 0 | 0 | 0 | 0 | 0 | 0.092077 | 0 | 0 | 0 | 0 | 0.78937 | 0 | 0 | 0
2 | 43 | 5 | 39.02 | 3.5873 | 60.3018 | 0 | 0.52816 | -0.034355 | -0.034355 | 66 | 65.579 | 66 | -0.004741 | -0.010508 | -0.0012778 | 0 | 0 | 0 | 0 | -0.00071517 | -0.0072735 | -0.0044144 | -0.00010615 | -0.0037484 | -0.0036374 | 0.0020667 | 0.00043418 | 0 | 2.7058 | 0 | 0 | 0 | 0 | 0 | 0 | 0 | 0 | 0 | 0.092077 | 0 | 0 | 0 | 0 | 0.78937 | 0 | 0 | 0
2 | 43 | 6 | 37.04 | 16.6378 | 60.3018 | 0 | 0.62137 | -0.035474 | -0.19867 | 66 | 65.5653 | 68 | -0.0050889 | -0.011279 | -0.0013715 | 0 | 0 | 0 | 0 | -0.00076578 | -0.0078072 | -0.0047378 | -0.00011394 | -0.0040234 | -0.0037393 | 0.0034529 | 0.00072422 | 0 | 15.6476 | 0 | 0 | 0 | 0 | 0 | 0 | 0 | 0 | 0 | 0.1022 | 0 | 0 | 0 | 0 | 0.88804 | 0 | 0 | 0
2 | 43 | 7 | 35.96 | 4.7383 | 60.3018 | 0 | 4.6602 | -0.038133 | -0.038133 | 68 | 67.5327 | 68 | -0.0056301 | -0.012478 | -0.0015174 | 0 | 0 | 0 | 0 | -0.00084135 | -0.0086376 | -0.0052401 | -0.00012606 | -0.0044514 | -0.0035495 | 0.0043383 | 0.00091055 | 0 | 3.0034 | 0 | 0 | 0 | 0 | 0 | 0 | 0 | 0 | 0 | 0.58369 | 0 | 0 | 0 | 0 | 1.1512 | 0 | 0 | 0
2 | 43 | 8 | 35.06 | 4.4446 | 60.3018 | 0 | 4.6602 | -0.031899 | -0.031899 | 68 | 67.6091 | 68 | -0.0057883 | -0.012829 | -0.00156 | 0 | 0 | 0.0020314 | 0.00019526 | -0.00086284 | -0.0089953 | -0.004627 | -0.0001296 | -0.0045764 | -0.0034342 | 0.0086767 | 0.0018211 | 0 | 2.5124 | 0 | 0 | 0 | 0 | 0 | 0 | 0 | 0 | 0 | 0.58369 | 0 | 0 | 0 | 0 | 1.3485 | 0 | 0 | 0
2 | 43 | 9 | 33.98 | 3.5677 | 60.3018 | 0 | 4.0389 | -0.021289 | -0.021289 | 68 | 67.7391 | 68 | -0.005978 | -0.013249 | -0.0016112 | 0 | 0 | 0.0096959 | 0.0021672 | -0.0008997 | -0.0046323 | -0.0023431 | -0.00013385 | -0.0047264 | -0.0046402 | 0.0050623 | 0.0010617 | 0 | 1.6767 | 0 | 0 | 0 | 0 | 0 | 0 | 0 | 0 | 0 | 0.50961 | 0 | 0 | 0 | 0 | 1.3814 | 0 | 0 | 0
2 | 43 | 10 | 33.98 | 2.538 | 60.3018 | 0 | 4.0389 | -0.0077968 | -0.0077968 | 68 | 67.9044 | 68 | -0.005978 | -0.013249 | -0.0016112 | 0 | 0 | 0.021199 | 0.0040615 | -0.00090125 | -0.0021277 | -0.0025048 | -0.00013385 | -0.0047264 | -0.0049222 | 0.0030973 | 0.00065039 | 0 | 0.61409 | 0 | 0 | 0 | 0 | 0 | 0 | 0 | 0 | 0 | 0.50961 | 0 | 0 | 0 | 0 | 1.4143 | 0 | 0 | 0
2 | 43 | 11 | 35.96 | 1.9568 | 60.3018 | 0 | 4.0389 | 0.002534 | 0 | 68 | 68.0311 | 68.0311 | -0.0056301 | -0.012478 | -0.0015174 | 0 | 0 | 0.024787 | 0.0056521 | -0.00084627 | 0.00091455 | -0.0025881 | -0.00012606 | -0.0044514 | -0.0042796 | 0.0030973 | 0.00065039 | 0 | 0 | 0 | 0 | 0 | 0 | 0 | 0 | 0 | 0 | 0 | 0.5096 | 0 | 0 | 0 | 0 | 1.4472 | 0 | 0 | 0
2 | 43 | 12 | 35.6 | 1.816 | 60.3018 | 0 | 2.8583 | 0.0076063 | 0 | 68.0311 | 68.1243 | 68.1243 | -0.0056988 | -0.012631 | -0.0015359 | 0 | 0 | 0.026167 | 0.0065843 | -0.00086102 | 0.0031075 | -0.0029882 | -0.0001276 | -0.0045057 | -0.0049029 | 0.0041315 | 0.0008666 | 0 | 0 | 0 | 0 | 0 | 0 | 0 | 0 | 0 | 0 | 0 | 0.36881 | 0 | 0 | 0 | 0 | 1.4472 | 0 | 0 | 0
2 | 43 | 13 | 39.02 | 1.783 | 60.3018 | 0 | 2.8583 | 0.011942 | 0 | 68.1243 | 68.2706 | 68.2706 | -0.0051142 | -0.011335 | -0.0013784 | 0 | 0 | 0.026399 | 0.0067559 | -0.00077171 | 0.004752 | -0.0026865 | -0.00011451 | -0.0040435 | -0.0042686 | 0.0030973 | 0.00065039 | 0 | 0 | 0 | 0 | 0 | 0 | 0 | 0 | 0 | 0 | 0 | 0.36874 | 0 | 0 | 0 | 0 | 1.4143 | 0 | 0 | 0
2 | 43 | 14 | 41 | 1.6834 | 60.3018 | 0 | 2.2991 | 0.012531 | 0 | 68.2706 | 68.4242 | 68.4242 | -0.004792 | -0.010621 | -0.0012915 | 0 | 0 | 0.025021 | 0.0062799 | -0.00072172 | 0.0048516 | -0.0017371 | -0.00010729 | -0.0037887 | -0.0036879 | 0.0025838 | 0.00054141 | 0 | 0 | 0 | 0 | 0 | 0 | 0 | 0 | 0 | 0 | 0 | 0.302 | 0 | 0 | 0 | 0 | 1.3814 | 0 | 0 | 0
2 | 43 | 15 | 42.08 | 1.6504 | 60.3018 | 0 | 2.2991 | 0.0088819 | 0 | 68.4242 | 68.533 | 68.533 | -0.0046292 | -0.01026 | -0.0012477 | 0 | 0 | 0.02215 | 0.0050505 | -0.00069255 | 0.0032357 | -0.001336 | -0.00010365 | -0.00366 | -0.0028753 | 0.0026854 | 0.00056426 | 0 | 0 | 0 | 0 | 0 | 0 | 0 | 0 | 0 | 0 | 0 | 0.30194 | 0 | 0 | 0 | 0 | 1.3485 | 0 | 0 | 0
2 | 43 | 16 | 42.08 | 1.7162 | 60.3018 | 0 | 2.2991 | -0.0017237 | 0 | 68.533 | 68.5119 | 68.5119 | -0.0046484 | -0.010302 | -0.0012528 | 0 | 0 | 0.017798 | 0.0032392 | -0.00069898 | 0.00011914 | -0.0015659 | -0.00010408 | -0.0036752 | -0.0033183 | 0.0026854 | 0.00056426 | 0 | 0 | 0 | 0 | 0 | 0 | 0 | 0 | 0 | 0 | 0 | 0.30195 | 0 | 0 | 0 | 0 | 1.4143 | 0 | 0 | 0
2 | 43 | 17 | 42.08 | 1.9795 | 60.3018 | 0 | 2.2991 | -0.017242 | 0 | 68.5119 | 68.3006 | 68.3006 | -0.0046447 | -0.010294 | -0.0012518 | 0 | 0 | 0.007672 | 0.0013098 | -0.00069839 | -0.0038649 | -0.0023049 | -0.00010399 | -0.0036722 | -0.0033149 | 0.0039265 | 0.00082442 | 0 | 0 | 0 | 0 | 0 | 0 | 0 | 0 | 0 | 0 | 0 | 0.30206 | 0 | 0 | 0 | 0 | 1.6774 | 0 | 0 | 0
2 | 43 | 18 | 39.92 | 3.1447 | 60.3018 | 0 | 3.9146 | -0.031449 | -0.0069189 | 68.3006 | 67.9152 | 68 | -0.0049871 | -0.011053 | -0.0013441 | 0 | 0 | 0.0029358 | 0.00020827 | -0.00074887 | -0.0088062 | -0.0044255 | -0.00011166 | -0.003943 | -0.0034086 | 0.0042349 | 0.00088946 | 0 | 0.54495 | 0 | 0 | 0 | 0 | 0 | 0 | 0 | 0 | 0 | 0.4948 | 0 | 0 | 0 | 0 | 2.105 | 0 | 0 | 0
2 | 43 | 19 | 39.02 | 5.2582 | 60.3018 | 0 | 3.9146 | -0.034171 | -0.034171 | 68 | 67.5812 | 68 | -0.0050924 | -0.011286 | -0.0013725 | 0 | 0 | 0 | 0 | -0.00076439 | -0.0078126 | -0.0047406 | -0.00011402 | -0.0040262 | -0.0035068 | 0.0045452 | 0.0009545 | 0 | 2.6913 | 0 | 0 | 0 | 0 | 0 | 0 | 0 | 0 | 0 | 0.4948 | 0 | 0 | 0 | 0 | 2.0721 | 0 | 0 | 0
2 | 43 | 20 | 37.94 | 5.005 | 60.3018 | 0 | 3.9146 | -0.032626 | -0.032626 | 68 | 67.6002 | 68 | -0.0052822 | -0.011707 | -0.0014236 | 0 | 0 | 0 | 0 | -0.00078939 | -0.0081038 | -0.0049162 | -0.00011827 | -0.0041763 | -0.0032365 | 0.0071272 | 0.0014959 | 0 | 2.5697 | 0 | 0 | 0 | 0 | 0 | 0 | 0 | 0 | 0 | 0.4948 | 0 | 0 | 0 | 0 | 1.9405 | 0 | 0 | 0
2 | 43 | 21 | 35.96 | 5.1388 | 60.3018 | 0 | 3.9146 | -0.035577 | -0.035577 | 68 | 67.564 | 68 | -0.0056301 | -0.012478 | -0.0015174 | 0 | 0 | 0 | 0 | -0.00084377 | -0.0086376 | -0.0052407 | -0.00012606 | -0.0044514 | -0.0037793 | 0.0071272 | 0.0014959 | 0 | 2.8021 | 0 | 0 | 0 | 0 | 0 | 0 | 0 | 0 | 0 | 0.4948 | 0 | 0 | 0 | 0 | 1.8419 | 0 | 0 | 0
2 | 43 | 22 | 35.06 | 4.985 | 60.3018 | 0 | 3.169 | -0.036006 | -0.036006 | 68 | 67.5587 | 68 | -0.0057883 | -0.012829 | -0.00156 | 0 | 0 | 0 | 0 | -0.0008628 | -0.0088802 | -0.0053866 | -0.0001296 | -0.0045764 | -0.0034342 | 0.0074411 | 0.0015609 | 0 | 2.8359 | 0 | 0 | 0 | 0 | 0 | 0 | 0 | 0 | 0 | 0.40591 | 0 | 0 | 0 | 0 | 1.7432 | 0 | 0 | 0
2 | 43 | 23 | 33.98 | 1.8862 | 60.3018 | 0 | 3.169 | -0.037489 | 0 | 68 | 67.5406 | 67.5406 | -0.005978 | -0.013249 | -0.0016112 | 0 | 0 | 0 | 0 | -0.00089134 | -0.0091714 | -0.0055633 | -0.00013385 | -0.0047264 | -0.0036056 | 0.0074411 | 0.0015609 | 0 | 0 | 0 | 0 | 0 | 0 | 0 | 0 | 0 | 0 | 0 | 0.40613 | 0 | 0 | 0 | 0 | 1.4801 | 0 | 0 | 0
2 | 43 | 24 | 33.08 | 1.3085 | 60.3018 | 0 | 0.52816 | -0.038423 | 0 | 67.5406 | 67.0697 | 67.0697 | -0.0060555 | -0.013421 | -0.0016321 | 0 | 0 | 0 | 0 | -0.00089883 | -0.0092901 | -0.0056342 | -0.00013558 | -0.0047876 | -0.0032838 | 0.0067153 | 0.0014098 | 0 | 0 | 0 | 0 | 0 | 0 | 0 | 0 | 0 | 0 | 0 | 0.09155 | 0 | 0 | 0 | 0 | 1.2169 | 0 | 0 | 0
2 | 44 | 1 | 32 | 1.0126 | 60.371 | 0 | 0.52794 | -0.043906 | 0 | 67.0697 | 66.5316 | 66.5316 | -0.0061625 | -0.013658 | -0.0016609 | 0 | 0 | 0 | 0 | -0.00091498 | -0.0094543 | -0.0057339 | -0.00013798 | -0.0048723 | -0.0033774 | 0.0020667 | 0.00043418 | 0 | 0 | 0 | 0 | 0 | 0 | 0 | 0 | 0 | 0 | 0 | 0.091721 | 0 | 0 | 0 | 0 | 0.92093 | 0 | 0 | 0
2 | 44 | 2 | 30.92 | 1.0625 | 60.371 | 0 | 0.52794 | -0.044842 | -0.0014643 | 66.5316 | 65.9821 | 66 | -0.0062577 | -0.013869 | -0.0016866 | 0 | 0 | 0 | 0 | -0.00093122 | -0.0096004 | -0.0058231 | -0.00014011 | -0.0049476 | -0.003653 | 0.0020667 | 0.00043418 | 0 | 0.11533 | 0 | 0 | 0 | 0 | 0 | 0 | 0 | 0 | 0 | 0.091983 | 0 | 0 | 0 | 0 | 0.85515 | 0 | 0 | 0
2 | 44 | 3 | 30.02 | 4.4569 | 60.371 | 0 | 0.52794 | -0.044979 | -0.044979 | 66 | 65.4488 | 66 | -0.0063225 | -0.014013 | -0.001704 | 0 | 0 | 0 | 0 | -0.00093666 | -0.0096997 | -0.0058821 | -0.00014156 | -0.0049987 | -0.0033479 | 0.0020667 | 0.00043418 | 0 | 3.5426 | 0 | 0 | 0 | 0 | 0 | 0 | 0 | 0 | 0 | 0.091983 | 0 | 0 | 0 | 0 | 0.82226 | 0 | 0 | 0
2 | 44 | 4 | 28.04 | 4.6255 | 60.371 | 0 | 0.52794 | -0.047538 | -0.047538 | 66 | 65.4174 | 66 | -0.0066704 | -0.014784 | -0.0017978 | 0 | 0 | 0 | 0 | -0.00098729 | -0.010234 | -0.0062056 | -0.00014935 | -0.0052738 | -0.0035031 | 0.0020667 | 0.00043418 | 0 | 3.7442 | 0 | 0 | 0 | 0 | 0 | 0 | 0 | 0 | 0 | 0.091983 | 0 | 0 | 0 | 0 | 0.78937 | 0 | 0 | 0
2 | 44 | 5 | 26.96 | 4.7422 | 60.371 | 0 | 0.52794 | -0.04902 | -0.04902 | 66 | 65.3993 | 66 | -0.0068602 | -0.015204 | -0.0018489 | 0 | 0 | 0 | 0 | -0.0010149 | -0.010525 | -0.006382 | -0.0001536 | -0.0054239 | -0.0036737 | 0.0020667 | 0.00043418 | 0 | 3.8609 | 0 | 0 | 0 | 0 | 0 | 0 | 0 | 0 | 0 | 0.091983 | 0 | 0 | 0 | 0 | 0.78937 | 0 | 0 | 0
2 | 44 | 6 | 26.96 | 17.608 | 60.371 | 0 | 0.62111 | -0.047793 | -0.21099 | 66 | 65.4143 | 68 | -0.0068602 | -0.015204 | -0.0018489 | 0 | 0 | 0 | 0 | -0.0010162 | -0.010525 | -0.0063824 | -0.0001536 | -0.0054239 | -0.0038315 | 0.0034529 | 0.00072422 | 0 | 16.6178 | 0 | 0 | 0 | 0 | 0 | 0 | 0 | 0 | 0 | 0.10209 | 0 | 0 | 0 | 0 | 0.88804 | 0 | 0 | 0
2 | 44 | 7 | 26.06 | 5.7092 | 60.371 | 0 | 4.6583 | -0.050471 | -0.050471 | 68 | 67.3815 | 68 | -0.0073698 | -0.016334 | -0.0019863 | 0 | 0 | 0 | 0 | -0.0010863 | -0.011306 | -0.0068549 | -0.00016501 | -0.0058268 | -0.0038797 | 0.0043383 | 0.00091055 | 0 | 3.9751 | 0 | 0 | 0 | 0 | 0 | 0 | 0 | 0 | 0 | 0.58286 | 0 | 0 | 0 | 0 | 1.1512 | 0 | 0 | 0
2 | 44 | 8 | 28.04 | 5.3502 | 60.371 | 0 | 4.6583 | -0.043407 | -0.043407 | 68 | 67.468 | 68 | -0.0070218 | -0.015563 | -0.0018925 | 0 | 0 | 0 | 0 | -0.0010324 | -0.010773 | -0.0065305 | -0.00015722 | -0.0055517 | -0.003562 | 0.0086767 | 0.0018211 | 0 | 3.4188 | 0 | 0 | 0 | 0 | 0 | 0 | 0 | 0 | 0 | 0.58286 | 0 | 0 | 0 | 0 | 1.3485 | 0 | 0 | 0
2 | 44 | 9 | 28.94 | 4.126 | 60.371 | 0 | 4.0372 | -0.028386 | -0.028386 | 68 | 67.6521 | 68 | -0.0068637 | -0.015212 | -0.0018499 | 0 | 0 | 0.0095381 | 0.0021664 | -0.0010122 | -0.007171 | -0.0039184 | -0.00015368 | -0.0054266 | -0.0035447 | 0.0050623 | 0.0010617 | 0 | 2.2357 | 0 | 0 | 0 | 0 | 0 | 0 | 0 | 0 | 0 | 0.5089 | 0 | 0 | 0 | 0 | 1.3814 | 0 | 0 | 0
2 | 44 | 10 | 32 | 2.4379 | 60.371 | 0 | 4.0372 | -0.0065356 | -0.0065356 | 68 | 67.9199 | 68 | -0.006326 | -0.01402 | -0.001705 | 0 | 0 | 0.021332 | 0.0041402 | -0.00093248 | -0.0015783 | -0.0021979 | -0.00014164 | -0.0050015 | -0.0032022 | 0.0030973 | 0.00065039 | 0 | 0.51475 | 0 | 0 | 0 | 0 | 0 | 0 | 0 | 0 | 0 | 0.5089 | 0 | 0 | 0 | 0 | 1.4143 | 0 | 0 | 0
2 | 44 | 11 | 35.06 | 1.956 | 60.371 | 0 | 4.0372 | 0.0066418 | 0 | 68 | 68.0814 | 68.0814 | -0.0057883 | -0.012829 | -0.00156 | 0 | 0 | 0.02483 | 0.0057265 | -0.00085487 | 0.0025788 | -0.0016086 | -0.0001296 | -0.0045764 | -0.0028945 | 0.0030973 | 0.00065039 | 0 | 0 | 0 | 0 | 0 | 0 | 0 | 0 | 0 | 0 | 0 | 0.50886 | 0 | 0 | 0 | 0 | 1.4472 | 0 | 0 | 0
2 | 44 | 12 | 35.96 | 1.8154 | 60.371 | 0 | 2.8571 | 0.013017 | 0 | 68.0814 | 68.2409 | 68.2409 | -0.0056444 | -0.01251 | -0.0015213 | 0 | 0 | 0.026171 | 0.006651 | -0.00083292 | 0.0048665 | -0.0019316 | -0.00012638 | -0.0044627 | -0.0026404 | 0.0041315 | 0.0008666 | 0 | 0 | 0 | 0 | 0 | 0 | 0 | 0 | 0 | 0 | 0 | 0.36825 | 0 | 0 | 0 | 0 | 1.4472 | 0 | 0 | 0
2 | 44 | 13 | 37.04 | 1.7824 | 60.371 | 0 | 2.8571 | 0.014005 | 0 | 68.2409 | 68.4126 | 68.4126 | -0.0054827 | -0.012151 | -0.0014777 | 0 | 0 | 0.026372 | 0.0068204 | -0.00080882 | 0.005951 | -0.001994 | -0.00012276 | -0.0043348 | -0.0025139 | 0.0030973 | 0.00065039 | 0 | 0 | 0 | 0 | 0 | 0 | 0 | 0 | 0 | 0 | 0 | 0.36816 | 0 | 0 | 0 | 0 | 1.4143 | 0 | 0 | 0
2 | 44 | 14 | 37.94 | 1.6829 | 60.371 | 0 | 2.2981 | 0.013405 | 0 | 68.4126 | 68.5768 | 68.5768 | -0.0053547 | -0.011868 | -0.0014432 | 0 | 0 | 0.024988 | 0.0063397 | -0.00078644 | 0.0060202 | -0.0010605 | -0.00011989 | -0.0042336 | -0.0022022 | 0.0025838 | 0.00054141 | 0 | 0 | 0 | 0 | 0 | 0 | 0 | 0 | 0 | 0 | 0 | 0.30152 | 0 | 0 | 0 | 0 | 1.3814 | 0 | 0 | 0
2 | 44 | 15 | 39.02 | 1.65 | 60.371 | 0 | 2.2981 | 0.0091062 | 0 | 68.5768 | 68.6884 | 68.6884 | -0.0051938 | -0.011511 | -0.0013998 | 0 | 0 | 0.02214 | 0.0051148 | -0.0007644 | 0.0044943 | -0.0006139 | -0.00011629 | -0.0041064 | -0.0021865 | 0.0026854 | 0.00056426 | 0 | 0 | 0 | 0 | 0 | 0 | 0 | 0 | 0 | 0 | 0 | 0.30146 | 0 | 0 | 0 | 0 | 1.3485 | 0 | 0 | 0
2 | 44 | 16 | 39.02 | 1.7157 | 60.371 | 0 | 2.2981 | -0.00052156 | 0 | 68.6884 | 68.682 | 68.682 | -0.0052134 | -0.011555 | -0.0014051 | 0 | 0 | 0.017776 | 0.0032893 | -0.00076432 | 0.001607 | -0.00071054 | -0.00011673 | -0.0041219 | -0.0019928 | 0.0026854 | 0.00056426 | 0 | 0 | 0 | 0 | 0 | 0 | 0 | 0 | 0 | 0 | 0 | 0.30146 | 0 | 0 | 0 | 0 | 1.4143 | 0 | 0 | 0
2 | 44 | 17 | 39.02 | 1.979 | 60.371 | 0 | 2.2981 | -0.015867 | 0 | 68.682 | 68.4876 | 68.4876 | -0.0052123 | -0.011552 | -0.0014048 | 0 | 0 | 0.0076892 | 0.0013408 | -0.00076632 | -0.0022098 | -0.0013417 | -0.0001167 | -0.004121 | -0.002099 | 0.0039265 | 0.00082442 | 0 | 0 | 0 | 0 | 0 | 0 | 0 | 0 | 0 | 0 | 0 | 0.30156 | 0 | 0 | 0 | 0 | 1.6774 | 0 | 0 | 0
2 | 44 | 18 | 37.04 | 2.599 | 60.371 | 0 | 3.913 | -0.029688 | 0 | 68.4876 | 68.1238 | 68.1238 | -0.005526 | -0.012247 | -0.0014894 | 0 | 0 | 0.0030275 | 0.00019995 | -0.0008158 | -0.0069084 | -0.0032363 | -0.00012373 | -0.004369 | -0.0024346 | 0.0042349 | 0.00088946 | 0 | 0 | 0 | 0 | 0 | 0 | 0 | 0 | 0 | 0 | 0 | 0.49404 | 0 | 0 | 0 | 0 | 2.105 | 0 | 0 | 0
2 | 44 | 19 | 37.04 | 4.5828 | 60.371 | 0 | 3.913 | -0.035702 | -0.025604 | 68.1238 | 67.6862 | 68 | -0.0054621 | -0.012106 | -0.0014721 | 0 | 0 | 0 | 0 | -0.00080653 | -0.0083798 | -0.0050824 | -0.0001223 | -0.0043185 | -0.0024979 | 0.0045452 | 0.0009545 | 0 | 2.0166 | 0 | 0 | 0 | 0 | 0 | 0 | 0 | 0 | 0 | 0.4941 | 0 | 0 | 0 | 0 | 2.0721 | 0 | 0 | 0
2 | 44 | 20 | 37.04 | 5.0126 | 60.371 | 0 | 3.913 | -0.032731 | -0.032731 | 68 | 67.5989 | 68 | -0.0054403 | -0.012058 | -0.0014663 | 0 | 0 | 0 | 0 | -0.0007999 | -0.0083464 | -0.0050597 | -0.00012181 | -0.0043013 | -0.0022653 | 0.0071272 | 0.0014959 | 0 | 2.578 | 0 | 0 | 0 | 0 | 0 | 0 | 0 | 0 | 0 | 0.4941 | 0 | 0 | 0 | 0 | 1.9405 | 0 | 0 | 0
2 | 44 | 21 | 35.96 | 5.0286 | 60.371 | 0 | 3.913 | -0.034187 | -0.034187 | 68 | 67.581 | 68 | -0.0056301 | -0.012478 | -0.0015174 | 0 | 0 | 0 | 0 | -0.00082897 | -0.0086376 | -0.0052366 | -0.00012606 | -0.0044514 | -0.0024077 | 0.0071272 | 0.0014959 | 0 | 2.6926 | 0 | 0 | 0 | 0 | 0 | 0 | 0 | 0 | 0 | 0.4941 | 0 | 0 | 0 | 0 | 1.8419 | 0 | 0 | 0
2 | 44 | 22 | 35.06 | 4.9208 | 60.371 | 0 | 3.1676 | -0.035199 | -0.035199 | 68 | 67.5686 | 68 | -0.0057883 | -0.012829 | -0.00156 | 0 | 0 | 0 | 0 | -0.00085392 | -0.0088802 | -0.0053841 | -0.0001296 | -0.0045764 | -0.0026383 | 0.0074411 | 0.0015609 | 0 | 2.7723 | 0 | 0 | 0 | 0 | 0 | 0 | 0 | 0 | 0 | 0.40535 | 0 | 0 | 0 | 0 | 1.7432 | 0 | 0 | 0
2 | 44 | 23 | 35.06 | 1.8856 | 60.371 | 0 | 3.1676 | -0.035458 | 0 | 68 | 67.5655 | 67.5655 | -0.0057883 | -0.012829 | -0.00156 | 0 | 0 | 0 | 0 | -0.00085677 | -0.0088802 | -0.0053849 | -0.0001296 | -0.0045764 | -0.0028945 | 0.0074411 | 0.0015609 | 0 | 0 | 0 | 0 | 0 | 0 | 0 | 0 | 0 | 0 | 0 | 0.40556 | 0 | 0 | 0 | 0 | 1.4801 | 0 | 0 | 0
2 | 44 | 24 | 35.06 | 1.3084 | 60.371 | 0 | 0.52794 | -0.035453 | 0 | 67.5655 | 67.131 | 67.131 | -0.0057119 | -0.012659 | -0.0015395 | 0 | 0 | 0 | 0 | -0.00084357 | -0.0087631 | -0.0053134 | -0.00012789 | -0.004516 | -0.002694 | 0.0067153 | 0.0014098 | 0 | 0 | 0 | 0 | 0 | 0 | 0 | 0 | 0 | 0 | 0 | 0.091426 | 0 | 0 | 0 | 0 | 1.2169 | 0 | 0 | 0
2 | 45 | 1 | 35.06 | 1.0125 | 60.4441 | 0 | 0.52771 | -0.039397 | 0 | 67.131 | 66.6481 | 66.6481 | -0.0056356 | -0.01249 | -0.0015189 | 0 | 0 | 0 | 0 | -0.0008306 | -0.0086459 | -0.0052419 | -0.00012618 | -0.0044557 | -0.0025189 | 0.0020667 | 0.00043418 | 0 | 0 | 0 | 0 | 0 | 0 | 0 | 0 | 0 | 0 | 0 | 0.091565 | 0 | 0 | 0 | 0 | 0.92093 | 0 | 0 | 0
2 | 45 | 2 | 33.8 | 0.94696 | 60.4441 | 0 | 0.52771 | -0.040568 | 0 | 66.6481 | 66.151 | 66.151 | -0.0057721 | -0.012793 | -0.0015557 | 0 | 0 | 0 | 0 | -0.00085343 | -0.0088554 | -0.0053697 | -0.00012924 | -0.0045636 | -0.0027422 | 0.0020667 | 0.00043418 | 0 | 0 | 0 | 0 | 0 | 0 | 0 | 0 | 0 | 0 | 0 | 0.09181 | 0 | 0 | 0 | 0 | 0.85515 | 0 | 0 | 0
2 | 45 | 3 | 33.08 | 3.1534 | 60.4441 | 0 | 0.52771 | -0.04075 | -0.02843 | 66.151 | 65.6516 | 66 | -0.0058113 | -0.01288 | -0.0015662 | 0 | 0 | 0 | 0 | -0.00085717 | -0.0089155 | -0.0054055 | -0.00013012 | -0.0045946 | -0.0026566 | 0.0020667 | 0.00043418 | 0 | 2.2392 | 0 | 0 | 0 | 0 | 0 | 0 | 0 | 0 | 0 | 0.091884 | 0 | 0 | 0 | 0 | 0.82226 | 0 | 0 | 0
2 | 45 | 4 | 32 | 4.1715 | 60.4441 | 0 | 0.52771 | -0.041775 | -0.041775 | 66 | 65.488 | 66 | -0.0059745 | -0.013242 | -0.0016102 | 0 | 0 | 0 | 0 | -0.00087792 | -0.009166 | -0.0055564 | -0.00013377 | -0.0047237 | -0.0025575 | 0.0020667 | 0.00043418 | 0 | 3.2903 | 0 | 0 | 0 | 0 | 0 | 0 | 0 | 0 | 0 | 0.091884 | 0 | 0 | 0 | 0 | 0.78937 | 0 | 0 | 0
2 | 45 | 5 | 32 | 4.1714 | 60.4441 | 0 | 0.52771 | -0.041774 | -0.041774 | 66 | 65.4881 | 66 | -0.0059745 | -0.013242 | -0.0016102 | 0 | 0 | 0 | 0 | -0.00087698 | -0.009166 | -0.0055561 | -0.00013377 | -0.0047237 | -0.0025575 | 0.0020667 | 0.00043418 | 0 | 3.2902 | 0 | 0 | 0 | 0 | 0 | 0 | 0 | 0 | 0 | 0.091884 | 0 | 0 | 0 | 0 | 0.78937 | 0 | 0 | 0
2 | 45 | 6 | 30.92 | 17.2088 | 60.4441 | 0 | 0.62083 | -0.042726 | -0.20592 | 66 | 65.4764 | 68 | -0.0061643 | -0.013662 | -0.0016614 | 0 | 0 | 0 | 0 | -0.00091743 | -0.0094571 | -0.0057362 | -0.00013802 | -0.0048737 | -0.0035682 | 0.0034529 | 0.00072422 | 0 | 16.2187 | 0 | 0 | 0 | 0 | 0 | 0 | 0 | 0 | 0 | 0.10198 | 0 | 0 | 0 | 0 | 0.88804 | 0 | 0 | 0
2 | 45 | 7 | 30.92 | 5.2154 | 60.4441 | 0 | 4.6562 | -0.044213 | -0.044213 | 68 | 67.4582 | 68 | -0.0065158 | -0.014441 | -0.0017561 | 0 | 0 | 0 | 0 | -0.00096452 | -0.0099963 | -0.0060618 | -0.00014589 | -0.0051516 | -0.0035186 | 0.0043383 | 0.00091055 | 0 | 3.4823 | 0 | 0 | 0 | 0 | 0 | 0 | 0 | 0 | 0 | 0.58199 | 0 | 0 | 0 | 0 | 1.1512 | 0 | 0 | 0
2 | 45 | 8 | 30.92 | 5.0711 | 60.4441 | 0 | 4.6562 | -0.039875 | -0.039875 | 68 | 67.5113 | 68 | -0.0065158 | -0.014441 | -0.0017561 | 0 | 0 | 0 | 0 | -0.00096493 | -0.0099963 | -0.0060619 | -0.00014589 | -0.0051516 | -0.0035186 | 0.0086767 | 0.0018211 | 0 | 3.1406 | 0 | 0 | 0 | 0 | 0 | 0 | 0 | 0 | 0 | 0.58199 | 0 | 0 | 0 | 0 | 1.3485 | 0 | 0 | 0
2 | 45 | 9 | 30.92 | 3.2297 | 60.4441 | 0 | 4.0354 | -0.017016 | -0.017016 | 68 | 67.7915 | 68 | -0.0065158 | -0.014441 | -0.0017561 | 0 | 0 | 0.01548 | 0.0022349 | -0.0009629 | -0.0048969 | -0.0025565 | -0.00014589 | -0.0051516 | -0.0033666 | 0.0050623 | 0.0010617 | 0 | 1.3402 | 0 | 0 | 0 | 0 | 0 | 0 | 0 | 0 | 0 | 0.50814 | 0 | 0 | 0 | 0 | 1.3814 | 0 | 0 | 0
2 | 45 | 10 | 32 | 2.3192 | 60.4441 | 0 | 4.0354 | -0.0050382 | -0.0050382 | 68 | 67.9383 | 68 | -0.006326 | -0.01402 | -0.001705 | 0 | 0 | 0.021374 | 0.0042039 | -0.00093603 | -0.00057991 | -0.0016522 | -0.00014164 | -0.0050015 | -0.0033509 | 0.0030973 | 0.00065039 | 0 | 0.39682 | 0 | 0 | 0 | 0 | 0 | 0 | 0 | 0 | 0 | 0.50814 | 0 | 0 | 0 | 0 | 1.4143 | 0 | 0 | 0
2 | 45 | 11 | 32 | 1.9553 | 60.4441 | 0 | 4.0354 | 0.0040008 | 0 | 68 | 68.049 | 68.049 | -0.006326 | -0.01402 | -0.001705 | 0 | 0 | 0.024841 | 0.0057931 | -0.00093877 | 0.0028136 | -0.0015387 | -0.00014164 | -0.0050015 | -0.0035224 | 0.0030973 | 0.00065039 | 0 | 0 | 0 | 0 | 0 | 0 | 0 | 0 | 0 | 0 | 0 | 0.50812 | 0 | 0 | 0 | 0 | 1.4472 | 0 | 0 | 0
2 | 45 | 12 | 33.08 | 1.8149 | 60.4441 | 0 | 2.8558 | 0.010514 | 0 | 68.049 | 68.1779 | 68.1779 | -0.0061448 | -0.013619 | -0.0016561 | 0 | 0 | 0.025923 | 0.0066519 | -0.00090897 | 0.0051986 | -0.001739 | -0.00013758 | -0.0048583 | -0.003194 | 0.0041315 | 0.0008666 | 0 | 0 | 0 | 0 | 0 | 0 | 0 | 0 | 0 | 0 | 0 | 0.36774 | 0 | 0 | 0 | 0 | 1.4472 | 0 | 0 | 0
2 | 45 | 13 | 33.98 | 1.782 | 60.4441 | 0 | 2.8558 | 0.011716 | 0 | 68.1779 | 68.3215 | 68.3215 | -0.0060093 | -0.013319 | -0.0016196 | 0 | 0 | 0.026343 | 0.0068798 | -0.00088901 | 0.0063604 | -0.001814 | -0.00013455 | -0.0047512 | -0.0030788 | 0.0030973 | 0.00065039 | 0 | 0 | 0 | 0 | 0 | 0 | 0 | 0 | 0 | 0 | 0 | 0.36767 | 0 | 0 | 0 | 0 | 1.4143 | 0 | 0 | 0
2 | 45 | 14 | 33.98 | 1.6825 | 60.4441 | 0 | 2.2971 | 0.0086833 | 0 | 68.3215 | 68.4279 | 68.4279 | -0.0060345 | -0.013375 | -0.0016264 | 0 | 0 | 0.024758 | 0.0063449 | -0.00089532 | 0.0057983 | -0.0012404 | -0.00013511 | -0.0047711 | -0.0032657 | 0.0025838 | 0.00054141 | 0 | 0 | 0 | 0 | 0 | 0 | 0 | 0 | 0 | 0 | 0 | 0.30116 | 0 | 0 | 0 | 0 | 1.3814 | 0 | 0 | 0
2 | 45 | 15 | 35.06 | 1.6496 | 60.4441 | 0 | 2.2971 | 0.0041747 | 0 | 68.4279 | 68.479 | 68.479 | -0.0058635 | -0.012995 | -0.0015803 | 0 | 0 | 0.022095 | 0.0051703 | -0.00087582 | 0.0043109 | -0.00080358 | -0.00013128 | -0.0046358 | -0.0037656 | 0.0026854 | 0.00056426 | 0 | 0 | 0 | 0 | 0 | 0 | 0 | 0 | 0 | 0 | 0 | 0.30113 | 0 | 0 | 0 | 0 | 1.3485 | 0 | 0 | 0
2 | 45 | 16 | 35.06 | 1.7155 | 60.4441 | 0 | 2.2971 | -0.006128 | 0 | 68.479 | 68.4039 | 68.4039 | -0.0058724 | -0.013015 | -0.0015827 | 0 | 0 | 0.017772 | 0.0033465 | -0.0008795 | 0.0012175 | -0.0010133 | -0.00013148 | -0.0046429 | -0.0040117 | 0.0026854 | 0.00056426 | 0 | 0 | 0 | 0 | 0 | 0 | 0 | 0 | 0 | 0 | 0 | 0.30117 | 0 | 0 | 0 | 0 | 1.4143 | 0 | 0 | 0
2 | 45 | 17 | 35.96 | 1.9787 | 60.4441 | 0 | 2.2971 | -0.019896 | 0 | 68.4039 | 68.1601 | 68.1601 | -0.0057011 | -0.012636 | -0.0015365 | 0 | 0 | 0.0076362 | 0.0013692 | -0.00084698 | -0.0026543 | -0.0016583 | -0.00012765 | -0.0045075 | -0.00316 | 0.0039265 | 0.00082442 | 0 | 0 | 0 | 0 | 0 | 0 | 0 | 0 | 0 | 0 | 0 | 0.30129 | 0 | 0 | 0 | 0 | 1.6774 | 0 | 0 | 0
2 | 45 | 18 | 35.96 | 4.0185 | 60.4441 | 0 | 3.9112 | -0.031096 | -0.01803 | 68.1601 | 67.779 | 68 | -0.0056583 | -0.012541 | -0.001525 | 0 | 0 | 0.0029802 | 0.00020516 | -0.00083923 | -0.0070407 | -0.0033657 | -0.00012669 | -0.0044736 | -0.0029461 | 0.0042349 | 0.00088946 | 0 | 1.4201 | 0 | 0 | 0 | 0 | 0 | 0 | 0 | 0 | 0 | 0.49337 | 0 | 0 | 0 | 0 | 2.105 | 0 | 0 | 0
2 | 45 | 19 | 35.96 | 5.5027 | 60.4441 | 0 | 3.9112 | -0.037293 | -0.037293 | 68 | 67.543 | 68 | -0.0056301 | -0.012478 | -0.0015174 | 0 | 0 | 0 | 0 | -0.00083506 | -0.0086376 | -0.0052395 | -0.00012606 | -0.0044514 | -0.0029227 | 0.0045452 | 0.0009545 | 0 | 2.9372 | 0 | 0 | 0 | 0 | 0 | 0 | 0 | 0 | 0 | 0.49337 | 0 | 0 | 0 | 0 | 2.0721 | 0 | 0 | 0
2 | 45 | 20 | 35.6 | 5.1936 | 60.4441 | 0 | 3.9112 | -0.035039 | -0.035039 | 68 | 67.5706 | 68 | -0.0056934 | -0.012618 | -0.0015345 | 0 | 0 | 0 | 0 | -0.00084276 | -0.0087346 | -0.0052967 | -0.00012748 | -0.0045014 | -0.0028168 | 0.0071272 | 0.0014959 | 0 | 2.7597 | 0 | 0 | 0 | 0 | 0 | 0 | 0 | 0 | 0 | 0.49337 | 0 | 0 | 0 | 0 | 1.9405 | 0 | 0 | 0
2 | 45 | 21 | 35.96 | 5.0564 | 60.4441 | 0 | 3.9112 | -0.03455 | -0.03455 | 68 | 67.5766 | 68 | -0.0056301 | -0.012478 | -0.0015174 | 0 | 0 | 0 | 0 | -0.00083297 | -0.0086376 | -0.0052377 | -0.00012606 | -0.0044514 | -0.0027656 | 0.0071272 | 0.0014959 | 0 | 2.7212 | 0 | 0 | 0 | 0 | 0 | 0 | 0 | 0 | 0 | 0.49337 | 0 | 0 | 0 | 0 | 1.8419 | 0 | 0 | 0
2 | 45 | 22 | 35.96 | 4.8444 | 60.4441 | 0 | 3.1662 | -0.034236 | -0.034236 | 68 | 67.5804 | 68 | -0.0056301 | -0.012478 | -0.0015174 | 0 | 0 | 0 | 0 | -0.00083319 | -0.0086376 | -0.0052378 | -0.00012606 | -0.0044514 | -0.0027656 | 0.0074411 | 0.0015609 | 0 | 2.6965 | 0 | 0 | 0 | 0 | 0 | 0 | 0 | 0 | 0 | 0.40475 | 0 | 0 | 0 | 0 | 1.7432 | 0 | 0 | 0
2 | 45 | 23 | 35.96 | 1.885 | 60.4441 | 0 | 3.1662 | -0.034236 | 0 | 68 | 67.5804 | 67.5804 | -0.0056301 | -0.012478 | -0.0015174 | 0 | 0 | 0 | 0 | -0.00083319 | -0.0086376 | -0.0052378 | -0.00012606 | -0.0044514 | -0.0027656 | 0.0074411 | 0.0015609 | 0 | 0 | 0 | 0 | 0 | 0 | 0 | 0 | 0 | 0 | 0 | 0.40496 | 0 | 0 | 0 | 0 | 1.4801 | 0 | 0 | 0
2 | 45 | 24 | 35.96 | 1.3083 | 60.4441 | 0 | 0.52771 | -0.034256 | 0 | 67.5804 | 67.1606 | 67.1606 | -0.0055564 | -0.012315 | -0.0014975 | 0 | 0 | 0 | 0 | -0.00082048 | -0.0085245 | -0.0051687 | -0.00012441 | -0.0043931 | -0.0025712 | 0.0067153 | 0.0014098 | 0 | 0 | 0 | 0 | 0 | 0 | 0 | 0 | 0 | 0 | 0 | 0.091313 | 0 | 0 | 0 | 0 | 1.2169 | 0 | 0 | 0
2 | 46 | 1 | 35.06 | 1.0124 | 60.5211 | 0 | 0.52746 | -0.039694 | 0 | 67.1606 | 66.6742 | 66.6742 | -0.0056408 | -0.012502 | -0.0015203 | 0 | 0 | 0 | 0 | -0.00083538 | -0.0086539 | -0.0052479 | -0.0001263 | -0.0044598 | -0.0027742 | 0.0020667 | 0.00043418 | 0 | 0 | 0 | 0 | 0 | 0 | 0 | 0 | 0 | 0 | 0 | 0.091448 | 0 | 0 | 0 | 0 | 0.92093 | 0 | 0 | 0
2 | 46 | 2 | 33.98 | 0.94684 | 60.5211 | 0 | 0.52746 | -0.040661 | 0 | 66.6742 | 66.1759 | 66.1759 | -0.0057451 | -0.012733 | -0.0015484 | 0 | 0 | 0 | 0 | -0.0008528 | -0.0088139 | -0.0053454 | -0.00012863 | -0.0045422 | -0.0030186 | 0.0020667 | 0.00043418 | 0 | 0 | 0 | 0 | 0 | 0 | 0 | 0 | 0 | 0 | 0 | 0.091693 | 0 | 0 | 0 | 0 | 0.85515 | 0 | 0 | 0
2 | 46 | 3 | 33.98 | 2.9203 | 60.5211 | 0 | 0.52746 | -0.039822 | -0.025473 | 66.1759 | 65.6878 | 66 | -0.0056575 | -0.012539 | -0.0015248 | 0 | 0 | 0 | 0 | -0.00083726 | -0.0086796 | -0.0052633 | -0.00012667 | -0.004473 | -0.0027877 | 0.0020667 | 0.00043418 | 0 | 2.0063 | 0 | 0 | 0 | 0 | 0 | 0 | 0 | 0 | 0 | 0.09178 | 0 | 0 | 0 | 0 | 0.82226 | 0 | 0 | 0
2 | 46 | 4 | 33.98 | 3.9988 | 60.5211 | 0 | 0.52746 | -0.039583 | -0.039583 | 66 | 65.5149 | 66 | -0.0056266 | -0.01247 | -0.0015165 | 0 | 0 | 0 | 0 | -0.00083269 | -0.0086322 | -0.0052345 | -0.00012598 | -0.0044486 | -0.0027627 | 0.0020667 | 0.00043418 | 0 | 3.1177 | 0 | 0 | 0 | 0 | 0 | 0 | 0 | 0 | 0 | 0.09178 | 0 | 0 | 0 | 0 | 0.78937 | 0 | 0 | 0
2 | 46 | 5 | 33.98 | 3.9988 | 60.5211 | 0 | 0.52746 | -0.039583 | -0.039583 | 66 | 65.5149 | 66 | -0.0056266 | -0.01247 | -0.0015165 | 0 | 0 | 0 | 0 | -0.00083267 | -0.0086322 | -0.0052345 | -0.00012598 | -0.0044486 | -0.0027627 | 0.0020667 | 0.00043418 | 0 | 3.1177 | 0 | 0 | 0 | 0 | 0 | 0 | 0 | 0 | 0 | 0.09178 | 0 | 0 | 0 | 0 | 0.78937 | 0 | 0 | 0
2 | 46 | 6 | 33.98 | 16.8645 | 60.5211 | 0 | 0.62054 | -0.038357 | -0.20155 | 66 | 65.5299 | 68 | -0.0056266 | -0.01247 | -0.0015165 | 0 | 0 | 0 | 0 | -0.00083456 | -0.0086322 | -0.005235 | -0.00012598 | -0.0044486 | -0.0029198 | 0.0034529 | 0.00072422 | 0 | 15.8746 | 0 | 0 | 0 | 0 | 0 | 0 | 0 | 0 | 0 | 0.10185 | 0 | 0 | 0 | 0 | 0.88804 | 0 | 0 | 0
2 | 46 | 7 | 33.98 | 4.8736 | 60.5211 | 0 | 4.654 | -0.039885 | -0.039885 | 68 | 67.5112 | 68 | -0.005978 | -0.013249 | -0.0016112 | 0 | 0 | 0 | 0 | -0.00088269 | -0.0091714 | -0.0055609 | -0.00013385 | -0.0047264 | -0.0029097 | 0.0043383 | 0.00091055 | 0 | 3.1414 | 0 | 0 | 0 | 0 | 0 | 0 | 0 | 0 | 0 | 0.58107 | 0 | 0 | 0 | 0 | 1.1512 | 0 | 0 | 0
2 | 46 | 8 | 33.98 | 4.7408 | 60.5211 | 0 | 4.654 | -0.035692 | -0.035692 | 68 | 67.5626 | 68 | -0.005978 | -0.013249 | -0.0016112 | 0 | 0 | 0 | 0 | -0.00088498 | -0.0091714 | -0.0055615 | -0.00013385 | -0.0047264 | -0.0030524 | 0.0086767 | 0.0018211 | 0 | 2.8112 | 0 | 0 | 0 | 0 | 0 | 0 | 0 | 0 | 0 | 0.58107 | 0 | 0 | 0 | 0 | 1.3485 | 0 | 0 | 0
2 | 46 | 9 | 35.06 | 2.7612 | 60.5211 | 0 | 4.0335 | -0.011078 | -0.011078 | 68 | 67.8642 | 68 | -0.0057883 | -0.012829 | -0.00156 | 0 | 0 | 0.015828 | 0.0023119 | -0.00085409 | -0.0038619 | -0.0019261 | -0.0001296 | -0.0045764 | -0.0027552 | 0.0050623 | 0.0010617 | 0 | 0.87248 | 0 | 0 | 0 | 0 | 0 | 0 | 0 | 0 | 0 | 0.50734 | 0 | 0 | 0 | 0 | 1.3814 | 0 | 0 | 0
2 | 46 | 10 | 37.04 | 2.0214 | 60.5211 | 0 | 4.0335 | -0.0012664 | -0.0012664 | 68 | 67.9845 | 68 | -0.0054403 | -0.012058 | -0.0014663 | 0 | 0 | 0.021075 | 0.0042054 | -0.00080784 | -0.00072722 | -0.0017826 | -0.00012181 | -0.0043013 | -0.0029392 | 0.0030973 | 0.00065039 | 0 | 0.099742 | 0 | 0 | 0 | 0 | 0 | 0 | 0 | 0 | 0 | 0.50734 | 0 | 0 | 0 | 0 | 1.4143 | 0 | 0 | 0
2 | 46 | 11 | 41 | 1.9544 | 60.5211 | 0 | 4.0335 | 0.012074 | 0 | 68 | 68.148 | 68.148 | -0.0047445 | -0.010515 | -0.0012787 | 0 | 0 | 0.024826 | 0.0058555 | -0.00070321 | 0.0027555 | -0.0016294 | -0.00010623 | -0.0037511 | -0.0023821 | 0.0030973 | 0.00065039 | 0 | 0 | 0 | 0 | 0 | 0 | 0 | 0 | 0 | 0 | 0 | 0.50727 | 0 | 0 | 0 | 0 | 1.4472 | 0 | 0 | 0
2 | 46 | 12 | 44.06 | 1.8142 | 60.5211 | 0 | 2.8545 | 0.02078 | 0 | 68.148 | 68.4026 | 68.4026 | -0.0042328 | -0.0093812 | -0.0011408 | 0 | 0 | 0.025902 | 0.006715 | -0.00062751 | 0.0055688 | -0.0015761 | -9.4772e-05 | -0.0033466 | -0.0020032 | 0.0041315 | 0.0008666 | 0 | 0 | 0 | 0 | 0 | 0 | 0 | 0 | 0 | 0 | 0 | 0.36707 | 0 | 0 | 0 | 0 | 1.4472 | 0 | 0 | 0
2 | 46 | 13 | 46.94 | 1.7812 | 60.5211 | 0 | 2.8545 | 0.024168 | 0 | 68.4026 | 68.6988 | 68.6988 | -0.0037714 | -0.0083588 | -0.0010165 | 0 | 0 | 0.02631 | 0.0069437 | -0.00056049 | 0.007141 | -0.0013744 | -8.4443e-05 | -0.0029818 | -0.0018257 | 0.0030973 | 0.00065039 | 0 | 0 | 0 | 0 | 0 | 0 | 0 | 0 | 0 | 0 | 0 | 0.36693 | 0 | 0 | 0 | 0 | 1.4143 | 0 | 0 | 0
2 | 46 | 14 | 50 | 1.6818 | 60.5211 | 0 | 2.296 | 0.025365 | 0 | 68.6988 | 69.0097 | 69.0097 | -0.0032858 | -0.0072824 | -0.00088558 | 0 | 0 | 0.024748 | 0.0064154 | -0.00048536 | 0.007285 | -0.00033804 | -7.3569e-05 | -0.0025978 | -0.0012592 | 0.0025838 | 0.00054141 | 0 | 0 | 0 | 0 | 0 | 0 | 0 | 0 | 0 | 0 | 0 | 0.30042 | 0 | 0 | 0 | 0 | 1.3814 | 0 | 0 | 0
2 | 46 | 15 | 51.08 | 1.6488 | 60.5211 | 0 | 2.296 | 0.020585 | 0 | 69.0097 | 69.262 | 69.262 | -0.0031506 | -0.0069828 | -0.00084915 | 0 | 0 | 0.021889 | 0.0051854 | -0.00046852 | 0.0056592 | 2.7711e-05 | -7.0543e-05 | -0.002491 | -0.0014132 | 0.0026854 | 0.00056426 | 0 | 0 | 0 | 0 | 0 | 0 | 0 | 0 | 0 | 0 | 0 | 0.3003 | 0 | 0 | 0 | 0 | 1.3485 | 0 | 0 | 0
2 | 46 | 16 | 50 | 1.7145 | 60.5211 | 0 | 2.296 | 0.01112 | 0 | 69.262 | 69.3982 | 69.3982 | -0.0033847 | -0.0075017 | -0.00091225 | 0 | 0 | 0.017771 | 0.0034033 | -0.0005015 | 0.0030053 | 6.0053e-05 | -7.5785e-05 | -0.0026761 | -0.0013176 | 0.0026854 | 0.00056426 | 0 | 0 | 0 | 0 | 0 | 0 | 0 | 0 | 0 | 0 | 0 | 0.30023 | 0 | 0 | 0 | 0 | 1.4143 | 0 | 0 | 0
2 | 46 | 17 | 50 | 1.9777 | 60.5211 | 0 | 2.296 | -0.0055365 | 0 | 69.3982 | 69.3304 | 69.3304 | -0.0034087 | -0.0075548 | -0.0009187 | 0 | 0 | 0.0076477 | 0.0014022 | -0.00050473 | -0.001216 | -0.0008068 | -7.6321e-05 | -0.002695 | -0.0013319 | 0.0039265 | 0.00082442 | 0 | 0 | 0 | 0 | 0 | 0 | 0 | 0 | 0 | 0 | 0 | 0.30026 | 0 | 0 | 0 | 0 | 1.6774 | 0 | 0 | 0
2 | 46 | 18 | 48.2 | 2.597 | 60.5211 | 0 | 3.9094 | -0.018844 | 0 | 69.3304 | 69.0994 | 69.0994 | -0.0037131 | -0.0082294 | -0.0010007 | 0 | 0 | 0.0030562 | 0.00020616 | -0.00054932 | -0.0058339 | -0.0025903 | -8.3136e-05 | -0.0029357 | -0.0014058 | 0.0042349 | 0.00088946 | 0 | 0 | 0 | 0 | 0 | 0 | 0 | 0 | 0 | 0 | 0 | 0.49207 | 0 | 0 | 0 | 0 | 2.105 | 0 | 0 | 0
2 | 46 | 19 | 44.96 | 2.5643 | 60.5211 | 0 | 3.9094 | -0.02631 | 0 | 69.0994 | 68.777 | 68.777 | -0.0042418 | -0.0094013 | -0.0011432 | 0 | 0 | 0 | 0 | -0.000626 | -0.0065077 | -0.0039463 | -9.4975e-05 | -0.0033537 | -0.00154 | 0.0045452 | 0.0009545 | 0 | 0 | 0 | 0 | 0 | 0 | 0 | 0 | 0 | 0 | 0 | 0.49222 | 0 | 0 | 0 | 0 | 2.0721 | 0 | 0 | 0
2 | 46 | 20 | 42.98 | 2.4329 | 60.5211 | 0 | 3.9094 | -0.025834 | 0 | 68.777 | 68.4604 | 68.4604 | -0.0045331 | -0.010047 | -0.0012217 | 0 | 0 | 0 | 0 | -0.00066716 | -0.0069545 | -0.0042162 | -0.0001015 | -0.003584 | -0.0016365 | 0.0071272 | 0.0014959 | 0 | 0 | 0 | 0 | 0 | 0 | 0 | 0 | 0 | 0 | 0 | 0.49238 | 0 | 0 | 0 | 0 | 1.9405 | 0 | 0 | 0
2 | 46 | 21 | 41 | 2.3344 | 60.5211 | 0 | 3.9094 | -0.028048 | 0 | 68.4604 | 68.1167 | 68.1167 | -0.0048254 | -0.010695 | -0.0013005 | 0 | 0 | 0 | 0 | -0.00071046 | -0.007403 | -0.0044881 | -0.00010804 | -0.0038151 | -0.0018295 | 0.0071272 | 0.0014959 | 0 | 0 | 0 | 0 | 0 | 0 | 0 | 0 | 0 | 0 | 0 | 0.49254 | 0 | 0 | 0 | 0 | 1.8419 | 0 | 0 | 0
2 | 46 | 22 | 39.02 | 3.754 | 60.5211 | 0 | 3.1648 | -0.02992 | -0.020399 | 68.1167 | 67.75 | 68 | -0.0051129 | -0.011332 | -0.001378 | 0 | 0 | 0 | 0 | -0.00075304 | -0.0078441 | -0.0047556 | -0.00011448 | -0.0040424 | -0.0020283 | 0.0074411 | 0.0015609 | 0 | 1.6067 | 0 | 0 | 0 | 0 | 0 | 0 | 0 | 0 | 0 | 0.40413 | 0 | 0 | 0 | 0 | 1.7432 | 0 | 0 | 0
2 | 46 | 23 | 37.04 | 1.8844 | 60.5211 | 0 | 3.1648 | -0.032307 | 0 | 68 | 67.6041 | 67.6041 | -0.0054403 | -0.012058 | -0.0014663 | 0 | 0 | 0 | 0 | -0.00079969 | -0.0083464 | -0.0050597 | -0.00012181 | -0.0043013 | -0.0021549 | 0.0074411 | 0.0015609 | 0 | 0 | 0 | 0 | 0 | 0 | 0 | 0 | 0 | 0 | 0 | 0.40432 | 0 | 0 | 0 | 0 | 1.4801 | 0 | 0 | 0
2 | 46 | 24 | 35.96 | 1.3081 | 60.5211 | 0 | 0.52746 | -0.033951 | 0 | 67.6041 | 67.188 | 67.188 | -0.0055605 | -0.012324 | -0.0014987 | 0 | 0 | 0 | 0 | -0.00081681 | -0.0085308 | -0.0051713 | -0.0001245 | -0.0043963 | -0.0022429 | 0.0067153 | 0.0014098 | 0 | 0 | 0 | 0 | 0 | 0 | 0 | 0 | 0 | 0 | 0 | 0.091195 | 0 | 0 | 0 | 0 | 1.2169 | 0 | 0 | 0
2 | 47 | 1 | 35.06 | 1.0122 | 60.602 | 0 | 0.5272 | -0.03925 | 0 | 67.188 | 66.707 | 66.707 | -0.0056456 | -0.012512 | -0.0015216 | 0 | 0 | 0 | 0 | -0.00082925 | -0.0086613 | -0.0052504 | -0.00012641 | -0.0044636 | -0.0023061 | 0.0020667 | 0.00043418 | 0 | 0 | 0 | 0 | 0 | 0 | 0 | 0 | 0 | 0 | 0 | 0.091322 | 0 | 0 | 0 | 0 | 0.92093 | 0 | 0 | 0
2 | 47 | 2 | 37.04 | 0.94669 | 60.602 | 0 | 0.5272 | -0.035944 | 0 | 66.707 | 66.2665 | 66.2665 | -0.0052131 | -0.011554 | -0.001405 | 0 | 0 | 0 | 0 | -0.00076239 | -0.0079978 | -0.0048472 | -0.00011672 | -0.0041217 | -0.0019926 | 0.0020667 | 0.00043418 | 0 | 0 | 0 | 0 | 0 | 0 | 0 | 0 | 0 | 0 | 0 | 0.091539 | 0 | 0 | 0 | 0 | 0.85515 | 0 | 0 | 0
2 | 47 | 3 | 35.06 | 2.1952 | 60.602 | 0 | 0.5272 | -0.038013 | -0.016268 | 66.2665 | 65.8006 | 66 | -0.0054837 | -0.012154 | -0.0014779 | 0 | 0 | 0 | 0 | -0.00080635 | -0.0084129 | -0.0051001 | -0.00012278 | -0.0043356 | -0.0021864 | 0.0020667 | 0.00043418 | 0 | 1.2813 | 0 | 0 | 0 | 0 | 0 | 0 | 0 | 0 | 0 | 0.09167 | 0 | 0 | 0 | 0 | 0.82226 | 0 | 0 | 0
2 | 47 | 4 | 33.98 | 3.9787 | 60.602 | 0 | 0.5272 | -0.039329 | -0.039329 | 66 | 65.518 | 66 | -0.0056266 | -0.01247 | -0.0015165 | 0 | 0 | 0 | 0 | -0.00083013 | -0.0086322 | -0.0052338 | -0.00012598 | -0.0044486 | -0.0025119 | 0.0020667 | 0.00043418 | 0 | 3.0976 | 0 | 0 | 0 | 0 | 0 | 0 | 0 | 0 | 0 | 0.09167 | 0 | 0 | 0 | 0 | 0.78937 | 0 | 0 | 0
2 | 47 | 5 | 35.96 | 3.7875 | 60.602 | 0 | 0.5272 | -0.036902 | -0.036902 | 66 | 65.5478 | 66 | -0.0052787 | -0.011699 | -0.0014227 | 0 | 0 | 0 | 0 | -0.00077987 | -0.0080984 | -0.0049104 | -0.00011819 | -0.0041735 | -0.002488 | 0.0020667 | 0.00043418 | 0 | 2.9065 | 0 | 0 | 0 | 0 | 0 | 0 | 0 | 0 | 0 | 0.09167 | 0 | 0 | 0 | 0 | 0.78937 | 0 | 0 | 0
2 | 47 | 6 | 33.08 | 16.9611 | 60.602 | 0 | 0.62023 | -0.039584 | -0.20278 | 66 | 65.5149 | 68 | -0.0057848 | -0.012821 | -0.0015591 | 0 | 0 | 0 | 0 | -0.0008596 | -0.0088748 | -0.0053826 | -0.00012952 | -0.0045736 | -0.003052 | 0.0034529 | 0.00072422 | 0 | 15.9713 | 0 | 0 | 0 | 0 | 0 | 0 | 0 | 0 | 0 | 0.10173 | 0 | 0 | 0 | 0 | 0.88804 | 0 | 0 | 0
2 | 47 | 7 | 35.06 | 4.7295 | 60.602 | 0 | 4.6518 | -0.038067 | -0.038067 | 68 | 67.5335 | 68 | -0.0057883 | -0.012829 | -0.00156 | 0 | 0 | 0 | 0 | -0.00084616 | -0.0088802 | -0.0053819 | -0.0001296 | -0.0045764 | -0.0024138 | 0.0043383 | 0.00091055 | 0 | 2.9982 | 0 | 0 | 0 | 0 | 0 | 0 | 0 | 0 | 0 | 0.5801 | 0 | 0 | 0 | 0 | 1.1512 | 0 | 0 | 0
2 | 47 | 8 | 35.06 | 4.5948 | 60.602 | 0 | 4.6518 | -0.033851 | -0.033851 | 68 | 67.5852 | 68 | -0.0057883 | -0.012829 | -0.00156 | 0 | 0 | 0 | 0 | -0.00085171 | -0.0088802 | -0.0053835 | -0.0001296 | -0.0045764 | -0.0025292 | 0.0086767 | 0.0018211 | 0 | 2.6662 | 0 | 0 | 0 | 0 | 0 | 0 | 0 | 0 | 0 | 0.5801 | 0 | 0 | 0 | 0 | 1.3485 | 0 | 0 | 0
2 | 47 | 9 | 39.92 | 2.5566 | 60.602 | 0 | 4.0315 | -0.0084896 | -0.0084896 | 68 | 67.896 | 68 | -0.0049343 | -0.010936 | -0.0013299 | 0 | 0 | 0.015377 | 0.0023007 | -0.00072495 | -0.0047006 | -0.0024883 | -0.00011048 | -0.0039012 | -0.0021045 | 0.0050623 | 0.0010617 | 0 | 0.66866 | 0 | 0 | 0 | 0 | 0 | 0 | 0 | 0 | 0 | 0.50651 | 0 | 0 | 0 | 0 | 1.3814 | 0 | 0 | 0
2 | 47 | 10 | 44.96 | 1.9207 | 60.602 | 0 | 4.0315 | 0.0084812 | 0 | 68 | 68.1039 | 68.1039 | -0.0040486 | -0.0089731 | -0.0010912 | 0 | 0 | 0.021146 | 0.0042771 | -0.00059955 | 0.00034994 | -0.0011623 | -9.0649e-05 | -0.003201 | -0.0018734 | 0.0030973 | 0.00065039 | 0 | 0 | 0 | 0 | 0 | 0 | 0 | 0 | 0 | 0 | 0 | 0.50646 | 0 | 0 | 0 | 0 | 1.4143 | 0 | 0 | 0
2 | 47 | 11 | 50 | 1.9535 | 60.602 | 0 | 4.0315 | 0.023377 | 0 | 68.1039 | 68.3904 | 68.3904 | -0.0031813 | -0.0070507 | -0.0008574 | 0 | 0 | 0.024554 | 0.0058552 | -0.0004702 | 0.0048859 | -0.00032049 | -7.1229e-05 | -0.0025152 | -0.0011987 | 0.0030973 | 0.00065039 | 0 | 0 | 0 | 0 | 0 | 0 | 0 | 0 | 0 | 0 | 0 | 0.50632 | 0 | 0 | 0 | 0 | 1.4472 | 0 | 0 | 0
2 | 47 | 12 | 53.96 | 1.8135 | 60.602 | 0 | 2.8531 | 0.033312 | 0 | 68.3904 | 68.7987 | 68.7987 | -0.0025357 | -0.00562 | -0.00068343 | 0 | 0 | 0.02587 | 0.0067789 | -0.0003747 | 0.0079318 | -0.00013876 | -5.6775e-05 | -0.0020048 | -0.00085277 | 0.0041315 | 0.0008666 | 0 | 0 | 0 | 0 | 0 | 0 | 0 | 0 | 0 | 0 | 0 | 0.36628 | 0 | 0 | 0 | 0 | 1.4472 | 0 | 0 | 0
2 | 47 | 13 | 57.02 | 1.7803 | 60.602 | 0 | 2.8531 | 0.036512 | 0 | 68.7987 | 69.2461 | 69.2461 | -0.0020698 | -0.0045873 | -0.00055784 | 0 | 0 | 0.026274 | 0.0070103 | -0.00030846 | 0.0095113 | 7.9198e-05 | -4.6342e-05 | -0.0016364 | -0.00090434 | 0.0030973 | 0.00065039 | 0 | 0 | 0 | 0 | 0 | 0 | 0 | 0 | 0 | 0 | 0 | 0.36607 | 0 | 0 | 0 | 0 | 1.4143 | 0 | 0 | 0
2 | 47 | 14 | 57.92 | 1.681 | 60.602 | 0 | 2.2949 | 0.03454 | 0 | 69.2461 | 69.6694 | 69.6694 | -0.0019902 | -0.004411 | -0.00053641 | 0 | 0 | 0.024701 | 0.0064782 | -0.00029668 | 0.0091617 | 0.00078683 | -4.4562e-05 | -0.0015736 | -0.0008603 | 0.0025838 | 0.00054141 | 0 | 0 | 0 | 0 | 0 | 0 | 0 | 0 | 0 | 0 | 0 | 0.29962 | 0 | 0 | 0 | 0 | 1.3814 | 0 | 0 | 0
2 | 47 | 15 | 60.08 | 1.6479 | 60.602 | 0 | 2.2949 | 0.031255 | 0 | 69.6694 | 70.0525 | 70.0525 | -0.0016851 | -0.0037347 | -0.00045416 | 0 | 0 | 0.021866 | 0.0052499 | -0.00025109 | 0.0077798 | 0.0013019 | -3.7729e-05 | -0.0013323 | -0.00069789 | 0.0026854 | 0.00056426 | 0 | 0 | 0 | 0 | 0 | 0 | 0 | 0 | 0 | 0 | 0 | 0.29943 | 0 | 0 | 0 | 0 | 1.3485 | 0 | 0 | 0
2 | 47 | 16 | 60.98 | 1.7136 | 60.602 | 0 | 2.2949 | 0.02268 | 0 | 70.0525 | 70.3304 | 70.3304 | -0.0015942 | -0.0035333 | -0.00042967 | 0 | 0 | 0.017539 | 0.0034196 | -0.00023684 | 0.004928 | 0.0011989 | -3.5695e-05 | -0.0012604 | -0.00056526 | 0.0026854 | 0.00056426 | 0 | 0 | 0 | 0 | 0 | 0 | 0 | 0 | 0 | 0 | 0 | 0.2993 | 0 | 0 | 0 | 0 | 1.4143 | 0 | 0 | 0
2 | 47 | 17 | 60.08 | 1.9767 | 60.602 | 0 | 2.2949 | 0.0062455 | 0 | 70.3304 | 70.4069 | 70.4069 | -0.0018012 | -0.0039921 | -0.00048546 | 0 | 0 | 0.0076817 | 0.0014421 | -0.00026938 | 0.00083664 | 0.00039095 | -4.0329e-05 | -0.0014241 | -0.00084423 | 0.0039265 | 0.00082442 | 0 | 0 | 0 | 0 | 0 | 0 | 0 | 0 | 0 | 0 | 0 | 0.29926 | 0 | 0 | 0 | 0 | 1.6774 | 0 | 0 | 0
2 | 47 | 18 | 57.92 | 2.5957 | 60.602 | 0 | 3.9075 | -0.0087792 | 0 | 70.4069 | 70.2994 | 70.2994 | -0.0021942 | -0.0048631 | -0.00059138 | 0 | 0 | 0.0031342 | 0.00019965 | -0.0003276 | -0.0041129 | -0.0015001 | -4.9129e-05 | -0.0017348 | -0.00097469 | 0.0042349 | 0.00088946 | 0 | 0 | 0 | 0 | 0 | 0 | 0 | 0 | 0 | 0 | 0 | 0.49067 | 0 | 0 | 0 | 0 | 2.105 | 0 | 0 | 0
2 | 47 | 19 | 55.94 | 2.5628 | 60.602 | 0 | 3.9075 | -0.013834 | 0 | 70.2994 | 70.1298 | 70.1298 | -0.0025232 | -0.0055924 | -0.00068006 | 0 | 0 | 0 | 0 | -0.00037476 | -0.0038711 | -0.002348 | -5.6496e-05 | -0.001995 | -0.00093821 | 0.0045452 | 0.0009545 | 0 | 0 | 0 | 0 | 0 | 0 | 0 | 0 | 0 | 0 | 0 | 0.49076 | 0 | 0 | 0 | 0 | 2.0721 | 0 | 0 | 0
2 | 47 | 20 | 55.04 | 2.4314 | 60.602 | 0 | 3.9075 | -0.012111 | 0 | 70.1298 | 69.9814 | 69.9814 | -0.0026516 | -0.0058768 | -0.00071465 | 0 | 0 | 0 | 0 | -0.00039264 | -0.004068 | -0.0024669 | -5.937e-05 | -0.0020964 | -0.0009113 | 0.0071272 | 0.0014959 | 0 | 0 | 0 | 0 | 0 | 0 | 0 | 0 | 0 | 0 | 0 | 0.49083 | 0 | 0 | 0 | 0 | 1.9405 | 0 | 0 | 0
2 | 47 | 21 | 53.06 | 2.3328 | 60.602 | 0 | 3.9075 | -0.014613 | 0 | 69.9814 | 69.8023 | 69.8023 | -0.0029735 | -0.0065902 | -0.0008014 | 0 | 0 | 0 | 0 | -0.00044179 | -0.0045618 | -0.0027668 | -6.6576e-05 | -0.0023509 | -0.0011875 | 0.0071272 | 0.0014959 | 0 | 0 | 0 | 0 | 0 | 0 | 0 | 0 | 0 | 0 | 0 | 0.49092 | 0 | 0 | 0 | 0 | 1.8419 | 0 | 0 | 0
2 | 47 | 22 | 53.06 | 2.1459 | 60.602 | 0 | 3.1632 | -0.013957 | 0 | 69.8023 | 69.6313 | 69.6313 | -0.002942 | -0.0065204 | -0.00079292 | 0 | 0 | 0 | 0 | -0.00043546 | -0.0045135 | -0.002737 | -6.5871e-05 | -0.002326 | -0.0010649 | 0.0074411 | 0.0015609 | 0 | 0 | 0 | 0 | 0 | 0 | 0 | 0 | 0 | 0 | 0 | 0.40268 | 0 | 0 | 0 | 0 | 1.7432 | 0 | 0 | 0
2 | 47 | 23 | 53.06 | 1.8828 | 60.602 | 0 | 3.1632 | -0.013733 | 0 | 69.6313 | 69.463 | 69.463 | -0.0029119 | -0.0064538 | -0.00078482 | 0 | 0 | 0 | 0 | -0.00043103 | -0.0044674 | -0.0027091 | -6.5198e-05 | -0.0023023 | -0.0010485 | 0.0074411 | 0.0015609 | 0 | 0 | 0 | 0 | 0 | 0 | 0 | 0 | 0 | 0 | 0 | 0.40276 | 0 | 0 | 0 | 0 | 1.4801 | 0 | 0 | 0
2 | 47 | 24 | 50 | 1.307 | 60.602 | 0 | 0.5272 | -0.017907 | 0 | 69.463 | 69.2435 | 69.2435 | -0.0034201 | -0.00758 | -0.00092177 | 0 | 0 | 0 | 0 | -0.00050319 | -0.005247 | -0.0031809 | -7.6576e-05 | -0.002704 | -0.00098909 | 0.0067153 | 0.0014098 | 0 | 0 | 0 | 0 | 0 | 0 | 0 | 0 | 0 | 0 | 0 | 0.090074 | 0 | 0 | 0 | 0 | 1.2169 | 0 | 0 | 0
2 | 48 | 1 | 50 | 1.011 | 60.6867 | 0 | 0.52693 | -0.023351 | 0 | 69.2435 | 68.9573 | 68.9573 | -0.0033815 | -0.0074945 | -0.00091137 | 0 | 0 | 0 | 0 | -0.00050715 | -0.0051878 | -0.0031477 | -7.5712e-05 | -0.0026735 | -0.0020387 | 0.0020667 | 0.00043418 | 0 | 0 | 0 | 0 | 0 | 0 | 0 | 0 | 0 | 0 | 0 | 0.0901 | 0 | 0 | 0 | 0 | 0.92093 | 0 | 0 | 0
2 | 48 | 2 | 48.92 | 0.94539 | 60.6867 | 0 | 0.52693 | -0.024102 | 0 | 68.9573 | 68.662 | 68.662 | -0.003521 | -0.0078037 | -0.00094897 | 0 | 0 | 0 | 0 | -0.00052577 | -0.0054018 | -0.003277 | -7.8835e-05 | -0.0027838 | -0.0018283 | 0.0020667 | 0.00043418 | 0 | 0 | 0 | 0 | 0 | 0 | 0 | 0 | 0 | 0 | 0 | 0.090245 | 0 | 0 | 0 | 0 | 0.85515 | 0 | 0 | 0
2 | 48 | 3 | 44.06 | 0.91268 | 60.6867 | 0 | 0.52693 | -0.029885 | 0 | 68.662 | 68.2957 | 68.2957 | -0.0043231 | -0.0095814 | -0.0011651 | 0 | 0 | 0 | 0 | -0.00064379 | -0.0066324 | -0.004023 | -9.6795e-05 | -0.003418 | -0.0020681 | 0.0020667 | 0.00043418 | 0 | 0 | 0 | 0 | 0 | 0 | 0 | 0 | 0 | 0 | 0 | 0.090426 | 0 | 0 | 0 | 0 | 0.82226 | 0 | 0 | 0
2 | 48 | 4 | 44.06 | 0.87997 | 60.6867 | 0 | 0.52693 | -0.02873 | 0 | 68.2957 | 67.9436 | 67.9436 | -0.0042587 | -0.0094388 | -0.0011478 | 0 | 0 | 0 | 0 | -0.0006232 | -0.0065336 | -0.00396 | -9.5354e-05 | -0.0033671 | -0.0013718 | 0.0020667 | 0.00043418 | 0 | 0 | 0 | 0 | 0 | 0 | 0 | 0 | 0 | 0 | 0 | 0.090599 | 0 | 0 | 0 | 0 | 0.78937 | 0 | 0 | 0
2 | 48 | 5 | 42.08 | 0.88015 | 60.6867 | 0 | 0.52693 | -0.030885 | 0 | 67.9436 | 67.5651 | 67.5651 | -0.0045448 | -0.010073 | -0.0012249 | 0 | 0 | 0 | 0 | -0.00066744 | -0.0069725 | -0.0042266 | -0.00010176 | -0.0035933 | -0.0015473 | 0.0020667 | 0.00043418 | 0 | 0 | 0 | 0 | 0 | 0 | 0 | 0 | 0 | 0 | 0 | 0.090785 | 0 | 0 | 0 | 0 | 0.78937 | 0 | 0 | 0
2 | 48 | 6 | 39.92 | 6.31 | 60.6867 | 0 | 0.61991 | -0.032066 | -0.067551 | 67.5651 | 67.1722 | 68 | -0.0048578 | -0.010767 | -0.0013093 | 0 | 0 | 0 | 0 | -0.00071684 | -0.0074528 | -0.0045187 | -0.00010877 | -0.0038408 | -0.0019473 | 0.0034529 | 0.00072422 | 0 | 5.3204 | 0 | 0 | 0 | 0 | 0 | 0 | 0 | 0 | 0 | 0.10159 | 0 | 0 | 0 | 0 | 0.88804 | 0 | 0 | 0
2 | 48 | 7 | 37.94 | 4.4498 | 60.6867 | 0 | 4.6493 | -0.034528 | -0.034528 | 68 | 67.5768 | 68 | -0.0052822 | -0.011707 | -0.0014236 | 0 | 0 | 0 | 0 | -0.00078094 | -0.0081038 | -0.0049139 | -0.00011827 | -0.0041763 | -0.0023606 | 0.0043383 | 0.00091055 | 0 | 2.7195 | 0 | 0 | 0 | 0 | 0 | 0 | 0 | 0 | 0 | 0.57909 | 0 | 0 | 0 | 0 | 1.1512 | 0 | 0 | 0
2 | 48 | 8 | 39.02 | 4.2009 | 60.6867 | 0 | 4.6493 | -0.028863 | -0.028863 | 68 | 67.6463 | 68 | -0.0050924 | -0.011286 | -0.0013725 | 0 | 0 | 0 | 0 | -0.0007527 | -0.0078126 | -0.0047373 | -0.00011402 | -0.0040262 | -0.0023458 | 0.0086767 | 0.0018211 | 0 | 2.2733 | 0 | 0 | 0 | 0 | 0 | 0 | 0 | 0 | 0 | 0.57909 | 0 | 0 | 0 | 0 | 1.3485 | 0 | 0 | 0
2 | 48 | 9 | 42.08 | 2.3038 | 60.6867 | 0 | 4.0294 | -0.005291 | -0.005291 | 68 | 67.9352 | 68 | -0.0045547 | -0.010095 | -0.0012276 | 0 | 0 | 0.015679 | 0.0023753 | -0.00067002 | -0.004155 | -0.0021637 | -0.00010198 | -0.0036011 | -0.0018394 | 0.0050623 | 0.0010617 | 0 | 0.41673 | 0 | 0 | 0 | 0 | 0 | 0 | 0 | 0 | 0 | 0.50563 | 0 | 0 | 0 | 0 | 1.3814 | 0 | 0 | 0
2 | 48 | 10 | 46.94 | 1.9199 | 60.6867 | 0 | 4.0294 | 0.0098578 | 0 | 68 | 68.1208 | 68.1208 | -0.0037007 | -0.008202 | -0.0009974 | 0 | 0 | 0.020009 | 0.0041194 | -0.0005416 | 0.00064975 | -0.0010008 | -8.2859e-05 | -0.0029259 | -0.0012167 | 0.0030973 | 0.00065039 | 0 | 0 | 0 | 0 | 0 | 0 | 0 | 0 | 0 | 0 | 0 | 0.50557 | 0 | 0 | 0 | 0 | 1.4143 | 0 | 0 | 0
2 | 48 | 11 | 51.98 | 1.9526 | 60.6867 | 0 | 4.0294 | 0.024549 | 0 | 68.1208 | 68.4217 | 68.4217 | -0.0028363 | -0.0062862 | -0.00076443 | 0 | 0 | 0.023695 | 0.0056939 | -0.0004204 | 0.0052024 | -6.743e-05 | -6.3505e-05 | -0.0022425 | -0.0011091 | 0.0030973 | 0.00065039 | 0 | 0 | 0 | 0 | 0 | 0 | 0 | 0 | 0 | 0 | 0 | 0.50543 | 0 | 0 | 0 | 0 | 1.4472 | 0 | 0 | 0
2 | 48 | 12 | 53.96 | 1.8128 | 60.6867 | 0 | 2.8516 | 0.033047 | 0 | 68.4217 | 68.8267 | 68.8267 | -0.0025412 | -0.0056322 | -0.0006849 | 0 | 0 | 0.025629 | 0.0067565 | -0.00037652 | 0.0079954 | -8.3526e-05 | -5.6898e-05 | -0.0020092 | -0.00094772 | 0.0041315 | 0.0008666 | 0 | 0 | 0 | 0 | 0 | 0 | 0 | 0 | 0 | 0 | 0 | 0.36565 | 0 | 0 | 0 | 0 | 1.4472 | 0 | 0 | 0
2 | 48 | 13 | 55.94 | 1.7797 | 60.6867 | 0 | 2.8516 | 0.032977 | 0 | 68.8267 | 69.2308 | 69.2308 | -0.0022645 | -0.0050188 | -0.00061031 | 0 | 0 | 0.02508 | 0.0066529 | -0.00033636 | 0.0085583 | -9.3861e-05 | -5.0702e-05 | -0.0017904 | -0.00089661 | 0.0030973 | 0.00065039 | 0 | 0 | 0 | 0 | 0 | 0 | 0 | 0 | 0 | 0 | 0 | 0.36545 | 0 | 0 | 0 | 0 | 1.4143 | 0 | 0 | 0
2 | 48 | 14 | 57.92 | 1.6805 | 60.6867 | 0 | 2.2937 | 0.033253 | 0 | 69.2308 | 69.6383 | 69.6383 | -0.0019876 | -0.0044051 | -0.00053568 | 0 | 0 | 0.02398 | 0.0063235 | -0.00029517 | 0.0087546 | 0.00066272 | -4.4501e-05 | -0.0015714 | -0.00075334 | 0.0025838 | 0.00054141 | 0 | 0 | 0 | 0 | 0 | 0 | 0 | 0 | 0 | 0 | 0 | 0.29914 | 0 | 0 | 0 | 0 | 1.3814 | 0 | 0 | 0
2 | 48 | 15 | 60.08 | 1.6475 | 60.6867 | 0 | 2.2937 | 0.030021 | 0 | 69.6383 | 70.0062 | 70.0062 | -0.0016796 | -0.0037226 | -0.00045268 | 0 | 0 | 0.021144 | 0.0051259 | -0.00024876 | 0.0073737 | 0.0011321 | -3.7606e-05 | -0.0013279 | -0.00053471 | 0.0026854 | 0.00056426 | 0 | 0 | 0 | 0 | 0 | 0 | 0 | 0 | 0 | 0 | 0 | 0.29896 | 0 | 0 | 0 | 0 | 1.3485 | 0 | 0 | 0
2 | 48 | 16 | 60.98 | 1.7131 | 60.6867 | 0 | 2.2937 | 0.021521 | 0 | 70.0062 | 70.27 | 70.27 | -0.0015861 | -0.0035153 | -0.00042748 | 0 | 0 | 0.016997 | 0.0033904 | -0.00023639 | 0.0045997 | 0.00098657 | -3.5513e-05 | -0.001254 | -0.0006475 | 0.0026854 | 0.00056426 | 0 | 0 | 0 | 0 | 0 | 0 | 0 | 0 | 0 | 0 | 0 | 0.29883 | 0 | 0 | 0 | 0 | 1.4143 | 0 | 0 | 0
2 | 48 | 17 | 60.08 | 1.9762 | 60.6867 | 0 | 2.2937 | 0.0053262 | 0 | 70.27 | 70.3352 | 70.3352 | -0.0017906 | -0.0039686 | -0.0004826 | 0 | 0 | 0.007633 | 0.0015049 | -0.00026778 | 0.00034604 | -0.00010519 | -4.0092e-05 | -0.0014157 | -0.00083817 | 0.0039265 | 0.00082442 | 0 | 0 | 0 | 0 | 0 | 0 | 0 | 0 | 0 | 0 | 0 | 0.2988 | 0 | 0 | 0 | 0 | 1.6774 | 0 | 0 | 0
2 | 48 | 18 | 57.92 | 2.5948 | 60.6867 | 0 | 3.9054 | -0.0084712 | 0 | 70.3352 | 70.2314 | 70.2314 | -0.0021816 | -0.0048352 | -0.00058799 | 0 | 0 | 0.0031293 | 0.00024424 | -0.00032239 | -0.0041268 | -0.0016406 | -4.8847e-05 | -0.0017249 | -0.00061128 | 0.0042349 | 0.00088946 | 0 | 0 | 0 | 0 | 0 | 0 | 0 | 0 | 0 | 0 | 0 | 0.48986 | 0 | 0 | 0 | 0 | 2.105 | 0 | 0 | 0
2 | 48 | 19 | 55.04 | 2.562 | 60.6867 | 0 | 3.9054 | -0.014536 | 0 | 70.2314 | 70.0533 | 70.0533 | -0.0026695 | -0.0059164 | -0.00071947 | 0 | 0 | 0 | 0 | -0.00039233 | -0.0040954 | -0.0024829 | -5.977e-05 | -0.0021106 | -0.0006352 | 0.0045452 | 0.0009545 | 0 | 0 | 0 | 0 | 0 | 0 | 0 | 0 | 0 | 0 | 0 | 0.48994 | 0 | 0 | 0 | 0 | 2.0721 | 0 | 0 | 0
2 | 48 | 20 | 51.98 | 2.4306 | 60.6867 | 0 | 3.9054 | -0.015755 | 0 | 70.0533 | 69.8602 | 69.8602 | -0.0031759 | -0.0070388 | -0.00085595 | 0 | 0 | 0 | 0 | -0.00046816 | -0.0048723 | -0.0029541 | -7.1108e-05 | -0.0025109 | -0.00093531 | 0.0071272 | 0.0014959 | 0 | 0 | 0 | 0 | 0 | 0 | 0 | 0 | 0 | 0 | 0 | 0.49004 | 0 | 0 | 0 | 0 | 1.9405 | 0 | 0 | 0
2 | 48 | 21 | 48.02 | 2.332 | 60.6867 | 0 | 3.9054 | -0.020691 | 0 | 69.8602 | 69.6066 | 69.6066 | -0.0038378 | -0.0085058 | -0.0010344 | 0 | 0 | 0 | 0 | -0.00056652 | -0.0058878 | -0.00357 | -8.5929e-05 | -0.0030343 | -0.0012955 | 0.0071272 | 0.0014959 | 0 | 0 | 0 | 0 | 0 | 0 | 0 | 0 | 0 | 0 | 0 | 0.49016 | 0 | 0 | 0 | 0 | 1.8419 | 0 | 0 | 0
2 | 48 | 22 | 46.94 | 2.1453 | 60.6867 | 0 | 3.1616 | -0.021465 | 0 | 69.6066 | 69.3436 | 69.3436 | -0.003983 | -0.0088277 | -0.0010735 | 0 | 0 | 0 | 0 | -0.00058656 | -0.0061106 | -0.0037047 | -8.918e-05 | -0.0031491 | -0.0013813 | 0.0074411 | 0.0015609 | 0 | 0 | 0 | 0 | 0 | 0 | 0 | 0 | 0 | 0 | 0 | 0.40213 | 0 | 0 | 0 | 0 | 1.7432 | 0 | 0 | 0
2 | 48 | 23 | 46.04 | 1.8823 | 60.6867 | 0 | 3.1616 | -0.022397 | 0 | 69.3436 | 69.0691 | 69.0691 | -0.0040949 | -0.0090757 | -0.0011037 | 0 | 0 | 0 | 0 | -0.00060433 | -0.0062823 | -0.0038091 | -9.1686e-05 | -0.0032376 | -0.0015389 | 0.0074411 | 0.0015609 | 0 | 0 | 0 | 0 | 0 | 0 | 0 | 0 | 0 | 0 | 0 | 0.40226 | 0 | 0 | 0 | 0 | 1.4801 | 0 | 0 | 0
2 | 48 | 24 | 46.04 | 1.3071 | 60.6867 | 0 | 0.52693 | -0.022759 | 0 | 69.0691 | 68.7902 | 68.7902 | -0.0040467 | -0.0089688 | -0.0010907 | 0 | 0 | 0 | 0 | -0.00059671 | -0.0062083 | -0.0037641 | -9.0606e-05 | -0.0031995 | -0.0015087 | 0.0067153 | 0.0014098 | 0 | 0 | 0 | 0 | 0 | 0 | 0 | 0 | 0 | 0 | 0 | 0.090182 | 0 | 0 | 0 | 0 | 1.2169 | 0 | 0 | 0
2 | 49 | 1 | 44.06 | 1.0112 | 60.7752 | 0 | 0.52664 | -0.029666 | 0 | 68.7902 | 68.4266 | 68.4266 | -0.0043456 | -0.0096313 | -0.0011712 | 0 | 0 | 0 | 0 | -0.00064202 | -0.0066669 | -0.0040425 | -9.7299e-05 | -0.0034358 | -0.0016999 | 0.0020667 | 0.00043418 | 0 | 0 | 0 | 0 | 0 | 0 | 0 | 0 | 0 | 0 | 0 | 0.090241 | 0 | 0 | 0 | 0 | 0.92093 | 0 | 0 | 0
2 | 49 | 2 | 44.96 | 0.94556 | 60.7752 | 0 | 0.52664 | -0.027808 | 0 | 68.4266 | 68.0858 | 68.0858 | -0.0041236 | -0.0091392 | -0.0011114 | 0 | 0 | 0 | 0 | -0.00060464 | -0.0063263 | -0.0038347 | -9.2328e-05 | -0.0032602 | -0.0013819 | 0.0020667 | 0.00043418 | 0 | 0 | 0 | 0 | 0 | 0 | 0 | 0 | 0 | 0 | 0 | 0.090409 | 0 | 0 | 0 | 0 | 0.85515 | 0 | 0 | 0
2 | 49 | 3 | 42.98 | 0.91285 | 60.7752 | 0 | 0.52664 | -0.029978 | 0 | 68.0858 | 67.7184 | 67.7184 | -0.0044116 | -0.0097776 | -0.001189 | 0 | 0 | 0 | 0 | -0.0006493 | -0.0067682 | -0.0041032 | -9.8777e-05 | -0.003488 | -0.001559 | 0.0020667 | 0.00043418 | 0 | 0 | 0 | 0 | 0 | 0 | 0 | 0 | 0 | 0 | 0 | 0.09059 | 0 | 0 | 0 | 0 | 0.82226 | 0 | 0 | 0
2 | 49 | 4 | 41 | 0.88015 | 60.7752 | 0 | 0.52664 | -0.032317 | 0 | 67.7184 | 67.3224 | 67.3224 | -0.004695 | -0.010406 | -0.0012654 | 0 | 0 | 0 | 0 | -0.00069389 | -0.0072029 | -0.0043676 | -0.00010512 | -0.003712 | -0.0019356 | 0.0020667 | 0.00043418 | 0 | 0 | 0 | 0 | 0 | 0 | 0 | 0 | 0 | 0 | 0 | 0.090785 | 0 | 0 | 0 | 0 | 0.78937 | 0 | 0 | 0
2 | 49 | 5 | 42.08 | 0.88033 | 60.7752 | 0 | 0.52664 | -0.030461 | 0 | 67.3224 | 66.9491 | 66.9491 | -0.0044356 | -0.0098308 | -0.0011955 | 0 | 0 | 0 | 0 | -0.00065529 | -0.006805 | -0.0041262 | -9.9314e-05 | -0.003507 | -0.0018731 | 0.0020667 | 0.00043418 | 0 | 0 | 0 | 0 | 0 | 0 | 0 | 0 | 0 | 0 | 0 | 0.090969 | 0 | 0 | 0 | 0 | 0.78937 | 0 | 0 | 0
2 | 49 | 6 | 42.08 | 9.963 | 60.7752 | 0 | 0.61958 | -0.02818 | -0.11393 | 66.9491 | 66.6037 | 68 | -0.00437 | -0.0096854 | -0.0011778 | 0 | 0 | 0 | 0 | -0.00063981 | -0.0067044 | -0.0040636 | -9.7846e-05 | -0.0034551 | -0.001439 | 0.0034529 | 0.00072422 | 0 | 8.9735 | 0 | 0 | 0 | 0 | 0 | 0 | 0 | 0 | 0 | 0.10145 | 0 | 0 | 0 | 0 | 0.88804 | 0 | 0 | 0
2 | 49 | 7 | 39.92 | 4.2148 | 60.7752 | 0 | 4.6468 | -0.031558 | -0.031558 | 68 | 67.6132 | 68 | -0.0049343 | -0.010936 | -0.0013299 | 0 | 0 | 0 | 0 | -0.00072491 | -0.00757 | -0.0045889 | -0.00011048 | -0.0039012 | -0.0018009 | 0.0043383 | 0.00091055 | 0 | 2.4856 | 0 | 0 | 0 | 0 | 0 | 0 | 0 | 0 | 0 | 0.57803 | 0 | 0 | 0 | 0 | 1.1512 | 0 | 0 | 0
2 | 49 | 8 | 42.98 | 3.75 | 60.7752 | 0 | 4.6468 | -0.023151 | -0.023151 | 68 | 67.7163 | 68 | -0.0043966 | -0.0097442 | -0.0011849 | 0 | 0 | 0 | 0 | -0.00064041 | -0.0067451 | -0.0040872 | -9.8439e-05 | -0.0034761 | -0.0014552 | 0.0086767 | 0.0018211 | 0 | 1.8234 | 0 | 0 | 0 | 0 | 0 | 0 | 0 | 0 | 0 | 0.57803 | 0 | 0 | 0 | 0 | 1.3485 | 0 | 0 | 0
2 | 49 | 9 | 48.92 | 1.8861 | 60.7752 | 0 | 4.0272 | 0.0017459 | 0 | 68 | 68.0214 | 68.0214 | -0.0033528 | -0.0074308 | -0.00090363 | 0 | 0 | 0.01421 | 0.0023449 | -0.00050238 | -0.0018144 | -0.0011253 | -7.5069e-05 | -0.0026508 | -0.0020164 | 0.0050623 | 0.0010617 | 0 | 0 | 0 | 0 | 0 | 0 | 0 | 0 | 0 | 0 | 0 | 0.5047 | 0 | 0 | 0 | 0 | 1.3814 | 0 | 0 | 0
2 | 49 | 10 | 51.98 | 1.9189 | 60.7752 | 0 | 4.0272 | 0.012357 | 0 | 68.0214 | 68.1728 | 68.1728 | -0.0028188 | -0.0062474 | -0.00075972 | 0 | 0 | 0.017351 | 0.0036831 | -0.0004162 | 0.0015357 | -0.0004278 | -6.3114e-05 | -0.0022286 | -0.00099854 | 0.0030973 | 0.00065039 | 0 | 0 | 0 | 0 | 0 | 0 | 0 | 0 | 0 | 0 | 0 | 0.50463 | 0 | 0 | 0 | 0 | 1.4143 | 0 | 0 | 0
2 | 49 | 11 | 57.02 | 1.9516 | 60.7752 | 0 | 4.0272 | 0.028227 | 0 | 68.1728 | 68.5188 | 68.5188 | -0.0019598 | -0.0043436 | -0.0005282 | 0 | 0 | 0.021926 | 0.0052863 | -0.00029308 | 0.006146 | 0.00077518 | -4.388e-05 | -0.0015495 | -0.00093626 | 0.0030973 | 0.00065039 | 0 | 0 | 0 | 0 | 0 | 0 | 0 | 0 | 0 | 0 | 0 | 0.50446 | 0 | 0 | 0 | 0 | 1.4472 | 0 | 0 | 0
2 | 49 | 12 | 60.98 | 1.8121 | 60.7752 | 0 | 2.85 | 0.036322 | 0 | 68.5188 | 68.9639 | 68.9639 | -0.0013247 | -0.002936 | -0.00035704 | 0 | 0 | 0.022871 | 0.0058761 | -0.00019649 | 0.0079543 | 0.00090447 | -2.9661e-05 | -0.0010474 | -0.0003909 | 0.0041315 | 0.0008666 | 0 | 0 | 0 | 0 | 0 | 0 | 0 | 0 | 0 | 0 | 0 | 0.36494 | 0 | 0 | 0 | 0 | 1.4472 | 0 | 0 | 0
2 | 49 | 13 | 64.04 | 1.779 | 60.7752 | 0 | 2.85 | 0.043794 | 0 | 68.9639 | 69.5006 | 69.5006 | -0.00086524 | -0.0019176 | -0.0002332 | 0 | 0 | 0.025507 | 0.006823 | -0.00012998 | 0.010822 | 0.0011942 | -1.9373e-05 | -0.00068408 | -0.0004503 | 0.0030973 | 0.00065039 | 0 | 0 | 0 | 0 | 0 | 0 | 0 | 0 | 0 | 0 | 0 | 0.36467 | 0 | 0 | 0 | 0 | 1.4143 | 0 | 0 | 0
2 | 49 | 14 | 66.02 | 1.6798 | 60.7752 | 0 | 2.2924 | 0.044542 | 0 | 69.5006 | 70.0465 | 70.0465 | -0.00061162 | -0.0013555 | -0.00016484 | 0 | 0 | 0.024622 | 0.0064766 | -9.1414e-05 | 0.011156 | 0.0021264 | -1.3694e-05 | -0.00048356 | -0.00024389 | 0.0025838 | 0.00054141 | 0 | 0 | 0 | 0 | 0 | 0 | 0 | 0 | 0 | 0 | 0 | 0.29842 | 0 | 0 | 0 | 0 | 1.3814 | 0 | 0 | 0
2 | 49 | 15 | 66.02 | 1.6467 | 60.7752 | 0 | 2.2924 | 0.028444 | 0 | 70.0465 | 70.3951 | 70.3951 | -0.00070754 | -0.0015681 | -0.00019069 | 0 | 0 | 0.017118 | 0.0040091 | -0.00010511 | 0.0058955 | 0.0015288 | -1.5842e-05 | -0.0005594 | -0.00021043 | 0.0026854 | 0.00056426 | 0 | 0 | 0 | 0 | 0 | 0 | 0 | 0 | 0 | 0 | 0 | 0.29825 | 0 | 0 | 0 | 0 | 1.3485 | 0 | 0 | 0
2 | 49 | 16 | 66.02 | 1.7124 | 60.7752 | 0 | 2.2924 | 0.019425 | 0 | 70.3951 | 70.6331 | 70.6331 | -0.00076879 | -0.0017039 | -0.0002072 | 0 | 0 | 0.012706 | 0.002823 | -0.00011487 | 0.0035536 | 0.00082609 | -1.7213e-05 | -0.00060783 | -0.00031385 | 0.0026854 | 0.00056426 | 0 | 0 | 0 | 0 | 0 | 0 | 0 | 0 | 0 | 0 | 0 | 0.29813 | 0 | 0 | 0 | 0 | 1.4143 | 0 | 0 | 0
2 | 49 | 17 | 66.02 | 1.9755 | 60.7752 | 0 | 2.2924 | 0.010466 | 0 | 70.6331 | 70.7614 | 70.7614 | -0.00081062 | -0.0017966 | -0.00021848 | 0 | 0 | 0.0071992 | 0.0015806 | -0.00012113 | 0.00093724 | -6.3201e-05 | -1.815e-05 | -0.0006409 | -0.00033296 | 0.0039265 | 0.00082442 | 0 | 0 | 0 | 0 | 0 | 0 | 0 | 0 | 0 | 0 | 0 | 0.29807 | 0 | 0 | 0 | 0 | 1.6774 | 0 | 0 | 0
2 | 49 | 18 | 64.94 | 2.5937 | 60.7752 | 0 | 3.9033 | 0.00069526 | 0 | 70.7614 | 70.7699 | 70.7699 | -0.0010229 | -0.0022672 | -0.0002757 | 0 | 0 | 0.0033119 | 0.00044303 | -0.00015294 | -0.0016707 | -0.00064036 | -2.2904e-05 | -0.00080877 | -0.00043311 | 0.0042349 | 0.00088946 | 0 | 0 | 0 | 0 | 0 | 0 | 0 | 0 | 0 | 0 | 0 | 0.48871 | 0 | 0 | 0 | 0 | 2.105 | 0 | 0 | 0
2 | 49 | 19 | 62.96 | 2.5608 | 60.7752 | 0 | 3.9033 | -0.0056958 | 0 | 70.7699 | 70.7001 | 70.7001 | -0.0013724 | -0.0030416 | -0.00036988 | 0 | 0 | 0 | 0 | -0.00020626 | -0.0021054 | -0.0012776 | -3.0727e-05 | -0.001085 | -0.00075205 | 0.0045452 | 0.0009545 | 0 | 0 | 0 | 0 | 0 | 0 | 0 | 0 | 0 | 0 | 0 | 0.48874 | 0 | 0 | 0 | 0 | 2.0721 | 0 | 0 | 0
2 | 49 | 20 | 62.06 | 2.4293 | 60.7752 | 0 | 3.9033 | -0.0042978 | 0 | 70.7001 | 70.6474 | 70.6474 | -0.0015183 | -0.0033649 | -0.00040919 | 0 | 0 | 0 | 0 | -0.00022863 | -0.0023293 | -0.0014136 | -3.3994e-05 | -0.0012004 | -0.00092679 | 0.0071272 | 0.0014959 | 0 | 0 | 0 | 0 | 0 | 0 | 0 | 0 | 0 | 0 | 0 | 0.48877 | 0 | 0 | 0 | 0 | 1.9405 | 0 | 0 | 0
2 | 49 | 21 | 60.98 | 2.3307 | 60.7752 | 0 | 3.9033 | -0.0057678 | 0 | 70.6474 | 70.5767 | 70.5767 | -0.0016988 | -0.003765 | -0.00045785 | 0 | 0 | 0 | 0 | -0.00025642 | -0.0026062 | -0.0015818 | -3.8036e-05 | -0.0013431 | -0.0011477 | 0.0071272 | 0.0014959 | 0 | 0 | 0 | 0 | 0 | 0 | 0 | 0 | 0 | 0 | 0 | 0.4888 | 0 | 0 | 0 | 0 | 1.8419 | 0 | 0 | 0
2 | 49 | 22 | 59 | 2.144 | 60.7752 | 0 | 3.1598 | -0.0081504 | 0 | 70.5767 | 70.4768 | 70.4768 | -0.0020343 | -0.0045086 | -0.00054827 | 0 | 0 | 0 | 0 | -0.00030782 | -0.0031209 | -0.0018944 | -4.5548e-05 | -0.0016084 | -0.0015232 | 0.0074411 | 0.0015609 | 0 | 0 | 0 | 0 | 0 | 0 | 0 | 0 | 0 | 0 | 0 | 0.40086 | 0 | 0 | 0 | 0 | 1.7432 | 0 | 0 | 0
2 | 49 | 23 | 57.92 | 1.881 | 60.7752 | 0 | 3.1598 | -0.0093625 | 0 | 70.4768 | 70.3621 | 70.3621 | -0.0022065 | -0.0048904 | -0.00059469 | 0 | 0 | 0 | 0 | -0.0003331 | -0.0033852 | -0.0020546 | -4.9404e-05 | -0.0017445 | -0.0015452 | 0.0074411 | 0.0015609 | 0 | 0 | 0 | 0 | 0 | 0 | 0 | 0 | 0 | 0 | 0 | 0.40092 | 0 | 0 | 0 | 0 | 1.4801 | 0 | 0 | 0
2 | 49 | 24 | 57.02 | 1.3063 | 60.7752 | 0 | 0.52664 | -0.01078 | 0 | 70.3621 | 70.23 | 70.23 | -0.0023445 | -0.0051962 | -0.00063188 | 0 | 0 | 0 | 0 | -0.00035153 | -0.0035969 | -0.0021824 | -5.2494e-05 | -0.0018536 | -0.0012854 | 0.0067153 | 0.0014098 | 0 | 0 | 0 | 0 | 0 | 0 | 0 | 0 | 0 | 0 | 0 | 0.089354 | 0 | 0 | 0 | 0 | 1.2169 | 0 | 0 | 0
2 | 50 | 1 | 55.04 | 1.0103 | 60.8676 | 0 | 0.52634 | -0.017898 | 0 | 70.23 | 70.0107 | 70.0107 | -0.0026692 | -0.0059159 | -0.0007194 | 0 | 0 | 0 | 0 | -0.00040044 | -0.004095 | -0.0024847 | -5.9764e-05 | -0.0021104 | -0.0015097 | 0.0020667 | 0.00043418 | 0 | 0 | 0 | 0 | 0 | 0 | 0 | 0 | 0 | 0 | 0 | 0.089337 | 0 | 0 | 0 | 0 | 0.92093 | 0 | 0 | 0
2 | 50 | 2 | 53.96 | 0.9446 | 60.8676 | 0 | 0.52634 | -0.018785 | 0 | 70.0107 | 69.7804 | 69.7804 | -0.0028204 | -0.006251 | -0.00076016 | 0 | 0 | 0 | 0 | -0.00042102 | -0.0043271 | -0.0026249 | -6.315e-05 | -0.0022299 | -0.0013543 | 0.0020667 | 0.00043418 | 0 | 0 | 0 | 0 | 0 | 0 | 0 | 0 | 0 | 0 | 0 | 0.08945 | 0 | 0 | 0 | 0 | 0.85515 | 0 | 0 | 0
2 | 50 | 3 | 53.06 | 0.91183 | 60.8676 | 0 | 0.52634 | -0.020252 | 0 | 69.7804 | 69.5322 | 69.5322 | -0.0029381 | -0.0065119 | -0.00079188 | 0 | 0 | 0 | 0 | -0.00044268 | -0.0045076 | -0.0027356 | -6.5785e-05 | -0.002323 | -0.0020026 | 0.0020667 | 0.00043418 | 0 | 0 | 0 | 0 | 0 | 0 | 0 | 0 | 0 | 0 | 0 | 0.089572 | 0 | 0 | 0 | 0 | 0.82226 | 0 | 0 | 0
2 | 50 | 4 | 53.06 | 0.87906 | 60.8676 | 0 | 0.52634 | -0.019763 | 0 | 69.5322 | 69.29 | 69.29 | -0.0028945 | -0.0064152 | -0.00078013 | 0 | 0 | 0 | 0 | -0.00043497 | -0.0044407 | -0.0026947 | -6.4809e-05 | -0.0022885 | -0.0018163 | 0.0020667 | 0.00043418 | 0 | 0 | 0 | 0 | 0 | 0 | 0 | 0 | 0 | 0 | 0 | 0.089691 | 0 | 0 | 0 | 0 | 0.78937 | 0 | 0 | 0
2 | 50 | 5 | 51.98 | 0.87918 | 60.8676 | 0 | 0.52634 | -0.020598 | 0 | 69.29 | 69.0376 | 69.0376 | -0.0030417 | -0.0067415 | -0.0008198 | 0 | 0 | 0 | 0 | -0.00045518 | -0.0046666 | -0.0028312 | -6.8105e-05 | -0.0024049 | -0.0016356 | 0.0020667 | 0.00043418 | 0 | 0 | 0 | 0 | 0 | 0 | 0 | 0 | 0 | 0 | 0 | 0.089816 | 0 | 0 | 0 | 0 | 0.78937 | 0 | 0 | 0
2 | 50 | 6 | 51.98 | 0.98894 | 60.8676 | 0 | 0.61922 | -0.019168 | 0 | 69.0376 | 68.8027 | 68.8027 | -0.0029974 | -0.0066432 | -0.00080785 | 0 | 0 | 0 | 0 | -0.00045046 | -0.0045985 | -0.0027904 | -6.7112e-05 | -0.0023698 | -0.0018964 | 0.0034529 | 0.00072422 | 0 | 0 | 0 | 0 | 0 | 0 | 0 | 0 | 0 | 0 | 0 | 0.10091 | 0 | 0 | 0 | 0 | 0.88804 | 0 | 0 | 0
2 | 50 | 7 | 51.98 | 1.7278 | 60.8676 | 0 | 4.6442 | -0.017816 | 0 | 68.8027 | 68.5844 | 68.5844 | -0.0029561 | -0.0065517 | -0.00079672 | 0 | 0 | 0 | 0 | -0.00044321 | -0.0045352 | -0.0027517 | -6.6188e-05 | -0.0023372 | -0.0017167 | 0.0043383 | 0.00091055 | 0 | 0 | 0 | 0 | 0 | 0 | 0 | 0 | 0 | 0 | 0 | 0.57665 | 0 | 0 | 0 | 0 | 1.1512 | 0 | 0 | 0
2 | 50 | 8 | 51.98 | 1.9252 | 60.8676 | 0 | 4.6442 | -0.013805 | 0 | 68.5844 | 68.4152 | 68.4152 | -0.0029177 | -0.0064667 | -0.00078638 | 0 | 0 | 0 | 0 | -0.0004414 | -0.0044763 | -0.0027171 | -6.5329e-05 | -0.0023069 | -0.0023037 | 0.0086767 | 0.0018211 | 0 | 0 | 0 | 0 | 0 | 0 | 0 | 0 | 0 | 0 | 0 | 0.57673 | 0 | 0 | 0 | 0 | 1.3485 | 0 | 0 | 0
2 | 50 | 9 | 55.94 | 1.8849 | 60.8676 | 0 | 4.025 | 0.0085863 | 0 | 68.4152 | 68.5204 | 68.5204 | -0.0021922 | -0.0048585 | -0.00059082 | 0 | 0 | 0.012672 | 0.0021368 | -0.000335 | -0.000132 | -0.00011178 | -4.9083e-05 | -0.0017332 | -0.0023439 | 0.0050623 | 0.0010617 | 0 | 0 | 0 | 0 | 0 | 0 | 0 | 0 | 0 | 0 | 0 | 0.50351 | 0 | 0 | 0 | 0 | 1.3814 | 0 | 0 | 0
2 | 50 | 10 | 59 | 1.9177 | 60.8676 | 0 | 4.025 | 0.021709 | 0 | 68.5204 | 68.7865 | 68.7865 | -0.0016729 | -0.0037078 | -0.00045089 | 0 | 0 | 0.018208 | 0.0038858 | -0.00025612 | 0.0041166 | 0.0010606 | -3.7457e-05 | -0.0013227 | -0.0018616 | 0.0030973 | 0.00065039 | 0 | 0 | 0 | 0 | 0 | 0 | 0 | 0 | 0 | 0 | 0 | 0.50338 | 0 | 0 | 0 | 0 | 1.4143 | 0 | 0 | 0
2 | 50 | 11 | 62.06 | 1.9503 | 60.8676 | 0 | 4.025 | 0.03661 | 0 | 68.7865 | 69.2351 | 69.2351 | -0.001182 | -0.0026197 | -0.00031856 | 0 | 0 | 0.023176 | 0.0056396 | -0.0001803 | 0.008482 | 0.0019683 | -2.6465e-05 | -0.00093451 | -0.0011418 | 0.0030973 | 0.00065039 | 0 | 0 | 0 | 0 | 0 | 0 | 0 | 0 | 0 | 0 | 0 | 0.50316 | 0 | 0 | 0 | 0 | 1.4472 | 0 | 0 | 0
2 | 50 | 12 | 62.6 | 1.8111 | 60.8676 | 0 | 2.8484 | 0.031135 | 0 | 69.2351 | 69.6167 | 69.6167 | -0.0011659 | -0.0025841 | -0.00031424 | 0 | 0 | 0.020239 | 0.0049976 | -0.00017744 | 0.0062332 | 0.0009088 | -2.6105e-05 | -0.00092182 | -0.0010522 | 0.0041315 | 0.0008666 | 0 | 0 | 0 | 0 | 0 | 0 | 0 | 0 | 0 | 0 | 0 | 0.36394 | 0 | 0 | 0 | 0 | 1.4472 | 0 | 0 | 0
2 | 50 | 13 | 66.92 | 1.778 | 60.8676 | 0 | 2.8484 | 0.045489 | 0 | 69.6167 | 70.1742 | 70.1742 | -0.00047387 | -0.0010502 | -0.00012771 | 0 | 0 | 0.024225 | 0.0063661 | -7.2574e-05 | 0.011466 | 0.0023 | -1.061e-05 | -0.00037465 | -0.00050556 | 0.0030973 | 0.00065039 | 0 | 0 | 0 | 0 | 0 | 0 | 0 | 0 | 0 | 0 | 0 | 0.36367 | 0 | 0 | 0 | 0 | 1.4143 | 0 | 0 | 0
2 | 50 | 14 | 69.98 | 1.6789 | 60.8676 | 0 | 2.2911 | 0.047957 | 0 | 70.1742 | 70.7619 | 70.7619 | -3.4118e-05 | -7.5617e-05 | -9.1954e-06 | 0 | 0 | 0.023492 | 0.0061956 | -5.2246e-06 | 0.012243 | 0.0030893 | -7.639e-07 | -2.6975e-05 | -3.5816e-05 | 0.0025838 | 0.00054141 | 0 | 0 | 0 | 0 | 0 | 0 | 0 | 0 | 0 | 0 | 0 | 0.29752 | 0 | 0 | 0 | 0 | 1.3814 | 0 | 0 | 0
2 | 50 | 15 | 69.98 | 1.6458 | 60.8676 | 0 | 2.2911 | 0.043278 | 0 | 70.7619 | 71.2923 | 71.2923 | -0.00013739 | -0.00030451 | -3.703e-05 | 0 | 0 | 0.02129 | 0.0052875 | -2.1285e-05 | 0.011033 | 0.003242 | -3.0763e-06 | -0.00010863 | -0.00021178 | 0.0026854 | 0.00056426 | 0 | 0 | 0 | 0 | 0 | 0 | 0 | 0 | 0 | 0 | 0 | 0.29726 | 0 | 0 | 0 | 0 | 1.3485 | 0 | 0 | 0
2 | 50 | 16 | 71.96 | 1.7113 | 60.8676 | 0 | 2.2911 | 0.035105 | 0 | 71.2923 | 71.7225 | 71.7225 | 0.00011734 | 0.00026005 | 3.1624e-05 | 0 | 0 | 0.01647 | 0.0034108 | 1.8125e-05 | 0.0081789 | 0.0031081 | 2.6272e-06 | 9.2769e-05 | 0.00016467 | 0.0026854 | 0.00056426 | 0 | 0 | 0 | 0 | 0 | 0 | 0 | 0 | 0 | 0 | 0 | 0.29705 | 0 | 0 | 0 | 0 | 1.4143 | 0 | 0 | 0
2 | 50 | 17 | 71.06 | 1.9743 | 60.8676 | 0 | 2.2911 | 0.019607 | 0 | 71.7225 | 71.9628 | 71.9628 | -0.00011641 | -0.00025801 | -3.1375e-05 | 0 | 0 | 0.0074684 | 0.0015203 | -1.7853e-05 | 0.0042569 | 0.002259 | -2.6065e-06 | -9.2039e-05 | -0.00013031 | 0.0039265 | 0.00082442 | 0 | 0 | 0 | 0 | 0 | 0 | 0 | 0 | 0 | 0 | 0 | 0.29694 | 0 | 0 | 0 | 0 | 1.6774 | 0 | 0 | 0
2 | 50 | 18 | 69.98 | 2.5921 | 60.8676 | 0 | 3.9011 | 0.0073226 | 0 | 71.9628 | 72.0525 | 72.0525 | -0.00034841 | -0.0007722 | -9.3904e-05 | 0 | 0 | 0.0030645 | 0.00025526 | -5.2929e-05 | -3.8875e-05 | 0.00074816 | -7.801e-06 | -0.00027547 | -0.00028011 | 0.0042349 | 0.00088946 | 0 | 0 | 0 | 0 | 0 | 0 | 0 | 0 | 0 | 0 | 0 | 0.48716 | 0 | 0 | 0 | 0 | 2.105 | 0 | 0 | 0
2 | 50 | 19 | 66.92 | 2.5593 | 60.8676 | 0 | 3.9011 | -0.0024402 | 0 | 72.0525 | 72.0226 | 72.0226 | -0.00090189 | -0.0019989 | -0.00024308 | 0 | 0 | 0 | 0 | -0.00013709 | -0.0013837 | -0.00084009 | -2.0193e-05 | -0.00071306 | -0.00074744 | 0.0045452 | 0.0009545 | 0 | 0 | 0 | 0 | 0 | 0 | 0 | 0 | 0 | 0 | 0 | 0.48718 | 0 | 0 | 0 | 0 | 2.0721 | 0 | 0 | 0
2 | 50 | 20 | 66.02 | 2.4277 | 60.8676 | 0 | 3.9011 | -0.00084566 | 0 | 72.0226 | 72.0122 | 72.0122 | -0.0010548 | -0.0023378 | -0.00028428 | 0 | 0 | 0 | 0 | -0.00015917 | -0.0016182 | -0.00098214 | -2.3617e-05 | -0.00083395 | -0.00067889 | 0.0071272 | 0.0014959 | 0 | 0 | 0 | 0 | 0 | 0 | 0 | 0 | 0 | 0 | 0 | 0.48718 | 0 | 0 | 0 | 0 | 1.9405 | 0 | 0 | 0
2 | 50 | 21 | 64.94 | 2.329 | 60.8676 | 0 | 3.9011 | -0.002351 | 0 | 72.0122 | 71.9834 | 71.9834 | -0.0012427 | -0.0027543 | -0.00033494 | 0 | 0 | 0 | 0 | -0.00018797 | -0.0019066 | -0.0011573 | -2.7825e-05 | -0.00098255 | -0.00088397 | 0.0071272 | 0.0014959 | 0 | 0 | 0 | 0 | 0 | 0 | 0 | 0 | 0 | 0 | 0 | 0.48719 | 0 | 0 | 0 | 0 | 1.8419 | 0 | 0 | 0
2 | 50 | 22 | 64.04 | 2.1426 | 60.8676 | 0 | 3.158 | -0.0030539 | 0 | 71.9834 | 71.946 | 71.946 | -0.0013958 | -0.0030936 | -0.0003762 | 0 | 0 | 0 | 0 | -0.00021019 | -0.0021414 | -0.0012996 | -3.1253e-05 | -0.0011036 | -0.00084326 | 0.0074411 | 0.0015609 | 0 | 0 | 0 | 0 | 0 | 0 | 0 | 0 | 0 | 0 | 0 | 0.3994 | 0 | 0 | 0 | 0 | 1.7432 | 0 | 0 | 0
2 | 50 | 23 | 62.96 | 1.8795 | 60.8676 | 0 | 3.158 | -0.0044463 | 0 | 71.946 | 71.8915 | 71.8915 | -0.001579 | -0.0034997 | -0.00042558 | 0 | 0 | 0 | 0 | -0.0002378 | -0.0024225 | -0.0014702 | -3.5355e-05 | -0.0012484 | -0.00096882 | 0.0074411 | 0.0015609 | 0 | 0 | 0 | 0 | 0 | 0 | 0 | 0 | 0 | 0 | 0 | 0.39942 | 0 | 0 | 0 | 0 | 1.4801 | 0 | 0 | 0
2 | 50 | 24 | 62.06 | 1.3054 | 60.8676 | 0 | 0.52634 | -0.0059473 | 0 | 71.8915 | 71.8186 | 71.8186 | -0.0017276 | -0.0038289 | -0.00046562 | 0 | 0 | 0 | 0 | -0.00025772 | -0.0026504 | -0.0016078 | -3.8681e-05 | -0.0013659 | -0.00071989 | 0.0067153 | 0.0014098 | 0 | 0 | 0 | 0 | 0 | 0 | 0 | 0 | 0 | 0 | 0 | 0.088447 | 0 | 0 | 0 | 0 | 1.2169 | 0 | 0 | 0
2 | 51 | 1 | 62.06 | 1.0093 | 60.9637 | 0 | 0.52603 | -0.010407 | 0 | 71.8186 | 71.6911 | 71.6911 | -0.0017148 | -0.0038006 | -0.00046217 | 0 | 0 | 0 | 0 | -0.00025491 | -0.0026308 | -0.0015956 | -3.8395e-05 | -0.0013558 | -0.00062097 | 0.0020667 | 0.00043418 | 0 | 0 | 0 | 0 | 0 | 0 | 0 | 0 | 0 | 0 | 0 | 0.088379 | 0 | 0 | 0 | 0 | 0.92093 | 0 | 0 | 0
2 | 51 | 2 | 60.08 | 0.9436 | 60.9637 | 0 | 0.52603 | -0.012926 | 0 | 71.6911 | 71.5327 | 71.5327 | -0.0020403 | -0.004522 | -0.0005499 | 0 | 0 | 0 | 0 | -0.00030459 | -0.0031302 | -0.0018989 | -4.5683e-05 | -0.0016131 | -0.00088795 | 0.0020667 | 0.00043418 | 0 | 0 | 0 | 0 | 0 | 0 | 0 | 0 | 0 | 0 | 0 | 0.088457 | 0 | 0 | 0 | 0 | 0.85515 | 0 | 0 | 0
2 | 51 | 3 | 59 | 0.9108 | 60.9637 | 0 | 0.52603 | -0.013653 | 0 | 71.5327 | 71.3653 | 71.3653 | -0.0022023 | -0.0048809 | -0.00059355 | 0 | 0 | 0 | 0 | -0.00032358 | -0.0033786 | -0.0020482 | -4.9309e-05 | -0.0017412 | -0.00050185 | 0.0020667 | 0.00043418 | 0 | 0 | 0 | 0 | 0 | 0 | 0 | 0 | 0 | 0 | 0 | 0.08854 | 0 | 0 | 0 | 0 | 0.82226 | 0 | 0 | 0
2 | 51 | 4 | 57.92 | 0.87799 | 60.9637 | 0 | 0.52603 | -0.01471 | 0 | 71.3653 | 71.1851 | 71.1851 | -0.0023626 | -0.0052364 | -0.00063677 | 0 | 0 | 0 | 0 | -0.00034526 | -0.0036247 | -0.0021968 | -5.29e-05 | -0.001868 | -0.00045322 | 0.0020667 | 0.00043418 | 0 | 0 | 0 | 0 | 0 | 0 | 0 | 0 | 0 | 0 | 0 | 0.088628 | 0 | 0 | 0 | 0 | 0.78937 | 0 | 0 | 0
2 | 51 | 5 | 53.96 | 0.87811 | 60.9637 | 0 | 0.52603 | -0.019573 | 0 | 71.1851 | 70.9452 | 70.9452 | -0.0030268 | -0.0067084 | -0.00081578 | 0 | 0 | 0 | 0 | -0.00044454 | -0.0046437 | -0.002815 | -6.7771e-05 | -0.0023931 | -0.00072445 | 0.0020667 | 0.00043418 | 0 | 0 | 0 | 0 | 0 | 0 | 0 | 0 | 0 | 0 | 0 | 0.088747 | 0 | 0 | 0 | 0 | 0.78937 | 0 | 0 | 0
2 | 51 | 6 | 55.04 | 0.98784 | 60.9637 | 0 | 0.61886 | -0.016479 | 0 | 70.9452 | 70.7433 | 70.7433 | -0.0027949 | -0.0061944 | -0.00075327 | 0 | 0 | 0 | 0 | -0.00040719 | -0.0042878 | -0.0025983 | -6.2578e-05 | -0.0022097 | -0.00062327 | 0.0034529 | 0.00072422 | 0 | 0 | 0 | 0 | 0 | 0 | 0 | 0 | 0 | 0 | 0 | 0.0998 | 0 | 0 | 0 | 0 | 0.88804 | 0 | 0 | 0
2 | 51 | 7 | 53.06 | 1.7257 | 60.9637 | 0 | 4.6414 | -0.018295 | 0 | 70.7433 | 70.519 | 70.519 | -0.0031073 | -0.0068869 | -0.00083748 | 0 | 0 | 0 | 0 | -0.00046071 | -0.0047672 | -0.0028911 | -6.9573e-05 | -0.0024568 | -0.0011567 | 0.0043383 | 0.00091055 | 0 | 0 | 0 | 0 | 0 | 0 | 0 | 0 | 0 | 0 | 0 | 0.57457 | 0 | 0 | 0 | 0 | 1.1512 | 0 | 0 | 0
2 | 51 | 8 | 51.98 | 1.9232 | 60.9637 | 0 | 4.6414 | -0.014888 | 0 | 70.519 | 70.3366 | 70.3366 | -0.0032577 | -0.0072202 | -0.00087801 | 0 | 0 | 0 | 0 | -0.00048039 | -0.0049979 | -0.0030302 | -7.294e-05 | -0.0025757 | -0.0010521 | 0.0086767 | 0.0018211 | 0 | 0 | 0 | 0 | 0 | 0 | 0 | 0 | 0 | 0 | 0 | 0.57466 | 0 | 0 | 0 | 0 | 1.3485 | 0 | 0 | 0
2 | 51 | 9 | 55.04 | 1.883 | 60.9637 | 0 | 4.0226 | 0.0094788 | 0 | 70.3366 | 70.4528 | 70.4528 | -0.0026879 | -0.0059574 | -0.00072445 | 0 | 0 | 0.015457 | 0.0025019 | -0.00039692 | -0.0011798 | -0.0005427 | -6.0183e-05 | -0.0021252 | -0.00092998 | 0.0050623 | 0.0010617 | 0 | 0 | 0 | 0 | 0 | 0 | 0 | 0 | 0 | 0 | 0 | 0.50158 | 0 | 0 | 0 | 0 | 1.3814 | 0 | 0 | 0
2 | 51 | 10 | 57.92 | 1.9157 | 60.9637 | 0 | 4.0226 | 0.020019 | 0 | 70.4528 | 70.6981 | 70.6981 | -0.0022023 | -0.004881 | -0.00059355 | 0 | 0 | 0.019684 | 0.0042253 | -0.00032982 | 0.0030556 | 0.00029391 | -4.9309e-05 | -0.0017412 | -0.0011905 | 0.0030973 | 0.00065039 | 0 | 0 | 0 | 0 | 0 | 0 | 0 | 0 | 0 | 0 | 0 | 0.50146 | 0 | 0 | 0 | 0 | 1.4143 | 0 | 0 | 0
2 | 51 | 11 | 60.08 | 1.9485 | 60.9637 | 0 | 4.0226 | 0.029162 | 0 | 70.6981 | 71.0555 | 71.0555 | -0.0018658 | -0.0041353 | -0.00050287 | 0 | 0 | 0.021595 | 0.0052949 | -0.0002771 | 0.006511 | 0.0010047 | -4.1776e-05 | -0.0014752 | -0.00069318 | 0.0030973 | 0.00065039 | 0 | 0 | 0 | 0 | 0 | 0 | 0 | 0 | 0 | 0 | 0 | 0.50128 | 0 | 0 | 0 | 0 | 1.4472 | 0 | 0 | 0
2 | 51 | 12 | 60.08 | 1.8095 | 60.9637 | 0 | 2.8467 | 0.036337 | 0 | 71.0555 | 71.5008 | 71.5008 | -0.0019286 | -0.0042745 | -0.0005198 | 0 | 0 | 0.024417 | 0.0065036 | -0.00028973 | 0.0091613 | 0.00095118 | -4.3182e-05 | -0.0015248 | -0.0011139 | 0.0041315 | 0.0008666 | 0 | 0 | 0 | 0 | 0 | 0 | 0 | 0 | 0 | 0 | 0 | 0.36232 | 0 | 0 | 0 | 0 | 1.4472 | 0 | 0 | 0
2 | 51 | 13 | 62.06 | 1.7764 | 60.9637 | 0 | 2.8467 | 0.034896 | 0 | 71.5008 | 71.9284 | 71.9284 | -0.001659 | -0.0036768 | -0.00044712 | 0 | 0 | 0.02329 | 0.0060388 | -0.00024783 | 0.008801 | 0.0011617 | -3.7144e-05 | -0.0013116 | -0.00076402 | 0.0030973 | 0.00065039 | 0 | 0 | 0 | 0 | 0 | 0 | 0 | 0 | 0 | 0 | 0 | 0.36211 | 0 | 0 | 0 | 0 | 1.4143 | 0 | 0 | 0
2 | 51 | 14 | 64.4 | 1.6775 | 60.9637 | 0 | 2.2898 | 0.039277 | 0 | 71.9284 | 72.4098 | 72.4098 | -0.0013229 | -0.002932 | -0.00035655 | 0 | 0 | 0.023727 | 0.0063535 | -0.00019708 | 0.010585 | 0.0018777 | -2.962e-05 | -0.0010459 | -0.00050652 | 0.0025838 | 0.00054141 | 0 | 0 | 0 | 0 | 0 | 0 | 0 | 0 | 0 | 0 | 0 | 0.29615 | 0 | 0 | 0 | 0 | 1.3814 | 0 | 0 | 0
2 | 51 | 15 | 64.94 | 1.6445 | 60.9637 | 0 | 2.2898 | 0.032434 | 0 | 72.4098 | 72.8073 | 72.8073 | -0.0013126 | -0.0029092 | -0.00035377 | 0 | 0 | 0.020369 | 0.0050391 | -0.00019662 | 0.0083815 | 0.0018796 | -2.9389e-05 | -0.0010378 | -0.00064524 | 0.0026854 | 0.00056426 | 0 | 0 | 0 | 0 | 0 | 0 | 0 | 0 | 0 | 0 | 0 | 0.29596 | 0 | 0 | 0 | 0 | 1.3485 | 0 | 0 | 0
2 | 51 | 16 | 66.02 | 1.7101 | 60.9637 | 0 | 2.2898 | 0.021427 | 0 | 72.8073 | 73.0699 | 73.0699 | -0.0011927 | -0.0026434 | -0.00032145 | 0 | 0 | 0.014854 | 0.0032209 | -0.00017712 | 0.004637 | 0.0011618 | -2.6704e-05 | -0.00094296 | -0.00039244 | 0.0026854 | 0.00056426 | 0 | 0 | 0 | 0 | 0 | 0 | 0 | 0 | 0 | 0 | 0 | 0.29583 | 0 | 0 | 0 | 0 | 1.4143 | 0 | 0 | 0
2 | 51 | 17 | 64.94 | 1.9732 | 60.9637 | 0 | 2.2898 | 0.0081495 | 0 | 73.0699 | 73.1697 | 73.1697 | -0.0014286 | -0.0031662 | -0.00038503 | 0 | 0 | 0.0075052 | 0.0016146 | -0.00021363 | 0.0011403 | 0.00013252 | -3.1986e-05 | -0.0011295 | -0.00063889 | 0.0039265 | 0.00082442 | 0 | 0 | 0 | 0 | 0 | 0 | 0 | 0 | 0 | 0 | 0 | 0.29578 | 0 | 0 | 0 | 0 | 1.6774 | 0 | 0 | 0
2 | 51 | 18 | 62.96 | 2.5907 | 60.9637 | 0 | 3.8988 | -0.00567 | 0 | 73.1697 | 73.1003 | 73.1003 | -0.0017941 | -0.0039763 | -0.00048353 | 0 | 0 | 0.0027181 | 0.00040221 | -0.00026778 | -0.0028136 | -0.0014767 | -4.0169e-05 | -0.0014185 | -0.00075468 | 0.0042349 | 0.00088946 | 0 | 0 | 0 | 0 | 0 | 0 | 0 | 0 | 0 | 0 | 0 | 0.48569 | 0 | 0 | 0 | 0 | 2.105 | 0 | 0 | 0
2 | 51 | 19 | 60.98 | 2.5578 | 60.9637 | 0 | 3.8988 | -0.010835 | 0 | 73.1003 | 72.9675 | 72.9675 | -0.0021298 | -0.0047203 | -0.00057402 | 0 | 0 | 0 | 0 | -0.00031546 | -0.0032675 | -0.0019815 | -4.7686e-05 | -0.0016839 | -0.00066038 | 0.0045452 | 0.0009545 | 0 | 0 | 0 | 0 | 0 | 0 | 0 | 0 | 0 | 0 | 0 | 0.48575 | 0 | 0 | 0 | 0 | 2.0721 | 0 | 0 | 0
2 | 51 | 20 | 60.08 | 2.4263 | 60.9637 | 0 | 3.8988 | -0.0096498 | 0 | 72.9675 | 72.8492 | 72.8492 | -0.0022646 | -0.0050191 | -0.00061035 | 0 | 0 | 0 | 0 | -0.00033877 | -0.0034743 | -0.0021078 | -5.0705e-05 | -0.0017905 | -0.0011208 | 0.0071272 | 0.0014959 | 0 | 0 | 0 | 0 | 0 | 0 | 0 | 0 | 0 | 0 | 0 | 0.48581 | 0 | 0 | 0 | 0 | 1.9405 | 0 | 0 | 0
2 | 51 | 21 | 57.02 | 2.3277 | 60.9637 | 0 | 3.8988 | -0.012986 | 0 | 72.8492 | 72.6901 | 72.6901 | -0.0027815 | -0.0061648 | -0.00074967 | 0 | 0 | 0 | 0 | -0.00041152 | -0.0042674 | -0.0025877 | -6.2279e-05 | -0.0021992 | -0.0008895 | 0.0071272 | 0.0014959 | 0 | 0 | 0 | 0 | 0 | 0 | 0 | 0 | 0 | 0 | 0 | 0.48589 | 0 | 0 | 0 | 0 | 1.8419 | 0 | 0 | 0
2 | 51 | 22 | 55.04 | 2.1415 | 60.9637 | 0 | 3.1562 | -0.01505 | 0 | 72.6901 | 72.5056 | 72.5056 | -0.0031015 | -0.0068739 | -0.00083591 | 0 | 0 | 0 | 0 | -0.00045868 | -0.0047582 | -0.0028853 | -6.9443e-05 | -0.0024521 | -0.0010556 | 0.0074411 | 0.0015609 | 0 | 0 | 0 | 0 | 0 | 0 | 0 | 0 | 0 | 0 | 0 | 0.39834 | 0 | 0 | 0 | 0 | 1.7432 | 0 | 0 | 0
2 | 51 | 23 | 53.06 | 1.8785 | 60.9637 | 0 | 3.1562 | -0.017233 | 0 | 72.5056 | 72.2944 | 72.2944 | -0.003417 | -0.0075732 | -0.00092094 | 0 | 0 | 0 | 0 | -0.0005033 | -0.0052423 | -0.0031783 | -7.6507e-05 | -0.0027016 | -0.0010606 | 0.0074411 | 0.0015609 | 0 | 0 | 0 | 0 | 0 | 0 | 0 | 0 | 0 | 0 | 0 | 0.39845 | 0 | 0 | 0 | 0 | 1.4801 | 0 | 0 | 0
2 | 51 | 24 | 53.06 | 1.3051 | 60.9637 | 0 | 0.52603 | -0.017853 | 0 | 72.2944 | 72.0756 | 72.0756 | -0.0033799 | -0.007491 | -0.00091094 | 0 | 0 | 0 | 0 | -0.00049927 | -0.0051854 | -0.0031441 | -7.5676e-05 | -0.0026723 | -0.0012097 | 0.0067153 | 0.0014098 | 0 | 0 | 0 | 0 | 0 | 0 | 0 | 0 | 0 | 0 | 0 | 0.08819 | 0 | 0 | 0 | 0 | 1.2169 | 0 | 0 | 0
2 | 52 | 1 | 53.06 | 1.0091 | 61.0636 | 0 | 0.5257 | -0.022214 | 0 | 72.0756 | 71.8034 | 71.8034 | -0.0033415 | -0.0074058 | -0.00090058 | 0 | 0 | 0 | 0 | -0.00049355 | -0.0051264 | -0.0031084 | -7.4816e-05 | -0.0026419 | -0.0011879 | 0.0020667 | 0.00043418 | 0 | 0 | 0 | 0 | 0 | 0 | 0 | 0 | 0 | 0 | 0 | 0.088189 | 0 | 0 | 0 | 0 | 0.92093 | 0 | 0 | 0
2 | 52 | 2 | 51.98 | 0.94348 | 61.0636 | 0 | 0.5257 | -0.023386 | 0 | 71.8034 | 71.5168 | 71.5168 | -0.0034834 | -0.0077204 | -0.00093884 | 0 | 0 | 0 | 0 | -0.00051624 | -0.0053441 | -0.0032409 | -7.7994e-05 | -0.0027541 | -0.0013769 | 0.0020667 | 0.00043418 | 0 | 0 | 0 | 0 | 0 | 0 | 0 | 0 | 0 | 0 | 0 | 0.08833 | 0 | 0 | 0 | 0 | 0.85515 | 0 | 0 | 0
2 | 52 | 3 | 50 | 0.91074 | 61.0636 | 0 | 0.5257 | -0.025512 | 0 | 71.5168 | 71.2041 | 71.2041 | -0.003781 | -0.0083799 | -0.001019 | 0 | 0 | 0 | 0 | -0.00055948 | -0.0058007 | -0.0035175 | -8.4656e-05 | -0.0029894 | -0.0014473 | 0.0020667 | 0.00043418 | 0 | 0 | 0 | 0 | 0 | 0 | 0 | 0 | 0 | 0 | 0 | 0.088484 | 0 | 0 | 0 | 0 | 0.82226 | 0 | 0 | 0
2 | 52 | 4 | 48.02 | 0.87801 | 61.0636 | 0 | 0.5257 | -0.027346 | 0 | 71.2041 | 70.869 | 70.869 | -0.004074 | -0.0090292 | -0.001098 | 0 | 0 | 0 | 0 | -0.00059769 | -0.0062501 | -0.0037886 | -9.1216e-05 | -0.003221 | -0.0012633 | 0.0020667 | 0.00043418 | 0 | 0 | 0 | 0 | 0 | 0 | 0 | 0 | 0 | 0 | 0 | 0.088649 | 0 | 0 | 0 | 0 | 0.78937 | 0 | 0 | 0
2 | 52 | 5 | 44.06 | 0.87821 | 61.0636 | 0 | 0.5257 | -0.032141 | 0 | 70.869 | 70.4751 | 70.4751 | -0.0047109 | -0.010441 | -0.0012697 | 0 | 0 | 0 | 0 | -0.00069335 | -0.0072274 | -0.0043816 | -0.00010548 | -0.0037246 | -0.0016535 | 0.0020667 | 0.00043418 | 0 | 0 | 0 | 0 | 0 | 0 | 0 | 0 | 0 | 0 | 0 | 0.088843 | 0 | 0 | 0 | 0 | 0.78937 | 0 | 0 | 0
2 | 52 | 6 | 44.06 | 0.98799 | 61.0636 | 0 | 0.61847 | -0.030228 | 0 | 70.4751 | 70.1047 | 70.1047 | -0.0046417 | -0.010288 | -0.001251 | 0 | 0 | 0 | 0 | -0.00068 | -0.0071212 | -0.0043163 | -0.00010393 | -0.0036699 | -0.0016089 | 0.0034529 | 0.00072422 | 0 | 0 | 0 | 0 | 0 | 0 | 0 | 0 | 0 | 0 | 0 | 0.099955 | 0 | 0 | 0 | 0 | 0.88804 | 0 | 0 | 0
2 | 52 | 7 | 42.08 | 1.7249 | 61.0636 | 0 | 4.6385 | -0.031589 | 0 | 70.1047 | 69.7175 | 69.7175 | -0.0049245 | -0.010914 | -0.0013272 | 0 | 0 | 0 | 0 | -0.00072524 | -0.0075551 | -0.0045804 | -0.00011026 | -0.0038935 | -0.001897 | 0.0043383 | 0.00091055 | 0 | 0 | 0 | 0 | 0 | 0 | 0 | 0 | 0 | 0 | 0 | 0.57376 | 0 | 0 | 0 | 0 | 1.1512 | 0 | 0 | 0
2 | 52 | 8 | 44.06 | 1.9224 | 61.0636 | 0 | 4.6385 | -0.024096 | 0 | 69.7175 | 69.4222 | 69.4222 | -0.0045086 | -0.0099925 | -0.0012151 | 0 | 0 | 0 | 0 | -0.00066064 | -0.0069169 | -0.0041925 | -0.00010095 | -0.0035646 | -0.0016207 | 0.0086767 | 0.0018211 | 0 | 0 | 0 | 0 | 0 | 0 | 0 | 0 | 0 | 0 | 0 | 0.57391 | 0 | 0 | 0 | 0 | 1.3485 | 0 | 0 | 0
2 | 52 | 9 | 48.02 | 1.8824 | 61.0636 | 0 | 4.0201 | 0.00067256 | 0 | 69.4222 | 69.4305 | 69.4305 | -0.0037608 | -0.0083353 | -0.0010136 | 0 | 0 | 0.015305 | 0.0025089 | -0.00054536 | -0.0028567 | -0.0015458 | -8.4206e-05 | -0.0029734 | -0.0010885 | 0.0050623 | 0.0010617 | 0 | 0 | 0 | 0 | 0 | 0 | 0 | 0 | 0 | 0 | 0 | 0.50104 | 0 | 0 | 0 | 0 | 1.3814 | 0 | 0 | 0
2 | 52 | 10 | 55.04 | 1.9152 | 61.0636 | 0 | 4.0201 | 0.017741 | 0 | 69.4305 | 69.6479 | 69.6479 | -0.0025287 | -0.0056045 | -0.00068153 | 0 | 0 | 0.019537 | 0.004246 | -0.00037059 | 0.0022353 | -0.0002064 | -5.6618e-05 | -0.0019993 | -0.00057669 | 0.0030973 | 0.00065039 | 0 | 0 | 0 | 0 | 0 | 0 | 0 | 0 | 0 | 0 | 0 | 0.50093 | 0 | 0 | 0 | 0 | 1.4143 | 0 | 0 | 0
2 | 52 | 11 | 60.98 | 1.9479 | 61.0636 | 0 | 4.0201 | 0.033013 | 0 | 69.6479 | 70.0525 | 70.0525 | -0.0015231 | -0.0033758 | -0.00041051 | 0 | 0 | 0.023204 | 0.0058206 | -0.00022556 | 0.0067106 | 0.00071477 | -3.4103e-05 | -0.0012042 | -0.00041072 | 0.0030973 | 0.00065039 | 0 | 0 | 0 | 0 | 0 | 0 | 0 | 0 | 0 | 0 | 0 | 0.50074 | 0 | 0 | 0 | 0 | 1.4472 | 0 | 0 | 0
2 | 52 | 12 | 64.04 | 1.8092 | 61.0636 | 0 | 2.845 | 0.043012 | 0 | 70.0525 | 70.5796 | 70.5796 | -0.0010565 | -0.0023416 | -0.00028475 | 0 | 0 | 0.025317 | 0.0069457 | -0.00015622 | 0.0098286 | 0.00087181 | -2.3656e-05 | -0.00083532 | -0.00025091 | 0.0041315 | 0.0008666 | 0 | 0 | 0 | 0 | 0 | 0 | 0 | 0 | 0 | 0 | 0 | 0.36204 | 0 | 0 | 0 | 0 | 1.4472 | 0 | 0 | 0
2 | 52 | 13 | 64.04 | 1.7761 | 61.0636 | 0 | 2.845 | 0.04284 | 0 | 70.5796 | 71.1046 | 71.1046 | -0.0011492 | -0.0025469 | -0.00030972 | 0 | 0 | 0.025848 | 0.0072599 | -0.00016983 | 0.010776 | 0.00059792 | -2.573e-05 | -0.00090856 | -0.00028034 | 0.0030973 | 0.00065039 | 0 | 0 | 0 | 0 | 0 | 0 | 0 | 0 | 0 | 0 | 0 | 0.36178 | 0 | 0 | 0 | 0 | 1.4143 | 0 | 0 | 0
2 | 52 | 14 | 64.94 | 1.6774 | 61.0636 | 0 | 2.2883 | 0.040287 | 0 | 71.1046 | 71.5984 | 71.5984 | -0.0010833 | -0.0024009 | -0.00029196 | 0 | 0 | 0.024104 | 0.0066757 | -0.00016088 | 0.010286 | 0.0012634 | -2.4254e-05 | -0.00085646 | -0.0003488 | 0.0025838 | 0.00054141 | 0 | 0 | 0 | 0 | 0 | 0 | 0 | 0 | 0 | 0 | 0 | 0.29596 | 0 | 0 | 0 | 0 | 1.3814 | 0 | 0 | 0
2 | 52 | 15 | 64.94 | 1.6443 | 61.0636 | 0 | 2.2883 | 0.034893 | 0 | 71.5984 | 72.026 | 72.026 | -0.00117 | -0.0025931 | -0.00031534 | 0 | 0 | 0.021201 | 0.0053681 | -0.00017242 | 0.008753 | 0.0017691 | -2.6197e-05 | -0.00092505 | -0.00024557 | 0.0026854 | 0.00056426 | 0 | 0 | 0 | 0 | 0 | 0 | 0 | 0 | 0 | 0 | 0 | 0.29575 | 0 | 0 | 0 | 0 | 1.3485 | 0 | 0 | 0
2 | 52 | 16 | 64.94 | 1.7099 | 61.0636 | 0 | 2.2883 | 0.022377 | 0 | 72.026 | 72.3002 | 72.3002 | -0.0012452 | -0.0027597 | -0.00033559 | 0 | 0 | 0.015442 | 0.0033757 | -0.000183 | 0.0048785 | 0.0011966 | -2.7879e-05 | -0.00098446 | -0.00022937 | 0.0026854 | 0.00056426 | 0 | 0 | 0 | 0 | 0 | 0 | 0 | 0 | 0 | 0 | 0 | 0.29562 | 0 | 0 | 0 | 0 | 1.4143 | 0 | 0 | 0
2 | 52 | 17 | 64.04 | 1.973 | 61.0636 | 0 | 2.2883 | 0.0061233 | 0 | 72.3002 | 72.3752 | 72.3752 | -0.0014515 | -0.003217 | -0.0003912 | 0 | 0 | 0.007269 | 0.0016216 | -0.00021242 | -0.00010415 | -0.00074574 | -3.2499e-05 | -0.0011476 | -0.00021607 | 0.0039265 | 0.00082442 | 0 | 0 | 0 | 0 | 0 | 0 | 0 | 0 | 0 | 0 | 0 | 0.29558 | 0 | 0 | 0 | 0 | 1.6774 | 0 | 0 | 0
2 | 52 | 18 | 62.96 | 2.59 | 61.0636 | 0 | 3.8964 | -0.0053064 | 0 | 72.3752 | 72.3102 | 72.3102 | -0.0016545 | -0.0036668 | -0.00044591 | 0 | 0 | 0.0026536 | 0.00050718 | -0.00024484 | -0.0030008 | -0.0018834 | -3.7044e-05 | -0.0013081 | -0.00046082 | 0.0042349 | 0.00088946 | 0 | 0 | 0 | 0 | 0 | 0 | 0 | 0 | 0 | 0 | 0 | 0.48507 | 0 | 0 | 0 | 0 | 2.105 | 0 | 0 | 0
2 | 52 | 19 | 60.08 | 2.5572 | 61.0636 | 0 | 3.8964 | -0.010841 | 0 | 72.3102 | 72.1774 | 72.1774 | -0.0021491 | -0.0047631 | -0.00057922 | 0 | 0 | 0 | 0 | -0.00031705 | -0.0032971 | -0.001999 | -4.8119e-05 | -0.0016992 | -0.00053473 | 0.0045452 | 0.0009545 | 0 | 0 | 0 | 0 | 0 | 0 | 0 | 0 | 0 | 0 | 0 | 0.48513 | 0 | 0 | 0 | 0 | 2.0721 | 0 | 0 | 0
2 | 52 | 20 | 57.92 | 2.4257 | 61.0636 | 0 | 3.8964 | -0.010871 | 0 | 72.1774 | 72.0441 | 72.0441 | -0.0025053 | -0.0055526 | -0.00067523 | 0 | 0 | 0 | 0 | -0.00036952 | -0.0038436 | -0.0023304 | -5.6094e-05 | -0.0019808 | -0.00068445 | 0.0071272 | 0.0014959 | 0 | 0 | 0 | 0 | 0 | 0 | 0 | 0 | 0 | 0 | 0 | 0.4852 | 0 | 0 | 0 | 0 | 1.9405 | 0 | 0 | 0
2 | 52 | 21 | 55.94 | 2.3271 | 61.0636 | 0 | 3.8964 | -0.013344 | 0 | 72.0441 | 71.8806 | 71.8806 | -0.0028298 | -0.0062719 | -0.00076269 | 0 | 0 | 0 | 0 | -0.00041842 | -0.0043415 | -0.0026326 | -6.336e-05 | -0.0022374 | -0.0009138 | 0.0071272 | 0.0014959 | 0 | 0 | 0 | 0 | 0 | 0 | 0 | 0 | 0 | 0 | 0 | 0.48528 | 0 | 0 | 0 | 0 | 1.8419 | 0 | 0 | 0
2 | 52 | 22 | 53.96 | 2.1411 | 61.0636 | 0 | 3.1542 | -0.015316 | 0 | 71.8806 | 71.6929 | 71.6929 | -0.003149 | -0.0069793 | -0.00084872 | 0 | 0 | 0 | 0 | -0.00046468 | -0.0048312 | -0.0029292 | -7.0507e-05 | -0.0024897 | -0.00099476 | 0.0074411 | 0.0015609 | 0 | 0 | 0 | 0 | 0 | 0 | 0 | 0 | 0 | 0 | 0 | 0.39793 | 0 | 0 | 0 | 0 | 1.7432 | 0 | 0 | 0
2 | 52 | 23 | 53.06 | 1.8781 | 61.0636 | 0 | 3.1542 | -0.016021 | 0 | 71.6929 | 71.4966 | 71.4966 | -0.0032742 | -0.0072567 | -0.00088245 | 0 | 0 | 0 | 0 | -0.00047909 | -0.0050232 | -0.0030445 | -7.331e-05 | -0.0025887 | -0.0008398 | 0.0074411 | 0.0015609 | 0 | 0 | 0 | 0 | 0 | 0 | 0 | 0 | 0 | 0 | 0 | 0.39802 | 0 | 0 | 0 | 0 | 1.4801 | 0 | 0 | 0
2 | 52 | 24 | 51.98 | 1.3054 | 61.0636 | 0 | 0.5257 | -0.017896 | 0 | 71.4966 | 71.2772 | 71.2772 | -0.0034295 | -0.0076009 | -0.0009243 | 0 | 0 | 0 | 0 | -0.0005022 | -0.0052614 | -0.003189 | -7.6786e-05 | -0.0027115 | -0.00091605 | 0.0067153 | 0.0014098 | 0 | 0 | 0 | 0 | 0 | 0 | 0 | 0 | 0 | 0 | 0 | 0.088448 | 0 | 0 | 0 | 0 | 1.2169 | 0 | 0 | 0
2 | 53 | 1 | 51.08 | 1.0094 | 61.1671 | 0 | 0.52536 | -0.02388 | 0 | 71.2772 | 70.9846 | 70.9846 | -0.0035491 | -0.007866 | -0.00095654 | 0 | 0 | 0 | 0 | -0.000526 | -0.0054449 | -0.003302 | -7.9464e-05 | -0.002806 | -0.001417 | 0.0020667 | 0.00043418 | 0 | 0 | 0 | 0 | 0 | 0 | 0 | 0 | 0 | 0 | 0 | 0.088452 | 0 | 0 | 0 | 0 | 0.92093 | 0 | 0 | 0
2 | 53 | 2 | 51.08 | 0.94374 | 61.1671 | 0 | 0.52536 | -0.023207 | 0 | 70.9846 | 70.7002 | 70.7002 | -0.0034977 | -0.007752 | -0.00094268 | 0 | 0 | 0 | 0 | -0.00051421 | -0.005366 | -0.003253 | -7.8313e-05 | -0.0027654 | -0.001104 | 0.0020667 | 0.00043418 | 0 | 0 | 0 | 0 | 0 | 0 | 0 | 0 | 0 | 0 | 0 | 0.088592 | 0 | 0 | 0 | 0 | 0.85515 | 0 | 0 | 0
2 | 53 | 3 | 50 | 0.911 | 61.1671 | 0 | 0.52536 | -0.024433 | 0 | 70.7002 | 70.4007 | 70.4007 | -0.0036375 | -0.0080618 | -0.00098036 | 0 | 0 | 0 | 0 | -0.0005379 | -0.0055805 | -0.0033839 | -8.1443e-05 | -0.0028759 | -0.0013602 | 0.0020667 | 0.00043418 | 0 | 0 | 0 | 0 | 0 | 0 | 0 | 0 | 0 | 0 | 0 | 0.088739 | 0 | 0 | 0 | 0 | 0.82226 | 0 | 0 | 0
2 | 53 | 4 | 44.96 | 0.87829 | 61.1671 | 0 | 0.52536 | -0.03073 | 0 | 70.4007 | 70.0241 | 70.0241 | -0.0044705 | -0.0099081 | -0.0012049 | 0 | 0 | 0 | 0 | -0.00066322 | -0.0068585 | -0.0041594 | -0.00010009 | -0.0035345 | -0.001897 | 0.0020667 | 0.00043418 | 0 | 0 | 0 | 0 | 0 | 0 | 0 | 0 | 0 | 0 | 0 | 0.088925 | 0 | 0 | 0 | 0 | 0.78937 | 0 | 0 | 0
2 | 53 | 5 | 46.94 | 0.87846 | 61.1671 | 0 | 0.52536 | -0.027388 | 0 | 70.0241 | 69.6885 | 69.6885 | -0.0040564 | -0.0089903 | -0.0010933 | 0 | 0 | 0 | 0 | -0.00059546 | -0.0062232 | -0.0037724 | -9.0823e-05 | -0.0032071 | -0.0014255 | 0.0020667 | 0.00043418 | 0 | 0 | 0 | 0 | 0 | 0 | 0 | 0 | 0 | 0 | 0 | 0.08909 | 0 | 0 | 0 | 0 | 0.78937 | 0 | 0 | 0
2 | 53 | 6 | 46.94 | 0.98818 | 61.1671 | 0 | 0.61807 | -0.025386 | 0 | 69.6885 | 69.3774 | 69.3774 | -0.0039974 | -0.0088596 | -0.0010774 | 0 | 0 | 0 | 0 | -0.00058502 | -0.0061327 | -0.003717 | -8.9502e-05 | -0.0031605 | -0.0012195 | 0.0034529 | 0.00072422 | 0 | 0 | 0 | 0 | 0 | 0 | 0 | 0 | 0 | 0 | 0 | 0.10015 | 0 | 0 | 0 | 0 | 0.88804 | 0 | 0 | 0
2 | 53 | 7 | 46.04 | 1.724 | 61.1671 | 0 | 4.6356 | -0.025917 | 0 | 69.3774 | 69.0598 | 69.0598 | -0.0041009 | -0.0090889 | -0.0011053 | 0 | 0 | 0 | 0 | -0.00060949 | -0.0062915 | -0.0038158 | -9.1819e-05 | -0.0032423 | -0.0019099 | 0.0043383 | 0.00091055 | 0 | 0 | 0 | 0 | 0 | 0 | 0 | 0 | 0 | 0 | 0 | 0.57284 | 0 | 0 | 0 | 0 | 1.1512 | 0 | 0 | 0
2 | 53 | 8 | 46.94 | 1.9215 | 61.1671 | 0 | 4.6356 | -0.019594 | 0 | 69.0598 | 68.8196 | 68.8196 | -0.0038869 | -0.0086147 | -0.0010476 | 0 | 0 | 0 | 0 | -0.0005725 | -0.0059632 | -0.0036153 | -8.7029e-05 | -0.0030731 | -0.0014106 | 0.0086767 | 0.0018211 | 0 | 0 | 0 | 0 | 0 | 0 | 0 | 0 | 0 | 0 | 0 | 0.57296 | 0 | 0 | 0 | 0 | 1.3485 | 0 | 0 | 0
2 | 53 | 9 | 53.96 | 1.8816 | 61.1671 | 0 | 4.0175 | 0.0094991 | 0 | 68.8196 | 68.9361 | 68.9361 | -0.0026112 | -0.0057872 | -0.00070375 | 0 | 0 | 0.015268 | 0.0025684 | -0.00038759 | -0.0012162 | -0.000647 | -5.8464e-05 | -0.0020645 | -0.00098508 | 0.0050623 | 0.0010617 | 0 | 0 | 0 | 0 | 0 | 0 | 0 | 0 | 0 | 0 | 0 | 0.5002 | 0 | 0 | 0 | 0 | 1.3814 | 0 | 0 | 0
2 | 53 | 10 | 57.92 | 1.9144 | 61.1671 | 0 | 4.0175 | 0.021381 | 0 | 68.9361 | 69.1981 | 69.1981 | -0.0019358 | -0.0042903 | -0.00052172 | 0 | 0 | 0.019239 | 0.0042399 | -0.00028774 | 0.0031744 | 0.00031669 | -4.3342e-05 | -0.0015305 | -0.00072753 | 0.0030973 | 0.00065039 | 0 | 0 | 0 | 0 | 0 | 0 | 0 | 0 | 0 | 0 | 0 | 0.50008 | 0 | 0 | 0 | 0 | 1.4143 | 0 | 0 | 0
2 | 53 | 11 | 64.94 | 1.947 | 61.1671 | 0 | 4.0175 | 0.039045 | 0 | 69.1981 | 69.6766 | 69.6766 | -0.00074824 | -0.0016583 | -0.00020166 | 0 | 0 | 0.023197 | 0.0058869 | -0.00011231 | 0.0082691 | 0.0016166 | -1.6753e-05 | -0.00059158 | -0.00034381 | 0.0030973 | 0.00065039 | 0 | 0 | 0 | 0 | 0 | 0 | 0 | 0 | 0 | 0 | 0 | 0.49985 | 0 | 0 | 0 | 0 | 1.4472 | 0 | 0 | 0
2 | 53 | 12 | 66.92 | 1.8086 | 61.1671 | 0 | 2.8431 | 0.04567 | 0 | 69.6766 | 70.2363 | 70.2363 | -0.00048439 | -0.0010736 | -0.00013055 | 0 | 0 | 0.023979 | 0.0064542 | -7.2219e-05 | 0.010618 | 0.0019398 | -1.0846e-05 | -0.00038298 | -0.00016477 | 0.0041315 | 0.0008666 | 0 | 0 | 0 | 0 | 0 | 0 | 0 | 0 | 0 | 0 | 0 | 0.36145 | 0 | 0 | 0 | 0 | 1.4472 | 0 | 0 | 0
2 | 53 | 13 | 69.08 | 1.7754 | 61.1671 | 0 | 2.8431 | 0.05075 | 0 | 70.2363 | 70.8582 | 70.8582 | -0.00020318 | -0.00045032 | -5.4761e-05 | 0 | 0 | 0.025554 | 0.0071894 | -3.0523e-05 | 0.013088 | 0.002173 | -4.5493e-06 | -0.00016064 | -9.8254e-05 | 0.0030973 | 0.00065039 | 0 | 0 | 0 | 0 | 0 | 0 | 0 | 0 | 0 | 0 | 0 | 0.36114 | 0 | 0 | 0 | 0 | 1.4143 | 0 | 0 | 0
2 | 53 | 14 | 69.98 | 1.6768 | 61.1671 | 0 | 2.2869 | 0.047785 | 0 | 70.8582 | 71.4438 | 71.4438 | -0.00015432 | -0.00034203 | -4.1593e-05 | 0 | 0 | 0.023727 | 0.0066216 | -2.3117e-05 | 0.012417 | 0.0026468 | -3.4553e-06 | -0.00012201 | -6.5558e-05 | 0.0025838 | 0.00054141 | 0 | 0 | 0 | 0 | 0 | 0 | 0 | 0 | 0 | 0 | 0 | 0.29543 | 0 | 0 | 0 | 0 | 1.3814 | 0 | 0 | 0
2 | 53 | 15 | 69.98 | 1.6437 | 61.1671 | 0 | 2.2869 | 0.042833 | 0 | 71.4438 | 71.9688 | 71.9688 | -0.00025723 | -0.0005701 | -6.9327e-05 | 0 | 0 | 0.021328 | 0.0054408 | -3.8424e-05 | 0.010955 | 0.0031007 | -5.7594e-06 | -0.00020337 | -9.7005e-05 | 0.0026854 | 0.00056426 | 0 | 0 | 0 | 0 | 0 | 0 | 0 | 0 | 0 | 0 | 0 | 0.29517 | 0 | 0 | 0 | 0 | 1.3485 | 0 | 0 | 0
2 | 53 | 16 | 69.98 | 1.7093 | 61.1671 | 0 | 2.2869 | 0.029302 | 0 | 71.9688 | 72.3279 | 72.3279 | -0.00034947 | -0.00077454 | -9.4188e-05 | 0 | 0 | 0.015181 | 0.0033719 | -5.207e-05 | 0.0067702 | 0.0023997 | -7.8246e-06 | -0.0002763 | -0.00011586 | 0.0026854 | 0.00056426 | 0 | 0 | 0 | 0 | 0 | 0 | 0 | 0 | 0 | 0 | 0 | 0.29499 | 0 | 0 | 0 | 0 | 1.4143 | 0 | 0 | 0
2 | 53 | 17 | 68 | 1.9723 | 61.1671 | 0 | 2.2869 | 0.0097452 | 0 | 72.3279 | 72.4473 | 72.4473 | -0.0007605 | -0.0016855 | -0.00020497 | 0 | 0 | 0.0062899 | 0.0014161 | -0.00011373 | 0.0010105 | -2.8956e-05 | -1.7028e-05 | -0.00060128 | -0.00031008 | 0.0039265 | 0.00082442 | 0 | 0 | 0 | 0 | 0 | 0 | 0 | 0 | 0 | 0 | 0 | 0.29494 | 0 | 0 | 0 | 0 | 1.6774 | 0 | 0 | 0
2 | 53 | 18 | 66.02 | 2.5889 | 61.1671 | 0 | 3.8939 | 4.1978e-05 | 0 | 72.4473 | 72.4478 | 72.4478 | -0.0011294 | -0.0025032 | -0.0003044 | 0 | 0 | 0.0025526 | 0.00050144 | -0.00016715 | -0.0011532 | -0.00079739 | -2.5288e-05 | -0.00089295 | -0.00027397 | 0.0042349 | 0.00088946 | 0 | 0 | 0 | 0 | 0 | 0 | 0 | 0 | 0 | 0 | 0 | 0.48396 | 0 | 0 | 0 | 0 | 2.105 | 0 | 0 | 0
2 | 53 | 19 | 64.94 | 2.5561 | 61.1671 | 0 | 3.8939 | -0.0050922 | 0 | 72.4478 | 72.3854 | 72.3854 | -0.0013193 | -0.002924 | -0.00035557 | 0 | 0 | 0 | 0 | -0.00019679 | -0.002024 | -0.0012278 | -2.9539e-05 | -0.0010431 | -0.0005173 | 0.0045452 | 0.0009545 | 0 | 0 | 0 | 0 | 0 | 0 | 0 | 0 | 0 | 0 | 0 | 0.48399 | 0 | 0 | 0 | 0 | 2.0721 | 0 | 0 | 0
2 | 53 | 20 | 60.98 | 2.4246 | 61.1671 | 0 | 3.8939 | -0.0073301 | 0 | 72.3854 | 72.2956 | 72.2956 | -0.0020042 | -0.0044419 | -0.00054016 | 0 | 0 | 0 | 0 | -0.00029721 | -0.0030748 | -0.0018647 | -4.4874e-05 | -0.0015846 | -0.0006049 | 0.0071272 | 0.0014959 | 0 | 0 | 0 | 0 | 0 | 0 | 0 | 0 | 0 | 0 | 0 | 0.48404 | 0 | 0 | 0 | 0 | 1.9405 | 0 | 0 | 0
2 | 53 | 21 | 62.96 | 2.3259 | 61.1671 | 0 | 3.8939 | -0.0048878 | 0 | 72.2956 | 72.2357 | 72.2357 | -0.0016405 | -0.0036358 | -0.00044213 | 0 | 0 | 0 | 0 | -0.0002444 | -0.0025168 | -0.0015266 | -3.673e-05 | -0.001297 | -0.00067504 | 0.0071272 | 0.0014959 | 0 | 0 | 0 | 0 | 0 | 0 | 0 | 0 | 0 | 0 | 0 | 0.48407 | 0 | 0 | 0 | 0 | 1.8419 | 0 | 0 | 0
2 | 53 | 22 | 62.06 | 2.14 | 61.1671 | 0 | 3.1522 | -0.0055744 | 0 | 72.2357 | 72.1674 | 72.1674 | -0.0017881 | -0.003963 | -0.00048192 | 0 | 0 | 0 | 0 | -0.00026595 | -0.0027432 | -0.0016639 | -4.0035e-05 | -0.0014137 | -0.00065567 | 0.0074411 | 0.0015609 | 0 | 0 | 0 | 0 | 0 | 0 | 0 | 0 | 0 | 0 | 0 | 0.39686 | 0 | 0 | 0 | 0 | 1.7432 | 0 | 0 | 0
2 | 53 | 23 | 62.06 | 1.877 | 61.1671 | 0 | 3.1522 | -0.0055819 | 0 | 72.1674 | 72.099 | 72.099 | -0.0017761 | -0.0039364 | -0.00047868 | 0 | 0 | 0 | 0 | -0.00026486 | -0.0027248 | -0.0016529 | -3.9767e-05 | -0.0014042 | -0.00074522 | 0.0074411 | 0.0015609 | 0 | 0 | 0 | 0 | 0 | 0 | 0 | 0 | 0 | 0 | 0 | 0.39689 | 0 | 0 | 0 | 0 | 1.4801 | 0 | 0 | 0
2 | 53 | 24 | 60.08 | 1.3049 | 61.1671 | 0 | 0.52536 | -0.0088129 | 0 | 72.099 | 71.9909 | 71.9909 | -0.002112 | -0.0046809 | -0.00056922 | 0 | 0 | 0 | 0 | -0.00031529 | -0.0032402 | -0.0019656 | -4.7288e-05 | -0.0016698 | -0.00092801 | 0.0067153 | 0.0014098 | 0 | 0 | 0 | 0 | 0 | 0 | 0 | 0 | 0 | 0 | 0 | 0.087956 | 0 | 0 | 0 | 0 | 1.2169 | 0 | 0 | 0
2 | 54 | 1 | 57.92 | 1.0088 | 61.2744 | 0 | 0.52501 | -0.016035 | 0 | 71.9909 | 71.7944 | 71.7944 | -0.0024726 | -0.00548 | -0.0006664 | 0 | 0 | 0 | 0 | -0.00036815 | -0.0037933 | -0.0023009 | -5.5361e-05 | -0.0019549 | -0.0010101 | 0.0020667 | 0.00043418 | 0 | 0 | 0 | 0 | 0 | 0 | 0 | 0 | 0 | 0 | 0 | 0.087908 | 0 | 0 | 0 | 0 | 0.92093 | 0 | 0 | 0
2 | 54 | 2 | 57.92 | 0.94315 | 61.2744 | 0 | 0.52501 | -0.015507 | 0 | 71.7944 | 71.6044 | 71.6044 | -0.002438 | -0.0054035 | -0.00065709 | 0 | 0 | 0 | 0 | -0.00035977 | -0.0037404 | -0.0022679 | -5.4588e-05 | -0.0019276 | -0.00072481 | 0.0020667 | 0.00043418 | 0 | 0 | 0 | 0 | 0 | 0 | 0 | 0 | 0 | 0 | 0 | 0.088002 | 0 | 0 | 0 | 0 | 0.85515 | 0 | 0 | 0
2 | 54 | 3 | 57.02 | 0.91036 | 61.2744 | 0 | 0.52501 | -0.016512 | 0 | 71.6044 | 71.402 | 71.402 | -0.0025628 | -0.00568 | -0.00069072 | 0 | 0 | 0 | 0 | -0.00037949 | -0.0039318 | -0.0023843 | -5.7381e-05 | -0.0020262 | -0.00086629 | 0.0020667 | 0.00043418 | 0 | 0 | 0 | 0 | 0 | 0 | 0 | 0 | 0 | 0 | 0 | 0.088101 | 0 | 0 | 0 | 0 | 0.82226 | 0 | 0 | 0
2 | 54 | 4 | 55.94 | 0.87758 | 61.2744 | 0 | 0.52501 | -0.017864 | 0 | 71.402 | 71.1831 | 71.1831 | -0.002717 | -0.0060218 | -0.00073228 | 0 | 0 | 0 | 0 | -0.00040441 | -0.0041684 | -0.0025283 | -6.0834e-05 | -0.0021482 | -0.0011495 | 0.0020667 | 0.00043418 | 0 | 0 | 0 | 0 | 0 | 0 | 0 | 0 | 0 | 0 | 0 | 0.088209 | 0 | 0 | 0 | 0 | 0.78937 | 0 | 0 | 0
2 | 54 | 5 | 55.94 | 0.87768 | 61.2744 | 0 | 0.52501 | -0.017283 | 0 | 71.1831 | 70.9713 | 70.9713 | -0.0026785 | -0.0059365 | -0.00072191 | 0 | 0 | 0 | 0 | -0.00039535 | -0.0041093 | -0.0024916 | -5.9973e-05 | -0.0021177 | -0.00083863 | 0.0020667 | 0.00043418 | 0 | 0 | 0 | 0 | 0 | 0 | 0 | 0 | 0 | 0 | 0 | 0.088313 | 0 | 0 | 0 | 0 | 0.78937 | 0 | 0 | 0
2 | 54 | 6 | 55.4 | 0.98733 | 61.2744 | 0 | 0.61766 | -0.016324 | 0 | 70.9713 | 70.7712 | 70.7712 | -0.0027362 | -0.0060644 | -0.00073746 | 0 | 0 | 0 | 0 | -0.0004041 | -0.0041978 | -0.0025453 | -6.1264e-05 | -0.0021633 | -0.00086696 | 0.0034529 | 0.00072422 | 0 | 0 | 0 | 0 | 0 | 0 | 0 | 0 | 0 | 0 | 0 | 0.099291 | 0 | 0 | 0 | 0 | 0.88804 | 0 | 0 | 0
2 | 54 | 7 | 55.94 | 1.722 | 61.2744 | 0 | 4.6325 | -0.014337 | 0 | 70.7712 | 70.5955 | 70.5955 | -0.0026062 | -0.0057761 | -0.00070241 | 0 | 0 | 0 | 0 | -0.0003825 | -0.0039983 | -0.0024237 | -5.8352e-05 | -0.0020605 | -0.00066727 | 0.0043383 | 0.00091055 | 0 | 0 | 0 | 0 | 0 | 0 | 0 | 0 | 0 | 0 | 0 | 0.57082 | 0 | 0 | 0 | 0 | 1.1512 | 0 | 0 | 0
2 | 54 | 8 | 57.02 | 1.9194 | 61.2744 | 0 | 4.6325 | -0.0084399 | 0 | 70.5955 | 70.4921 | 70.4921 | -0.0023855 | -0.0052871 | -0.00064294 | 0 | 0 | 0 | 0 | -0.00035077 | -0.0036598 | -0.0022187 | -5.3412e-05 | -0.0018861 | -0.0006323 | 0.0086767 | 0.0018211 | 0 | 0 | 0 | 0 | 0 | 0 | 0 | 0 | 0 | 0 | 0 | 0.57087 | 0 | 0 | 0 | 0 | 1.3485 | 0 | 0 | 0
2 | 54 | 9 | 57.92 | 1.8797 | 61.2744 | 0 | 4.0148 | 0.0012804 | 0 | 70.4921 | 70.5078 | 70.5078 | -0.0022092 | -0.0048963 | -0.00059542 | 0 | 0 | 0.0065832 | 0.0014094 | -0.00032662 | -0.0004682 | -0.00078621 | -4.9464e-05 | -0.0017467 | -0.00069644 | 0.0050623 | 0.0010617 | 0 | 0 | 0 | 0 | 0 | 0 | 0 | 0 | 0 | 0 | 0 | 0.49833 | 0 | 0 | 0 | 0 | 1.3814 | 0 | 0 | 0
2 | 54 | 10 | 57.92 | 1.9126 | 61.2744 | 0 | 4.0148 | -0.004609 | 0 | 70.5078 | 70.4513 | 70.4513 | -0.0022119 | -0.0049024 | -0.00059616 | 0 | 0 | 0.0043209 | 0.00096481 | -0.00032722 | -0.0011747 | -0.0012835 | -4.9526e-05 | -0.0017488 | -0.00069771 | 0.0030973 | 0.00065039 | 0 | 0 | 0 | 0 | 0 | 0 | 0 | 0 | 0 | 0 | 0 | 0.49836 | 0 | 0 | 0 | 0 | 1.4143 | 0 | 0 | 0
2 | 54 | 11 | 57.92 | 1.9456 | 61.2744 | 0 | 4.0148 | -0.003694 | 0 | 70.4513 | 70.4061 | 70.4061 | -0.002202 | -0.0048804 | -0.00059348 | 0 | 0 | 0.0048363 | 0.0010799 | -0.00032746 | -0.00087835 | -0.0011718 | -4.9304e-05 | -0.001741 | -0.00086354 | 0.0030973 | 0.00065039 | 0 | 0 | 0 | 0 | 0 | 0 | 0 | 0 | 0 | 0 | 0 | 0.49838 | 0 | 0 | 0 | 0 | 1.4472 | 0 | 0 | 0
2 | 54 | 12 | 59 | 1.8077 | 61.2744 | 0 | 2.8412 | 0.005545 | 0 | 70.4061 | 70.474 | 70.474 | -0.0020043 | -0.0044422 | -0.00054019 | 0 | 0 | 0.007849 | 0.0017526 | -0.00029783 | 0.0010259 | -0.0004048 | -4.4876e-05 | -0.0015847 | -0.00076175 | 0.0041315 | 0.0008666 | 0 | 0 | 0 | 0 | 0 | 0 | 0 | 0 | 0 | 0 | 0 | 0.36054 | 0 | 0 | 0 | 0 | 1.4472 | 0 | 0 | 0
2 | 54 | 13 | 59 | 1.7748 | 61.2744 | 0 | 2.8412 | 0.0056287 | 0 | 70.474 | 70.543 | 70.543 | -0.0020162 | -0.0044686 | -0.00054341 | 0 | 0 | 0.0086418 | 0.0019296 | -0.0003007 | 0.0014209 | -0.0002685 | -4.5144e-05 | -0.0015941 | -0.00087461 | 0.0030973 | 0.00065039 | 0 | 0 | 0 | 0 | 0 | 0 | 0 | 0 | 0 | 0 | 0 | 0.36051 | 0 | 0 | 0 | 0 | 1.4143 | 0 | 0 | 0
2 | 54 | 14 | 57.02 | 1.6767 | 61.2744 | 0 | 2.2853 | -0.0062143 | 0 | 70.543 | 70.4668 | 70.4668 | -0.0023763 | -0.0052666 | -0.00064045 | 0 | 0 | 0.0046777 | 0.0010445 | -0.00035646 | -0.0012572 | -0.0013844 | -5.3205e-05 | -0.0018788 | -0.0013068 | 0.0025838 | 0.00054141 | 0 | 0 | 0 | 0 | 0 | 0 | 0 | 0 | 0 | 0 | 0 | 0.29527 | 0 | 0 | 0 | 0 | 1.3814 | 0 | 0 | 0
2 | 54 | 15 | 55.94 | 1.6438 | 61.2744 | 0 | 2.2853 | -0.0083382 | 0 | 70.4668 | 70.3646 | 70.3646 | -0.0025527 | -0.0056576 | -0.00068799 | 0 | 0 | 0.0040831 | 0.0009117 | -0.00037608 | -0.0021306 | -0.0018324 | -5.7155e-05 | -0.0020182 | -0.00070555 | 0.0026854 | 0.00056426 | 0 | 0 | 0 | 0 | 0 | 0 | 0 | 0 | 0 | 0 | 0 | 0.29532 | 0 | 0 | 0 | 0 | 1.3485 | 0 | 0 | 0
2 | 54 | 16 | 55.94 | 1.7096 | 61.2744 | 0 | 2.2853 | -0.0080115 | 0 | 70.3646 | 70.2665 | 70.2665 | -0.0025347 | -0.0056178 | -0.00068315 | 0 | 0 | 0.0041624 | 0.0009294 | -0.00037412 | -0.0019904 | -0.001758 | -5.6753e-05 | -0.002004 | -0.00076972 | 0.0026854 | 0.00056426 | 0 | 0 | 0 | 0 | 0 | 0 | 0 | 0 | 0 | 0 | 0 | 0.29537 | 0 | 0 | 0 | 0 | 1.4143 | 0 | 0 | 0
2 | 54 | 17 | 57.02 | 1.9728 | 61.2744 | 0 | 2.2853 | -0.0094399 | 0 | 70.2665 | 70.1508 | 70.1508 | -0.0023277 | -0.0051589 | -0.00062735 | 0 | 0 | 0.0020217 | 0.00045142 | -0.00034317 | -0.0028306 | -0.0019844 | -5.2117e-05 | -0.0018403 | -0.00067495 | 0.0039265 | 0.00082442 | 0 | 0 | 0 | 0 | 0 | 0 | 0 | 0 | 0 | 0 | 0 | 0.29543 | 0 | 0 | 0 | 0 | 1.6774 | 0 | 0 | 0
2 | 54 | 18 | 55.94 | 2.589 | 61.2744 | 0 | 3.8913 | -0.0065887 | 0 | 70.1508 | 70.07 | 70.07 | -0.0024971 | -0.0055345 | -0.00067302 | 0 | 0 | 0.0036007 | 0.00051496 | -0.00037072 | -0.0020034 | -0.00090583 | -5.5911e-05 | -0.0019743 | -0.00092446 | 0.0042349 | 0.00088946 | 0 | 0 | 0 | 0 | 0 | 0 | 0 | 0 | 0 | 0 | 0 | 0.48404 | 0 | 0 | 0 | 0 | 2.105 | 0 | 0 | 0
2 | 54 | 19 | 55.04 | 2.5562 | 61.2744 | 0 | 3.8913 | -0.014528 | 0 | 70.07 | 69.892 | 69.892 | -0.0026411 | -0.0058535 | -0.00071182 | 0 | 0 | 0 | 0 | -0.0003901 | -0.0040519 | -0.0024574 | -5.9135e-05 | -0.0020881 | -0.00082045 | 0.0045452 | 0.0009545 | 0 | 0 | 0 | 0 | 0 | 0 | 0 | 0 | 0 | 0 | 0 | 0.48413 | 0 | 0 | 0 | 0 | 2.0721 | 0 | 0 | 0
2 | 54 | 20 | 55.04 | 2.4247 | 61.2744 | 0 | 3.8913 | -0.011639 | 0 | 69.892 | 69.7493 | 69.7493 | -0.0026098 | -0.0057842 | -0.00070339 | 0 | 0 | 0 | 0 | -0.00038423 | -0.0040039 | -0.0024274 | -5.8434e-05 | -0.0020634 | -0.00073138 | 0.0071272 | 0.0014959 | 0 | 0 | 0 | 0 | 0 | 0 | 0 | 0 | 0 | 0 | 0 | 0.4842 | 0 | 0 | 0 | 0 | 1.9405 | 0 | 0 | 0
2 | 54 | 21 | 54.86 | 2.3261 | 61.2744 | 0 | 3.8913 | -0.011687 | 0 | 69.7493 | 69.6061 | 69.6061 | -0.0026164 | -0.0057988 | -0.00070516 | 0 | 0 | 0 | 0 | -0.00038528 | -0.004014 | -0.0024335 | -5.8581e-05 | -0.0020686 | -0.00073438 | 0.0071272 | 0.0014959 | 0 | 0 | 0 | 0 | 0 | 0 | 0 | 0 | 0 | 0 | 0 | 0.48426 | 0 | 0 | 0 | 0 | 1.8419 | 0 | 0 | 0
2 | 54 | 22 | 54.68 | 2.1405 | 61.2744 | 0 | 3.1501 | -0.011497 | 0 | 69.6061 | 69.4652 | 69.4652 | -0.0026228 | -0.0058131 | -0.0007069 | 0 | 0 | 0 | 0 | -0.00038722 | -0.0040239 | -0.0024398 | -5.8726e-05 | -0.0020737 | -0.00081164 | 0.0074411 | 0.0015609 | 0 | 0 | 0 | 0 | 0 | 0 | 0 | 0 | 0 | 0 | 0 | 0.3973 | 0 | 0 | 0 | 0 | 1.7432 | 0 | 0 | 0
2 | 54 | 23 | 54.14 | 1.8774 | 61.2744 | 0 | 3.1501 | -0.011873 | 0 | 69.4652 | 69.3197 | 69.3197 | -0.002693 | -0.0059685 | -0.0007258 | 0 | 0 | 0 | 0 | -0.00039576 | -0.0041315 | -0.0025046 | -6.0296e-05 | -0.0021291 | -0.00070552 | 0.0074411 | 0.0015609 | 0 | 0 | 0 | 0 | 0 | 0 | 0 | 0 | 0 | 0 | 0 | 0.39737 | 0 | 0 | 0 | 0 | 1.4801 | 0 | 0 | 0
2 | 54 | 24 | 53.96 | 1.3061 | 61.2744 | 0 | 0.52501 | -0.012643 | 0 | 69.3197 | 69.1648 | 69.1648 | -0.002699 | -0.0059819 | -0.00072744 | 0 | 0 | 0 | 0 | -0.00039653 | -0.0041408 | -0.0025102 | -6.0432e-05 | -0.0021339 | -0.00070823 | 0.0067153 | 0.0014098 | 0 | 0 | 0 | 0 | 0 | 0 | 0 | 0 | 0 | 0 | 0 | 0.089202 | 0 | 0 | 0 | 0 | 1.2169 | 0 | 0 | 0
2 | 55 | 1 | 53.96 | 1.0101 | 61.3853 | 0 | 0.52465 | -0.017156 | 0 | 69.1648 | 68.9545 | 68.9545 | -0.0026718 | -0.0059216 | -0.0007201 | 0 | 0 | 0 | 0 | -0.00039341 | -0.004099 | -0.0024851 | -5.9822e-05 | -0.0021124 | -0.00075987 | 0.0020667 | 0.00043418 | 0 | 0 | 0 | 0 | 0 | 0 | 0 | 0 | 0 | 0 | 0 | 0.089156 | 0 | 0 | 0 | 0 | 0.92093 | 0 | 0 | 0
2 | 55 | 2 | 53.96 | 0.9444 | 61.3853 | 0 | 0.52465 | -0.016884 | 0 | 68.9545 | 68.7476 | 68.7476 | -0.0026349 | -0.0058397 | -0.00071014 | 0 | 0 | 0 | 0 | -0.00038795 | -0.0040423 | -0.0024507 | -5.8995e-05 | -0.0020832 | -0.00074283 | 0.0020667 | 0.00043418 | 0 | 0 | 0 | 0 | 0 | 0 | 0 | 0 | 0 | 0 | 0 | 0.089258 | 0 | 0 | 0 | 0 | 0.85515 | 0 | 0 | 0
2 | 55 | 3 | 53.96 | 0.91162 | 61.3853 | 0 | 0.52465 | -0.017232 | 0 | 68.7476 | 68.5364 | 68.5364 | -0.0025985 | -0.0057591 | -0.00070034 | 0 | 0 | 0 | 0 | -0.00038865 | -0.0039865 | -0.0024186 | -5.8181e-05 | -0.0020545 | -0.0013343 | 0.0020667 | 0.00043418 | 0 | 0 | 0 | 0 | 0 | 0 | 0 | 0 | 0 | 0 | 0 | 0.089362 | 0 | 0 | 0 | 0 | 0.82226 | 0 | 0 | 0
2 | 55 | 4 | 53.06 | 0.87883 | 61.3853 | 0 | 0.52465 | -0.017676 | 0 | 68.5364 | 68.3198 | 68.3198 | -0.0027195 | -0.0060274 | -0.00073296 | 0 | 0 | 0 | 0 | -0.00040269 | -0.0041722 | -0.0025301 | -6.0891e-05 | -0.0021502 | -0.00094635 | 0.0020667 | 0.00043418 | 0 | 0 | 0 | 0 | 0 | 0 | 0 | 0 | 0 | 0 | 0 | 0.089468 | 0 | 0 | 0 | 0 | 0.78937 | 0 | 0 | 0
2 | 55 | 5 | 51.98 | 0.87895 | 61.3853 | 0 | 0.52465 | -0.018805 | 0 | 68.3198 | 68.0893 | 68.0893 | -0.0028713 | -0.0063636 | -0.00077385 | 0 | 0 | 0 | 0 | -0.0004253 | -0.004405 | -0.0026713 | -6.4288e-05 | -0.0022701 | -0.0010266 | 0.0020667 | 0.00043418 | 0 | 0 | 0 | 0 | 0 | 0 | 0 | 0 | 0 | 0 | 0 | 0.089582 | 0 | 0 | 0 | 0 | 0.78937 | 0 | 0 | 0
2 | 55 | 6 | 51.08 | 1.8478 | 61.3853 | 0 | 0.61723 | -0.018199 | -0.010909 | 68.0893 | 67.8663 | 68 | -0.0029889 | -0.0066244 | -0.00080556 | 0 | 0 | 0 | 0 | -0.00044163 | -0.0045855 | -0.0027804 | -6.6922e-05 | -0.0023631 | -0.00099575 | 0.0034529 | 0.00072422 | 0 | 0.85924 | 0 | 0 | 0 | 0 | 0 | 0 | 0 | 0 | 0 | 0.10048 | 0 | 0 | 0 | 0 | 0.88804 | 0 | 0 | 0
2 | 55 | 7 | 51.08 | 3.0839 | 61.3853 | 0 | 4.6292 | -0.017293 | -0.017293 | 68 | 67.7881 | 68 | -0.0029732 | -0.0065896 | -0.00080133 | 0 | 0 | 0 | 0 | -0.00044012 | -0.0045614 | -0.0027661 | -6.657e-05 | -0.0023507 | -0.001082 | 0.0043383 | 0.00091055 | 0 | 1.362 | 0 | 0 | 0 | 0 | 0 | 0 | 0 | 0 | 0 | 0.57075 | 0 | 0 | 0 | 0 | 1.1512 | 0 | 0 | 0
2 | 55 | 8 | 51.98 | 2.8959 | 61.3853 | 0 | 4.6292 | -0.0124 | -0.0124 | 68 | 67.848 | 68 | -0.0028151 | -0.0062391 | -0.00075871 | 0 | 0 | 0 | 0 | -0.00042193 | -0.0043188 | -0.0026204 | -6.3029e-05 | -0.0022257 | -0.0016139 | 0.0086767 | 0.0018211 | 0 | 0.97663 | 0 | 0 | 0 | 0 | 0 | 0 | 0 | 0 | 0 | 0.57075 | 0 | 0 | 0 | 0 | 1.3485 | 0 | 0 | 0
2 | 55 | 9 | 51.98 | 2.724 | 61.3853 | 0 | 4.012 | -0.010719 | -0.010719 | 68 | 67.8686 | 68 | -0.0028151 | -0.0062391 | -0.00075871 | 0 | 0 | 0.0024974 | 0.00055764 | -0.00041766 | -0.0030411 | -0.002179 | -6.3029e-05 | -0.0022257 | -0.0010972 | 0.0050623 | 0.0010617 | 0 | 0.84426 | 0 | 0 | 0 | 0 | 0 | 0 | 0 | 0 | 0 | 0.4984 | 0 | 0 | 0 | 0 | 1.3814 | 0 | 0 | 0
2 | 55 | 10 | 51.98 | 2.8586 | 61.3853 | 0 | 4.012 | -0.01201 | -0.01201 | 68 | 67.8528 | 68 | -0.0028151 | -0.0062391 | -0.00075871 | 0 | 0 | 0.0029731 | 0.00066386 | -0.00042003 | -0.0027841 | -0.0020879 | -6.3029e-05 | -0.0022257 | -0.0013509 | 0.0030973 | 0.00065039 | 0 | 0.94595 | 0 | 0 | 0 | 0 | 0 | 0 | 0 | 0 | 0 | 0.4984 | 0 | 0 | 0 | 0 | 1.4143 | 0 | 0 | 0
2 | 55 | 11 | 51.08 | 2.8242 | 61.3853 | 0 | 4.012 | -0.011155 | -0.011155 | 68 | 67.8633 | 68 | -0.0029732 | -0.0065896 | -0.00080133 | 0 | 0 | 0.0040831 | 0.0009117 | -0.00044489 | -0.0024181 | -0.0020149 | -6.657e-05 | -0.0023507 | -0.0015877 | 0.0030973 | 0.00065039 | 0 | 0.87858 | 0 | 0 | 0 | 0 | 0 | 0 | 0 | 0 | 0 | 0.4984 | 0 | 0 | 0 | 0 | 1.4472 | 0 | 0 | 0
2 | 55 | 12 | 51.08 | 2.4793 | 61.3853 | 0 | 2.8393 | -0.0085213 | -0.0085213 | 68 | 67.8956 | 68 | -0.0029732 | -0.0065896 | -0.00080133 | 0 | 0 | 0.0046777 | 0.0010445 | -0.00044118 | -0.002079 | -0.0018859 | -6.657e-05 | -0.0023507 | -0.0011874 | 0.0041315 | 0.0008666 | 0 | 0.67115 | 0 | 0 | 0 | 0 | 0 | 0 | 0 | 0 | 0 | 0.36094 | 0 | 0 | 0 | 0 | 1.4472 | 0 | 0 | 0
2 | 55 | 13 | 51.98 | 2.4103 | 61.3853 | 0 | 2.8393 | -0.0080631 | -0.0080631 | 68 | 67.9012 | 68 | -0.0028151 | -0.0062391 | -0.00075871 | 0 | 0 | 0.0050345 | 0.0011241 | -0.0004209 | -0.001646 | -0.0016716 | -6.3029e-05 | -0.0022257 | -0.001479 | 0.0030973 | 0.00065039 | 0 | 0.63506 | 0 | 0 | 0 | 0 | 0 | 0 | 0 | 0 | 0 | 0.36094 | 0 | 0 | 0 | 0 | 1.4143 | 0 | 0 | 0
2 | 55 | 14 | 51.98 | 2.3932 | 61.3853 | 0 | 2.2838 | -0.009091 | -0.009091 | 68 | 67.8886 | 68 | -0.0028151 | -0.0062391 | -0.00075871 | 0 | 0 | 0.0049155 | 0.0010976 | -0.00042303 | -0.0017113 | -0.001697 | -6.3029e-05 | -0.0022257 | -0.001755 | 0.0025838 | 0.00054141 | 0 | 0.71602 | 0 | 0 | 0 | 0 | 0 | 0 | 0 | 0 | 0 | 0.29582 | 0 | 0 | 0 | 0 | 1.3814 | 0 | 0 | 0
2 | 55 | 15 | 51.08 | 2.5497 | 61.3853 | 0 | 2.2838 | -0.011495 | -0.011495 | 68 | 67.8591 | 68 | -0.0029732 | -0.0065896 | -0.00080133 | 0 | 0 | 0.0043209 | 0.00096481 | -0.00044795 | -0.0022554 | -0.00195 | -6.657e-05 | -0.0023507 | -0.0020316 | 0.0026854 | 0.00056426 | 0 | 0.90538 | 0 | 0 | 0 | 0 | 0 | 0 | 0 | 0 | 0 | 0.29582 | 0 | 0 | 0 | 0 | 1.3485 | 0 | 0 | 0
2 | 55 | 16 | 51.98 | 2.6712 | 61.3853 | 0 | 2.2838 | -0.012202 | -0.012202 | 68 | 67.8505 | 68 | -0.0028151 | -0.0062391 | -0.00075871 | 0 | 0 | 0.0032902 | 0.00073467 | -0.00042288 | -0.0026081 | -0.0020251 | -6.3029e-05 | -0.0022257 | -0.001755 | 0.0026854 | 0.00056426 | 0 | 0.96108 | 0 | 0 | 0 | 0 | 0 | 0 | 0 | 0 | 0 | 0.29582 | 0 | 0 | 0 | 0 | 1.4143 | 0 | 0 | 0
2 | 55 | 17 | 51.98 | 2.9844 | 61.3853 | 0 | 2.2838 | -0.012838 | -0.012838 | 68 | 67.8427 | 68 | -0.0028151 | -0.0062391 | -0.00075871 | 0 | 0 | 0.0022199 | 0.00049568 | -0.00042102 | -0.0032242 | -0.0022547 | -6.3029e-05 | -0.0022257 | -0.001479 | 0.0039265 | 0.00082442 | 0 | 1.0112 | 0 | 0 | 0 | 0 | 0 | 0 | 0 | 0 | 0 | 0.29582 | 0 | 0 | 0 | 0 | 1.6774 | 0 | 0 | 0
2 | 55 | 18 | 51.8 | 3.7888 | 61.3853 | 0 | 3.8886 | -0.015234 | -0.015234 | 68 | 67.8133 | 68 | -0.0028467 | -0.0063092 | -0.00076723 | 0 | 0 | 0.0014271 | 0.00031865 | -0.00043157 | -0.003704 | -0.0024415 | -6.3738e-05 | -0.0022507 | -0.0024001 | 0.0042349 | 0.00088946 | 0 | 1.1999 | 0 | 0 | 0 | 0 | 0 | 0 | 0 | 0 | 0 | 0.48393 | 0 | 0 | 0 | 0 | 2.105 | 0 | 0 | 0
2 | 55 | 19 | 50 | 4.1203 | 61.3853 | 0 | 3.8886 | -0.019861 | -0.019861 | 68 | 67.7566 | 68 | -0.003163 | -0.0070102 | -0.00085248 | 0 | 0 | 0 | 0 | -0.00047872 | -0.0048526 | -0.0029456 | -7.082e-05 | -0.0025008 | -0.0025325 | 0.0045452 | 0.0009545 | 0 | 1.5643 | 0 | 0 | 0 | 0 | 0 | 0 | 0 | 0 | 0 | 0.48393 | 0 | 0 | 0 | 0 | 2.0721 | 0 | 0 | 0
2 | 55 | 20 | 50 | 3.7453 | 61.3853 | 0 | 3.8886 | -0.01677 | -0.01677 | 68 | 67.7945 | 68 | -0.003163 | -0.0070102 | -0.00085248 | 0 | 0 | 0 | 0 | -0.00047533 | -0.0048526 | -0.0029446 | -7.082e-05 | -0.0025008 | -0.0020276 | 0.0071272 | 0.0014959 | 0 | 1.3208 | 0 | 0 | 0 | 0 | 0 | 0 | 0 | 0 | 0 | 0.48393 | 0 | 0 | 0 | 0 | 1.9405 | 0 | 0 | 0
2 | 55 | 21 | 48.92 | 3.7365 | 61.3853 | 0 | 3.8886 | -0.017911 | -0.017911 | 68 | 67.7805 | 68 | -0.0033528 | -0.0074308 | -0.00090363 | 0 | 0 | 0 | 0 | -0.00050178 | -0.0051437 | -0.0031207 | -7.5069e-05 | -0.0026508 | -0.001859 | 0.0071272 | 0.0014959 | 0 | 1.4107 | 0 | 0 | 0 | 0 | 0 | 0 | 0 | 0 | 0 | 0.48393 | 0 | 0 | 0 | 0 | 1.8419 | 0 | 0 | 0
2 | 55 | 22 | 46.94 | 3.7234 | 61.3853 | 0 | 3.1479 | -0.0201 | -0.0201 | 68 | 67.7537 | 68 | -0.0037007 | -0.008202 | -0.0009974 | 0 | 0 | 0 | 0 | -0.00055287 | -0.0056775 | -0.0034443 | -8.2859e-05 | -0.0029259 | -0.001958 | 0.0074411 | 0.0015609 | 0 | 1.5831 | 0 | 0 | 0 | 0 | 0 | 0 | 0 | 0 | 0 | 0.39711 | 0 | 0 | 0 | 0 | 1.7432 | 0 | 0 | 0
2 | 55 | 23 | 46.04 | 1.8773 | 61.3853 | 0 | 3.1479 | -0.020842 | 0 | 68 | 67.7446 | 67.7446 | -0.0038588 | -0.0085525 | -0.00104 | 0 | 0 | 0 | 0 | -0.00057186 | -0.0059201 | -0.0035902 | -8.64e-05 | -0.0030509 | -0.0016125 | 0.0074411 | 0.0015609 | 0 | 0 | 0 | 0 | 0 | 0 | 0 | 0 | 0 | 0 | 0 | 0.39724 | 0 | 0 | 0 | 0 | 1.4801 | 0 | 0 | 0
2 | 55 | 24 | 46.04 | 1.3068 | 61.3853 | 0 | 0.52465 | -0.02136 | 0 | 67.7446 | 67.4828 | 67.4828 | -0.003814 | -0.008453 | -0.0010279 | 0 | 0 | 0 | 0 | -0.00056634 | -0.0058513 | -0.0035487 | -8.5395e-05 | -0.0030154 | -0.0017131 | 0.0067153 | 0.0014098 | 0 | 0 | 0 | 0 | 0 | 0 | 0 | 0 | 0 | 0 | 0 | 0.08988 | 0 | 0 | 0 | 0 | 1.2169 | 0 | 0 | 0
2 | 56 | 1 | 46.04 | 1.0108 | 61.4998 | 0 | 0.52427 | -0.026155 | 0 | 67.4828 | 67.1623 | 67.1623 | -0.003768 | -0.0083511 | -0.0010155 | 0 | 0 | 0 | 0 | -0.00056384 | -0.0057807 | -0.0035071 | -8.4365e-05 | -0.0029791 | -0.0021722 | 0.0020667 | 0.00043418 | 0 | 0 | 0 | 0 | 0 | 0 | 0 | 0 | 0 | 0 | 0 | 0.089883 | 0 | 0 | 0 | 0 | 0.92093 | 0 | 0 | 0
2 | 56 | 2 | 44.06 | 0.9452 | 61.4998 | 0 | 0.52427 | -0.028589 | 0 | 67.1623 | 66.8119 | 66.8119 | -0.0040596 | -0.0089973 | -0.0010941 | 0 | 0 | 0 | 0 | -0.00060937 | -0.0062281 | -0.0037791 | -9.0894e-05 | -0.0032096 | -0.0025879 | 0.0020667 | 0.00043418 | 0 | 0 | 0 | 0 | 0 | 0 | 0 | 0 | 0 | 0 | 0 | 0.090056 | 0 | 0 | 0 | 0 | 0.85515 | 0 | 0 | 0
2 | 56 | 3 | 42.98 | 0.91249 | 61.4998 | 0 | 0.52427 | -0.029584 | 0 | 66.8119 | 66.4493 | 66.4493 | -0.0041878 | -0.0092815 | -0.0011287 | 0 | 0 | 0 | 0 | -0.00062843 | -0.0064248 | -0.0038984 | -9.3765e-05 | -0.003311 | -0.0026966 | 0.0020667 | 0.00043418 | 0 | 0 | 0 | 0 | 0 | 0 | 0 | 0 | 0 | 0 | 0 | 0.090234 | 0 | 0 | 0 | 0 | 0.82226 | 0 | 0 | 0
2 | 56 | 4 | 42.08 | 0.87978 | 61.4998 | 0 | 0.52427 | -0.030524 | 0 | 66.4493 | 66.0753 | 66.0753 | -0.0042822 | -0.0094908 | -0.0011541 | 0 | 0 | 0 | 0 | -0.00064403 | -0.0065697 | -0.0039867 | -9.5879e-05 | -0.0033857 | -0.0029815 | 0.0020667 | 0.00043418 | 0 | 0 | 0 | 0 | 0 | 0 | 0 | 0 | 0 | 0 | 0 | 0.090418 | 0 | 0 | 0 | 0 | 0.78937 | 0 | 0 | 0
2 | 56 | 5 | 41 | 2.8442 | 61.4998 | 0 | 0.52427 | -0.031083 | -0.024941 | 66.0753 | 65.6943 | 66 | -0.0044063 | -0.0097657 | -0.0011876 | 0 | 0 | 0 | 0 | -0.00065975 | -0.00676 | -0.0041014 | -9.8657e-05 | -0.0034837 | -0.0026865 | 0.0020667 | 0.00043418 | 0 | 1.9644 | 0 | 0 | 0 | 0 | 0 | 0 | 0 | 0 | 0 | 0.090455 | 0 | 0 | 0 | 0 | 0.78937 | 0 | 0 | 0
2 | 56 | 6 | 41 | 16.1886 | 61.4998 | 0 | 0.61679 | -0.029794 | -0.19299 | 66 | 65.6349 | 68 | -0.004393 | -0.0097364 | -0.001184 | 0 | 0 | 0 | 0 | -0.00065903 | -0.0067397 | -0.0040894 | -9.8361e-05 | -0.0034733 | -0.0028739 | 0.0034529 | 0.00072422 | 0 | 15.2002 | 0 | 0 | 0 | 0 | 0 | 0 | 0 | 0 | 0 | 0.1003 | 0 | 0 | 0 | 0 | 0.88804 | 0 | 0 | 0
2 | 56 | 7 | 39.92 | 4.3305 | 61.4998 | 0 | 4.6259 | -0.033137 | -0.033137 | 68 | 67.5939 | 68 | -0.0049343 | -0.010936 | -0.0013299 | 0 | 0 | 0 | 0 | -0.00074055 | -0.00757 | -0.0045933 | -0.00011048 | -0.0039012 | -0.0033598 | 0.0043383 | 0.00091055 | 0 | 2.6099 | 0 | 0 | 0 | 0 | 0 | 0 | 0 | 0 | 0 | 0.56938 | 0 | 0 | 0 | 0 | 1.1512 | 0 | 0 | 0
2 | 56 | 8 | 39.92 | 4.1687 | 61.4998 | 0 | 4.6259 | -0.028578 | -0.028578 | 68 | 67.6498 | 68 | -0.0049343 | -0.010936 | -0.0013299 | 0 | 0 | 0 | 0 | -0.00073865 | -0.00757 | -0.0045928 | -0.00011048 | -0.0039012 | -0.0031411 | 0.0086767 | 0.0018211 | 0 | 2.2508 | 0 | 0 | 0 | 0 | 0 | 0 | 0 | 0 | 0 | 0.56938 | 0 | 0 | 0 | 0 | 1.3485 | 0 | 0 | 0
2 | 56 | 9 | 39.02 | 4.2883 | 61.4998 | 0 | 4.0091 | -0.030594 | -0.030594 | 68 | 67.6251 | 68 | -0.0050924 | -0.011286 | -0.0013725 | 0 | 0 | 0.0018631 | 0.00041602 | -0.0007661 | -0.0070197 | -0.0045156 | -0.00011402 | -0.0040262 | -0.0037428 | 0.0050623 | 0.0010617 | 0 | 2.4097 | 0 | 0 | 0 | 0 | 0 | 0 | 0 | 0 | 0 | 0.49722 | 0 | 0 | 0 | 0 | 1.3814 | 0 | 0 | 0
2 | 56 | 10 | 39.02 | 4.2982 | 61.4998 | 0 | 4.0091 | -0.030303 | -0.030303 | 68 | 67.6286 | 68 | -0.0050924 | -0.011286 | -0.0013725 | 0 | 0 | 0.0029335 | 0.00065501 | -0.00076583 | -0.006339 | -0.0042496 | -0.00011402 | -0.0040262 | -0.0037428 | 0.0030973 | 0.00065039 | 0 | 2.3867 | 0 | 0 | 0 | 0 | 0 | 0 | 0 | 0 | 0 | 0.49722 | 0 | 0 | 0 | 0 | 1.4143 | 0 | 0 | 0
2 | 56 | 11 | 39.02 | 4.1167 | 61.4998 | 0 | 4.0091 | -0.027581 | -0.027581 | 68 | 67.662 | 68 | -0.0050924 | -0.011286 | -0.0013725 | 0 | 0 | 0.0040434 | 0.00090285 | -0.00076057 | -0.0058191 | -0.0040828 | -0.00011402 | -0.0040262 | -0.0030704 | 0.0030973 | 0.00065039 | 0 | 2.1723 | 0 | 0 | 0 | 0 | 0 | 0 | 0 | 0 | 0 | 0.49722 | 0 | 0 | 0 | 0 | 1.4472 | 0 | 0 | 0
2 | 56 | 12 | 39.2 | 3.8161 | 61.4998 | 0 | 2.8372 | -0.025505 | -0.025505 | 68 | 67.6874 | 68 | -0.0050608 | -0.011216 | -0.001364 | 0 | 0 | 0.0046777 | 0.0010445 | -0.00075937 | -0.0054317 | -0.0039352 | -0.00011331 | -0.0040012 | -0.0034772 | 0.0041315 | 0.0008666 | 0 | 2.0088 | 0 | 0 | 0 | 0 | 0 | 0 | 0 | 0 | 0 | 0.3601 | 0 | 0 | 0 | 0 | 1.4472 | 0 | 0 | 0
2 | 56 | 13 | 41 | 3.3464 | 61.4998 | 0 | 2.8372 | -0.01996 | -0.01996 | 68 | 67.7554 | 68 | -0.0047445 | -0.010515 | -0.0012787 | 0 | 0 | 0.0074687 | 0.0016946 | -0.00071622 | -0.0039216 | -0.0033044 | -0.00010623 | -0.0037511 | -0.0038819 | 0.0030973 | 0.00065039 | 0 | 1.572 | 0 | 0 | 0 | 0 | 0 | 0 | 0 | 0 | 0 | 0.3601 | 0 | 0 | 0 | 0 | 1.4143 | 0 | 0 | 0
2 | 56 | 14 | 44.96 | 1.9682 | 61.4998 | 0 | 2.2821 | -0.0037029 | -0.0037029 | 68 | 67.9546 | 68 | -0.0040486 | -0.0089731 | -0.0010912 | 0 | 0 | 0.013919 | 0.0032586 | -0.00060923 | -0.00049789 | -0.0019775 | -9.0649e-05 | -0.003201 | -0.0029753 | 0.0025838 | 0.00054141 | 0 | 0.29165 | 0 | 0 | 0 | 0 | 0 | 0 | 0 | 0 | 0 | 0.29515 | 0 | 0 | 0 | 0 | 1.3814 | 0 | 0 | 0
2 | 56 | 15 | 50 | 1.6435 | 61.4998 | 0 | 2.2821 | 0.020686 | 0 | 68 | 68.2535 | 68.2535 | -0.003163 | -0.0070102 | -0.00085248 | 0 | 0 | 0.020547 | 0.0052641 | -0.00047728 | 0.0071117 | 0.00094728 | -7.082e-05 | -0.0025008 | -0.0023589 | 0.0026854 | 0.00056426 | 0 | 0 | 0 | 0 | 0 | 0 | 0 | 0 | 0 | 0 | 0 | 0.29502 | 0 | 0 | 0 | 0 | 1.3485 | 0 | 0 | 0
2 | 56 | 16 | 51.98 | 1.7092 | 61.4998 | 0 | 2.2821 | 0.011708 | 0 | 68.2535 | 68.397 | 68.397 | -0.0028596 | -0.0063378 | -0.00077071 | 0 | 0 | 0.015328 | 0.0034903 | -0.00043041 | 0.0038597 | 0.00044174 | -6.4027e-05 | -0.0022609 | -0.001938 | 0.0026854 | 0.00056426 | 0 | 0 | 0 | 0 | 0 | 0 | 0 | 0 | 0 | 0 | 0 | 0.29495 | 0 | 0 | 0 | 0 | 1.4143 | 0 | 0 | 0
2 | 56 | 17 | 51.08 | 1.9724 | 61.4998 | 0 | 2.2821 | -0.008254 | 0 | 68.397 | 68.2958 | 68.2958 | -0.003043 | -0.0067442 | -0.00082013 | 0 | 0 | 0.0069278 | 0.0015714 | -0.00045638 | -0.0028937 | -0.0024672 | -6.8132e-05 | -0.0024059 | -0.001781 | 0.0039265 | 0.00082442 | 0 | 0 | 0 | 0 | 0 | 0 | 0 | 0 | 0 | 0 | 0 | 0.295 | 0 | 0 | 0 | 0 | 1.6774 | 0 | 0 | 0
2 | 56 | 18 | 50 | 2.5877 | 61.4998 | 0 | 3.8857 | -0.014561 | 0 | 68.2958 | 68.1174 | 68.1174 | -0.003215 | -0.0071254 | -0.00086649 | 0 | 0 | 0.0038322 | 0.00056889 | -0.00048336 | -0.0044222 | -0.0024014 | -7.1984e-05 | -0.0025419 | -0.0020693 | 0.0042349 | 0.00088946 | 0 | 0 | 0 | 0 | 0 | 0 | 0 | 0 | 0 | 0 | 0 | 0.48272 | 0 | 0 | 0 | 0 | 2.105 | 0 | 0 | 0
2 | 56 | 19 | 46.94 | 3.6096 | 61.4998 | 0 | 3.8857 | -0.02297 | -0.013391 | 68.1174 | 67.8359 | 68 | -0.0037213 | -0.0082477 | -0.001003 | 0 | 0 | 0 | 0 | -0.00055468 | -0.0057092 | -0.0034633 | -8.3321e-05 | -0.0029422 | -0.0017909 | 0.0045452 | 0.0009545 | 0 | 1.0547 | 0 | 0 | 0 | 0 | 0 | 0 | 0 | 0 | 0 | 0.48278 | 0 | 0 | 0 | 0 | 2.0721 | 0 | 0 | 0
2 | 56 | 20 | 46.04 | 4.1265 | 61.4998 | 0 | 3.8857 | -0.021624 | -0.021624 | 68 | 67.735 | 68 | -0.0038588 | -0.0085525 | -0.00104 | 0 | 0 | 0 | 0 | -0.0005763 | -0.0059201 | -0.0035914 | -8.64e-05 | -0.0030509 | -0.0020749 | 0.0071272 | 0.0014959 | 0 | 1.7032 | 0 | 0 | 0 | 0 | 0 | 0 | 0 | 0 | 0 | 0.48278 | 0 | 0 | 0 | 0 | 1.9405 | 0 | 0 | 0
2 | 56 | 21 | 44.06 | 4.1986 | 61.4998 | 0 | 3.8857 | -0.023793 | -0.023793 | 68 | 67.7084 | 68 | -0.0042068 | -0.0093236 | -0.0011338 | 0 | 0 | 0 | 0 | -0.00062401 | -0.0064539 | -0.003914 | -9.419e-05 | -0.003326 | -0.0018443 | 0.0071272 | 0.0014959 | 0 | 1.874 | 0 | 0 | 0 | 0 | 0 | 0 | 0 | 0 | 0 | 0.48278 | 0 | 0 | 0 | 0 | 1.8419 | 0 | 0 | 0
2 | 56 | 22 | 42.08 | 4.1867 | 61.4998 | 0 | 3.1456 | -0.025994 | -0.025994 | 68 | 67.6814 | 68 | -0.0045547 | -0.010095 | -0.0012276 | 0 | 0 | 0 | 0 | -0.00067435 | -0.0069877 | -0.0042374 | -0.00010198 | -0.0036011 | -0.0019555 | 0.0074411 | 0.0015609 | 0 | 2.0473 | 0 | 0 | 0 | 0 | 0 | 0 | 0 | 0 | 0 | 0.39618 | 0 | 0 | 0 | 0 | 1.7432 | 0 | 0 | 0
2 | 56 | 23 | 39.92 | 1.8764 | 61.4998 | 0 | 3.1456 | -0.029034 | 0 | 68 | 67.6442 | 67.6442 | -0.0049343 | -0.010936 | -0.0013299 | 0 | 0 | 0 | 0 | -0.00073247 | -0.00757 | -0.0045911 | -0.00011048 | -0.0039012 | -0.0023699 | 0.0074411 | 0.0015609 | 0 | 0 | 0 | 0 | 0 | 0 | 0 | 0 | 0 | 0 | 0 | 0.39635 | 0 | 0 | 0 | 0 | 1.4801 | 0 | 0 | 0
2 | 56 | 24 | 37.94 | 1.3068 | 61.4998 | 0 | 0.52427 | -0.031672 | 0 | 67.6442 | 67.256 | 67.256 | -0.0052197 | -0.011569 | -0.0014068 | 0 | 0 | 0 | 0 | -0.00077164 | -0.0080079 | -0.0048557 | -0.00011687 | -0.0041268 | -0.0023137 | 0.0067153 | 0.0014098 | 0 | 0 | 0 | 0 | 0 | 0 | 0 | 0 | 0 | 0 | 0 | 0.089837 | 0 | 0 | 0 | 0 | 1.2169 | 0 | 0 | 0
2 | 57 | 1 | 37.04 | 1.0108 | 61.6179 | 0 | 0.52388 | -0.036898 | 0 | 67.256 | 66.8038 | 66.8038 | -0.0053096 | -0.011768 | -0.001431 | 0 | 0 | 0 | 0 | -0.00078289 | -0.0081459 | -0.0049388 | -0.00011888 | -0.0041979 | -0.0022717 | 0.0020667 | 0.00043418 | 0 | 0 | 0 | 0 | 0 | 0 | 0 | 0 | 0 | 0 | 0 | 0.0899 | 0 | 0 | 0 | 0 | 0.92093 | 0 | 0 | 0
2 | 57 | 2 | 37.94 | 0.94526 | 61.6179 | 0 | 0.52388 | -0.035189 | 0 | 66.8038 | 66.3726 | 66.3726 | -0.005072 | -0.011241 | -0.001367 | 0 | 0 | 0 | 0 | -0.00074814 | -0.0077813 | -0.0047179 | -0.00011356 | -0.0040101 | -0.0022044 | 0.0020667 | 0.00043418 | 0 | 0 | 0 | 0 | 0 | 0 | 0 | 0 | 0 | 0 | 0 | 0.090112 | 0 | 0 | 0 | 0 | 0.85515 | 0 | 0 | 0
2 | 57 | 3 | 37.04 | 1.3743 | 61.6179 | 0 | 0.52388 | -0.036266 | -0.0058631 | 66.3726 | 65.9281 | 66 | -0.0051544 | -0.011424 | -0.0013892 | 0 | 0 | 0 | 0 | -0.00076652 | -0.0079077 | -0.0047962 | -0.00011541 | -0.0040752 | -0.0027045 | 0.0020667 | 0.00043418 | 0 | 0.46178 | 0 | 0 | 0 | 0 | 0 | 0 | 0 | 0 | 0 | 0.090295 | 0 | 0 | 0 | 0 | 0.82226 | 0 | 0 | 0
2 | 57 | 4 | 35.96 | 3.8264 | 61.6179 | 0 | 0.52388 | -0.037414 | -0.037414 | 66 | 65.5415 | 66 | -0.0052787 | -0.011699 | -0.0014227 | 0 | 0 | 0 | 0 | -0.00078682 | -0.0080984 | -0.0049124 | -0.00011819 | -0.0041735 | -0.0029906 | 0.0020667 | 0.00043418 | 0 | 2.9468 | 0 | 0 | 0 | 0 | 0 | 0 | 0 | 0 | 0 | 0.090295 | 0 | 0 | 0 | 0 | 0.78937 | 0 | 0 | 0
2 | 57 | 5 | 35.06 | 3.9081 | 61.6179 | 0 | 0.52388 | -0.03845 | -0.03845 | 66 | 65.5288 | 66 | -0.0054368 | -0.01205 | -0.0014653 | 0 | 0 | 0 | 0 | -0.00080847 | -0.008341 | -0.005059 | -0.00012173 | -0.0042985 | -0.0029362 | 0.0020667 | 0.00043418 | 0 | 3.0284 | 0 | 0 | 0 | 0 | 0 | 0 | 0 | 0 | 0 | 0.090295 | 0 | 0 | 0 | 0 | 0.78937 | 0 | 0 | 0
2 | 57 | 6 | 33.98 | 16.8503 | 61.6179 | 0 | 0.61632 | -0.038198 | -0.20139 | 66 | 65.5319 | 68 | -0.0056266 | -0.01247 | -0.0015165 | 0 | 0 | 0 | 0 | -0.00083319 | -0.0086322 | -0.0052347 | -0.00012598 | -0.0044486 | -0.0027627 | 0.0034529 | 0.00072422 | 0 | 15.8621 | 0 | 0 | 0 | 0 | 0 | 0 | 0 | 0 | 0 | 0.10011 | 0 | 0 | 0 | 0 | 0.88804 | 0 | 0 | 0
2 | 57 | 7 | 33.08 | 4.9687 | 61.6179 | 0 | 4.6224 | -0.041259 | -0.041259 | 68 | 67.4944 | 68 | -0.0061362 | -0.0136 | -0.0016538 | 0 | 0 | 0 | 0 | -0.00090874 | -0.009414 | -0.0057088 | -0.00013739 | -0.0048515 | -0.0031867 | 0.0043383 | 0.00091055 | 0 | 3.2496 | 0 | 0 | 0 | 0 | 0 | 0 | 0 | 0 | 0 | 0.56797 | 0 | 0 | 0 | 0 | 1.1512 | 0 | 0 | 0
2 | 57 | 8 | 35.06 | 4.6246 | 61.6179 | 0 | 4.6224 | -0.034384 | -0.034384 | 68 | 67.5786 | 68 | -0.0057883 | -0.012829 | -0.00156 | 0 | 0 | 0 | 0 | -0.00085754 | -0.0088802 | -0.0053852 | -0.0001296 | -0.0045764 | -0.003055 | 0.0086767 | 0.0018211 | 0 | 2.7082 | 0 | 0 | 0 | 0 | 0 | 0 | 0 | 0 | 0 | 0.56797 | 0 | 0 | 0 | 0 | 1.3485 | 0 | 0 | 0
2 | 57 | 9 | 37.04 | 2.7389 | 61.6179 | 0 | 4.0061 | -0.010938 | -0.010938 | 68 | 67.866 | 68 | -0.0054403 | -0.012058 | -0.0014663 | 0 | 0 | 0.015526 | 0.0027882 | -0.00080183 | -0.0047507 | -0.0028936 | -0.00012181 | -0.0043013 | -0.0024812 | 0.0050623 | 0.0010617 | 0 | 0.86149 | 0 | 0 | 0 | 0 | 0 | 0 | 0 | 0 | 0 | 0.49599 | 0 | 0 | 0 | 0 | 1.3814 | 0 | 0 | 0
2 | 57 | 10 | 42.98 | 1.9102 | 61.6179 | 0 | 4.0061 | 0.0067656 | 0 | 68 | 68.0829 | 68.0829 | -0.0043966 | -0.0097442 | -0.0011849 | 0 | 0 | 0.020392 | 0.0047508 | -0.00064567 | 0.00067715 | -0.0015232 | -9.8439e-05 | -0.0034761 | -0.0017334 | 0.0030973 | 0.00065039 | 0 | 0 | 0 | 0 | 0 | 0 | 0 | 0 | 0 | 0 | 0 | 0.49595 | 0 | 0 | 0 | 0 | 1.4143 | 0 | 0 | 0
2 | 57 | 11 | 46.04 | 1.943 | 61.6179 | 0 | 4.0061 | 0.018042 | 0 | 68.0829 | 68.304 | 68.304 | -0.0038734 | -0.0085848 | -0.001044 | 0 | 0 | 0.023346 | 0.0062365 | -0.00057261 | 0.004604 | -0.0010462 | -8.6726e-05 | -0.0030624 | -0.0016219 | 0.0030973 | 0.00065039 | 0 | 0 | 0 | 0 | 0 | 0 | 0 | 0 | 0 | 0 | 0 | 0.49585 | 0 | 0 | 0 | 0 | 1.4472 | 0 | 0 | 0
2 | 57 | 12 | 49.64 | 1.8061 | 61.6179 | 0 | 2.8351 | 0.026144 | 0 | 68.304 | 68.6244 | 68.6244 | -0.0032797 | -0.0072688 | -0.00088393 | 0 | 0 | 0.024134 | 0.0068928 | -0.00048652 | 0.0070666 | -0.00091862 | -7.3432e-05 | -0.002593 | -0.0014441 | 0.0041315 | 0.0008666 | 0 | 0 | 0 | 0 | 0 | 0 | 0 | 0 | 0 | 0 | 0 | 0.35893 | 0 | 0 | 0 | 0 | 1.4472 | 0 | 0 | 0
2 | 57 | 13 | 53.06 | 1.773 | 61.6179 | 0 | 2.8351 | 0.03177 | 0 | 68.6244 | 69.0138 | 69.0138 | -0.002735 | -0.0060617 | -0.00073713 | 0 | 0 | 0.025329 | 0.0074331 | -0.00040753 | 0.0093056 | -0.00058062 | -6.1237e-05 | -0.0021624 | -0.0013 | 0.0030973 | 0.00065039 | 0 | 0 | 0 | 0 | 0 | 0 | 0 | 0 | 0 | 0 | 0 | 0.35874 | 0 | 0 | 0 | 0 | 1.4143 | 0 | 0 | 0
2 | 57 | 14 | 55.04 | 1.6752 | 61.6179 | 0 | 2.2804 | 0.031078 | 0 | 69.0138 | 69.3946 | 69.3946 | -0.0024555 | -0.0054422 | -0.0006618 | 0 | 0 | 0.023626 | 0.006923 | -0.00036477 | 0.0091275 | 0.00019702 | -5.4979e-05 | -0.0019414 | -0.0010006 | 0.0025838 | 0.00054141 | 0 | 0 | 0 | 0 | 0 | 0 | 0 | 0 | 0 | 0 | 0 | 0.29377 | 0 | 0 | 0 | 0 | 1.3814 | 0 | 0 | 0
2 | 57 | 15 | 55.94 | 1.6421 | 61.6179 | 0 | 2.2804 | 0.026241 | 0 | 69.3946 | 69.7162 | 69.7162 | -0.0023643 | -0.00524 | -0.00063721 | 0 | 0 | 0.020727 | 0.0056587 | -0.00034857 | 0.0073122 | 0.00049733 | -5.2936e-05 | -0.0018693 | -0.00069131 | 0.0026854 | 0.00056426 | 0 | 0 | 0 | 0 | 0 | 0 | 0 | 0 | 0 | 0 | 0 | 0.29361 | 0 | 0 | 0 | 0 | 1.3485 | 0 | 0 | 0
2 | 57 | 16 | 57.02 | 1.7078 | 61.6179 | 0 | 2.2804 | 0.018167 | 0 | 69.7162 | 69.9388 | 69.9388 | -0.002231 | -0.0049446 | -0.00060129 | 0 | 0 | 0.016584 | 0.0038476 | -0.00032594 | 0.0044516 | 0.00041175 | -4.9952e-05 | -0.0017639 | -0.00046136 | 0.0026854 | 0.00056426 | 0 | 0 | 0 | 0 | 0 | 0 | 0 | 0 | 0 | 0 | 0 | 0.2935 | 0 | 0 | 0 | 0 | 1.4143 | 0 | 0 | 0
2 | 57 | 17 | 57.02 | 1.9709 | 61.6179 | 0 | 2.2804 | 0.0021023 | 0 | 69.9388 | 69.9646 | 69.9646 | -0.0022701 | -0.0050313 | -0.00061184 | 0 | 0 | 0.0076346 | 0.0017819 | -0.00033411 | 4.4232e-05 | -0.00060803 | -5.0828e-05 | -0.0017948 | -0.00058379 | 0.0039265 | 0.00082442 | 0 | 0 | 0 | 0 | 0 | 0 | 0 | 0 | 0 | 0 | 0 | 0.29349 | 0 | 0 | 0 | 0 | 1.6774 | 0 | 0 | 0
2 | 57 | 18 | 55.94 | 2.5857 | 61.6179 | 0 | 3.8828 | -0.0094958 | 0 | 69.9646 | 69.8482 | 69.8482 | -0.0024644 | -0.005462 | -0.00066421 | 0 | 0 | 0.0033992 | 0.00033929 | -0.00036017 | -0.0042149 | -0.0018089 | -5.5179e-05 | -0.0019485 | -0.00049106 | 0.0042349 | 0.00088946 | 0 | 0 | 0 | 0 | 0 | 0 | 0 | 0 | 0 | 0 | 0 | 0.4807 | 0 | 0 | 0 | 0 | 2.105 | 0 | 0 | 0
2 | 57 | 19 | 53.96 | 2.5529 | 61.6179 | 0 | 3.8828 | -0.015368 | 0 | 69.8482 | 69.6599 | 69.6599 | -0.0027919 | -0.0061878 | -0.00075247 | 0 | 0 | 0 | 0 | -0.0004089 | -0.0042833 | -0.0025965 | -6.2511e-05 | -0.0022074 | -0.00062202 | 0.0045452 | 0.0009545 | 0 | 0 | 0 | 0 | 0 | 0 | 0 | 0 | 0 | 0 | 0 | 0.48079 | 0 | 0 | 0 | 0 | 2.0721 | 0 | 0 | 0
2 | 57 | 20 | 48.02 | 2.4214 | 61.6179 | 0 | 3.8828 | -0.020428 | 0 | 69.6599 | 69.4096 | 69.4096 | -0.0038026 | -0.0084278 | -0.0010249 | 0 | 0 | 0 | 0 | -0.00056221 | -0.0058338 | -0.0035375 | -8.5141e-05 | -0.0030065 | -0.0012751 | 0.0071272 | 0.0014959 | 0 | 0 | 0 | 0 | 0 | 0 | 0 | 0 | 0 | 0 | 0 | 0.48091 | 0 | 0 | 0 | 0 | 1.9405 | 0 | 0 | 0
2 | 57 | 21 | 46.94 | 2.3229 | 61.6179 | 0 | 3.8828 | -0.021346 | 0 | 69.4096 | 69.148 | 69.148 | -0.0039484 | -0.0087509 | -0.0010642 | 0 | 0 | 0 | 0 | -0.00057851 | -0.0060575 | -0.0036716 | -8.8405e-05 | -0.0031217 | -0.0011918 | 0.0071272 | 0.0014959 | 0 | 0 | 0 | 0 | 0 | 0 | 0 | 0 | 0 | 0 | 0 | 0.48104 | 0 | 0 | 0 | 0 | 1.8419 | 0 | 0 | 0
2 | 57 | 22 | 44.06 | 2.138 | 61.6179 | 0 | 3.1433 | -0.024484 | 0 | 69.148 | 68.8479 | 68.8479 | -0.0044085 | -0.0097707 | -0.0011882 | 0 | 0 | 0 | 0 | -0.0006479 | -0.0067634 | -0.0041 | -9.8707e-05 | -0.0034855 | -0.0014626 | 0.0074411 | 0.0015609 | 0 | 0 | 0 | 0 | 0 | 0 | 0 | 0 | 0 | 0 | 0 | 0.39481 | 0 | 0 | 0 | 0 | 1.7432 | 0 | 0 | 0
2 | 57 | 23 | 41 | 1.875 | 61.6179 | 0 | 3.1433 | -0.028147 | 0 | 68.8479 | 68.5029 | 68.5029 | -0.0048935 | -0.010846 | -0.0013189 | 0 | 0 | 0 | 0 | -0.00071969 | -0.0075074 | -0.0045512 | -0.00010957 | -0.0038689 | -0.0017736 | 0.0074411 | 0.0015609 | 0 | 0 | 0 | 0 | 0 | 0 | 0 | 0 | 0 | 0 | 0 | 0.39498 | 0 | 0 | 0 | 0 | 1.4801 | 0 | 0 | 0
2 | 57 | 24 | 42.98 | 1.3062 | 61.6179 | 0 | 0.52388 | -0.02578 | 0 | 68.5029 | 68.187 | 68.187 | -0.0044849 | -0.0099401 | -0.0012088 | 0 | 0 | 0 | 0 | -0.00065487 | -0.0068807 | -0.0041699 | -0.00010042 | -0.0035459 | -0.0015098 | 0.0067153 | 0.0014098 | 0 | 0 | 0 | 0 | 0 | 0 | 0 | 0 | 0 | 0 | 0 | 0.089219 | 0 | 0 | 0 | 0 | 1.2169 | 0 | 0 | 0
2 | 58 | 1 | 39.92 | 1.0102 | 61.7395 | 0 | 0.52347 | -0.034517 | 0 | 68.187 | 67.764 | 67.764 | -0.0049671 | -0.011009 | -0.0013387 | 0 | 0 | 0 | 0 | -0.00073642 | -0.0076204 | -0.0046214 | -0.00011121 | -0.0039272 | -0.0022522 | 0.0020667 | 0.00043418 | 0 | 0 | 0 | 0 | 0 | 0 | 0 | 0 | 0 | 0 | 0 | 0.089262 | 0 | 0 | 0 | 0 | 0.92093 | 0 | 0 | 0
2 | 58 | 2 | 42.08 | 0.9446 | 61.7395 | 0 | 0.52347 | -0.030933 | 0 | 67.764 | 67.3849 | 67.3849 | -0.0045132 | -0.010003 | -0.0012164 | 0 | 0 | 0 | 0 | -0.00066446 | -0.0069241 | -0.0041978 | -0.00010105 | -0.0035683 | -0.0018113 | 0.0020667 | 0.00043418 | 0 | 0 | 0 | 0 | 0 | 0 | 0 | 0 | 0 | 0 | 0 | 0.089449 | 0 | 0 | 0 | 0 | 0.85515 | 0 | 0 | 0
2 | 58 | 3 | 39.02 | 0.91191 | 61.7395 | 0 | 0.52347 | -0.034316 | 0 | 67.3849 | 66.9644 | 66.9644 | -0.0049843 | -0.011047 | -0.0013434 | 0 | 0 | 0 | 0 | -0.00073472 | -0.0076468 | -0.0046362 | -0.0001116 | -0.0039408 | -0.0019383 | 0.0020667 | 0.00043418 | 0 | 0 | 0 | 0 | 0 | 0 | 0 | 0 | 0 | 0 | 0 | 0.089656 | 0 | 0 | 0 | 0 | 0.82226 | 0 | 0 | 0
2 | 58 | 4 | 37.04 | 0.87924 | 61.7395 | 0 | 0.52347 | -0.036403 | 0 | 66.9644 | 66.5182 | 66.5182 | -0.0052584 | -0.011654 | -0.0014172 | 0 | 0 | 0 | 0 | -0.00077457 | -0.0080672 | -0.0048909 | -0.00011774 | -0.0041574 | -0.0021322 | 0.0020667 | 0.00043418 | 0 | 0 | 0 | 0 | 0 | 0 | 0 | 0 | 0 | 0 | 0 | 0.089876 | 0 | 0 | 0 | 0 | 0.78937 | 0 | 0 | 0
2 | 58 | 5 | 37.94 | 0.87945 | 61.7395 | 0 | 0.52347 | -0.034698 | 0 | 66.5182 | 66.093 | 66.093 | -0.0050218 | -0.01113 | -0.0013535 | 0 | 0 | 0 | 0 | -0.00073909 | -0.0077043 | -0.0046707 | -0.00011244 | -0.0039704 | -0.0020626 | 0.0020667 | 0.00043418 | 0 | 0 | 0 | 0 | 0 | 0 | 0 | 0 | 0 | 0 | 0 | 0.090085 | 0 | 0 | 0 | 0 | 0.78937 | 0 | 0 | 0
2 | 58 | 6 | 37.04 | 15.9481 | 61.7395 | 0 | 0.61585 | -0.034335 | -0.18994 | 66.093 | 65.6722 | 68 | -0.0051052 | -0.011315 | -0.001376 | 0 | 0 | 0 | 0 | -0.00075749 | -0.0078323 | -0.00475 | -0.00011431 | -0.0040364 | -0.0025013 | 0.0034529 | 0.00072422 | 0 | 14.9602 | 0 | 0 | 0 | 0 | 0 | 0 | 0 | 0 | 0 | 0.099914 | 0 | 0 | 0 | 0 | 0.88804 | 0 | 0 | 0
2 | 58 | 7 | 35.96 | 4.6586 | 61.7395 | 0 | 4.6189 | -0.037339 | -0.037339 | 68 | 67.5424 | 68 | -0.0056301 | -0.012478 | -0.0015174 | 0 | 0 | 0 | 0 | -0.00083354 | -0.0086376 | -0.0052379 | -0.00012606 | -0.0044514 | -0.0027656 | 0.0043383 | 0.00091055 | 0 | 2.9409 | 0 | 0 | 0 | 0 | 0 | 0 | 0 | 0 | 0 | 0.56652 | 0 | 0 | 0 | 0 | 1.1512 | 0 | 0 | 0
2 | 58 | 8 | 39.92 | 4.1042 | 61.7395 | 0 | 4.6189 | -0.027795 | -0.027795 | 68 | 67.6594 | 68 | -0.0049343 | -0.010936 | -0.0013299 | 0 | 0 | 0 | 0 | -0.00072951 | -0.00757 | -0.0045902 | -0.00011048 | -0.0039012 | -0.0023699 | 0.0086767 | 0.0018211 | 0 | 2.1892 | 0 | 0 | 0 | 0 | 0 | 0 | 0 | 0 | 0 | 0.56652 | 0 | 0 | 0 | 0 | 1.3485 | 0 | 0 | 0
2 | 58 | 9 | 44.06 | 1.9184 | 61.7395 | 0 | 4.003 | -0.00053683 | -0.00053683 | 68 | 67.9934 | 68 | -0.0042068 | -0.0093236 | -0.0011338 | 0 | 0 | 0.015586 | 0.0028549 | -0.00062696 | -0.0018139 | -0.0011737 | -9.419e-05 | -0.003326 | -0.0023407 | 0.0050623 | 0.0010617 | 0 | 0.042281 | 0 | 0 | 0 | 0 | 0 | 0 | 0 | 0 | 0 | 0.49473 | 0 | 0 | 0 | 0 | 1.3814 | 0 | 0 | 0
2 | 58 | 10 | 48.92 | 1.9089 | 61.7395 | 0 | 4.003 | 0.014807 | 0 | 68 | 68.1815 | 68.1815 | -0.0033528 | -0.0074308 | -0.00090363 | 0 | 0 | 0.020398 | 0.0048221 | -0.00050229 | 0.0029592 | -0.00018771 | -7.5069e-05 | -0.0026508 | -0.0020164 | 0.0030973 | 0.00065039 | 0 | 0 | 0 | 0 | 0 | 0 | 0 | 0 | 0 | 0 | 0 | 0.49465 | 0 | 0 | 0 | 0 | 1.4143 | 0 | 0 | 0
2 | 58 | 11 | 53.06 | 1.9417 | 61.7395 | 0 | 4.003 | 0.027136 | 0 | 68.1815 | 68.514 | 68.514 | -0.0026572 | -0.0058892 | -0.00071615 | 0 | 0 | 0.023085 | 0.0062278 | -0.00039488 | 0.0067311 | 0.00027695 | -5.9494e-05 | -0.0021008 | -0.0011148 | 0.0030973 | 0.00065039 | 0 | 0 | 0 | 0 | 0 | 0 | 0 | 0 | 0 | 0 | 0 | 0.49448 | 0 | 0 | 0 | 0 | 1.4472 | 0 | 0 | 0
2 | 58 | 12 | 55.4 | 1.8051 | 61.7395 | 0 | 2.8329 | 0.034605 | 0 | 68.514 | 68.9381 | 68.9381 | -0.0023044 | -0.0051073 | -0.00062108 | 0 | 0 | 0.024257 | 0.0070843 | -0.00034511 | 0.0094427 | 0.00033314 | -5.1596e-05 | -0.0018219 | -0.0012584 | 0.0041315 | 0.0008666 | 0 | 0 | 0 | 0 | 0 | 0 | 0 | 0 | 0 | 0 | 0 | 0.35788 | 0 | 0 | 0 | 0 | 1.4472 | 0 | 0 | 0
2 | 58 | 13 | 59 | 1.7719 | 61.7395 | 0 | 2.8329 | 0.038143 | 0 | 68.9381 | 69.4056 | 69.4056 | -0.0017463 | -0.0038705 | -0.00047067 | 0 | 0 | 0.024828 | 0.0073878 | -0.00026232 | 0.01065 | 0.00029032 | -3.9101e-05 | -0.0013807 | -0.00099184 | 0.0030973 | 0.00065039 | 0 | 0 | 0 | 0 | 0 | 0 | 0 | 0 | 0 | 0 | 0 | 0.35766 | 0 | 0 | 0 | 0 | 1.4143 | 0 | 0 | 0
2 | 58 | 14 | 60.98 | 1.6742 | 61.7395 | 0 | 2.2786 | 0.037688 | 0 | 69.4056 | 69.8674 | 69.8674 | -0.0014806 | -0.0032814 | -0.00039903 | 0 | 0 | 0.023284 | 0.0068714 | -0.00022175 | 0.010574 | 0.0011622 | -3.315e-05 | -0.0011706 | -0.00074171 | 0.0025838 | 0.00054141 | 0 | 0 | 0 | 0 | 0 | 0 | 0 | 0 | 0 | 0 | 0 | 0.29282 | 0 | 0 | 0 | 0 | 1.3814 | 0 | 0 | 0
2 | 58 | 15 | 62.06 | 1.6411 | 61.7395 | 0 | 2.2786 | 0.032022 | 0 | 69.8674 | 70.2599 | 70.2599 | -0.0013719 | -0.0030407 | -0.00036976 | 0 | 0 | 0.020227 | 0.0055354 | -0.00020693 | 0.0086086 | 0.0014115 | -3.0718e-05 | -0.0010847 | -0.00090474 | 0.0026854 | 0.00056426 | 0 | 0 | 0 | 0 | 0 | 0 | 0 | 0 | 0 | 0 | 0 | 0.29263 | 0 | 0 | 0 | 0 | 1.3485 | 0 | 0 | 0
2 | 58 | 16 | 62.06 | 1.7068 | 61.7395 | 0 | 2.2786 | 0.022597 | 0 | 70.2599 | 70.5368 | 70.5368 | -0.0014409 | -0.0031935 | -0.00038835 | 0 | 0 | 0.016091 | 0.0037944 | -0.0002174 | 0.0056663 | 0.0011628 | -3.2262e-05 | -0.0011392 | -0.00095514 | 0.0026854 | 0.00056426 | 0 | 0 | 0 | 0 | 0 | 0 | 0 | 0 | 0 | 0 | 0 | 0.2925 | 0 | 0 | 0 | 0 | 1.4143 | 0 | 0 | 0
2 | 58 | 17 | 62.06 | 1.9698 | 61.7395 | 0 | 2.2786 | 0.0087571 | 0 | 70.5368 | 70.6441 | 70.6441 | -0.0014896 | -0.0033014 | -0.00040146 | 0 | 0 | 0.0073685 | 0.0017747 | -0.00022424 | 0.0018712 | 0.00052648 | -3.3351e-05 | -0.0011777 | -0.00090707 | 0.0039265 | 0.00082442 | 0 | 0 | 0 | 0 | 0 | 0 | 0 | 0 | 0 | 0 | 0 | 0.29244 | 0 | 0 | 0 | 0 | 1.6774 | 0 | 0 | 0
2 | 58 | 18 | 59 | 2.5841 | 61.7395 | 0 | 3.8798 | -0.0067704 | 0 | 70.6441 | 70.5612 | 70.5612 | -0.0020461 | -0.0045349 | -0.00055147 | 0 | 0 | 0.0033126 | 0.00032572 | -0.00030838 | -0.0030975 | -0.0011378 | -4.5813e-05 | -0.0016177 | -0.001304 | 0.0042349 | 0.00088946 | 0 | 0 | 0 | 0 | 0 | 0 | 0 | 0 | 0 | 0 | 0 | 0.47914 | 0 | 0 | 0 | 0 | 2.105 | 0 | 0 | 0
2 | 58 | 19 | 55.94 | 2.5513 | 61.7395 | 0 | 3.8798 | -0.014414 | 0 | 70.5612 | 70.3845 | 70.3845 | -0.0025693 | -0.0056943 | -0.00069246 | 0 | 0 | 0 | 0 | -0.0003838 | -0.0039417 | -0.0023914 | -5.7526e-05 | -0.0020313 | -0.001197 | 0.0045452 | 0.0009545 | 0 | 0 | 0 | 0 | 0 | 0 | 0 | 0 | 0 | 0 | 0 | 0.47922 | 0 | 0 | 0 | 0 | 2.0721 | 0 | 0 | 0
2 | 58 | 20 | 55.04 | 2.4198 | 61.7395 | 0 | 3.8798 | -0.012788 | 0 | 70.3845 | 70.2278 | 70.2278 | -0.0026964 | -0.005976 | -0.00072672 | 0 | 0 | 0 | 0 | -0.00040245 | -0.0041367 | -0.0025094 | -6.0372e-05 | -0.0021318 | -0.0012757 | 0.0071272 | 0.0014959 | 0 | 0 | 0 | 0 | 0 | 0 | 0 | 0 | 0 | 0 | 0 | 0.4793 | 0 | 0 | 0 | 0 | 1.9405 | 0 | 0 | 0
2 | 58 | 21 | 55.04 | 2.3212 | 61.7395 | 0 | 3.8798 | -0.012704 | 0 | 70.2278 | 70.0721 | 70.0721 | -0.0026688 | -0.005915 | -0.00071929 | 0 | 0 | 0 | 0 | -0.00039914 | -0.0040944 | -0.002484 | -5.9755e-05 | -0.0021101 | -0.0013807 | 0.0071272 | 0.0014959 | 0 | 0 | 0 | 0 | 0 | 0 | 0 | 0 | 0 | 0 | 0 | 0.47937 | 0 | 0 | 0 | 0 | 1.8419 | 0 | 0 | 0
2 | 58 | 22 | 53.96 | 2.1365 | 61.7395 | 0 | 3.1408 | -0.013347 | 0 | 70.0721 | 69.9085 | 69.9085 | -0.0028312 | -0.006275 | -0.00076307 | 0 | 0 | 0 | 0 | -0.0004214 | -0.0043436 | -0.0026346 | -6.3392e-05 | -0.0022385 | -0.001217 | 0.0074411 | 0.0015609 | 0 | 0 | 0 | 0 | 0 | 0 | 0 | 0 | 0 | 0 | 0 | 0.39331 | 0 | 0 | 0 | 0 | 1.7432 | 0 | 0 | 0
2 | 58 | 23 | 51.08 | 1.8735 | 61.7395 | 0 | 3.1408 | -0.017111 | 0 | 69.9085 | 69.6988 | 69.6988 | -0.0033086 | -0.0073329 | -0.00089172 | 0 | 0 | 0 | 0 | -0.00049442 | -0.0050759 | -0.0030794 | -7.4079e-05 | -0.0026159 | -0.0016792 | 0.0074411 | 0.0015609 | 0 | 0 | 0 | 0 | 0 | 0 | 0 | 0 | 0 | 0 | 0 | 0.39341 | 0 | 0 | 0 | 0 | 1.4801 | 0 | 0 | 0
2 | 58 | 24 | 50 | 1.3054 | 61.7395 | 0 | 0.52347 | -0.019155 | 0 | 69.6988 | 69.4641 | 69.4641 | -0.0034615 | -0.0076718 | -0.00093294 | 0 | 0 | 0 | 0 | -0.00051811 | -0.0053106 | -0.0032219 | -7.7504e-05 | -0.0027368 | -0.0019394 | 0.0067153 | 0.0014098 | 0 | 0 | 0 | 0 | 0 | 0 | 0 | 0 | 0 | 0 | 0 | 0.088426 | 0 | 0 | 0 | 0 | 1.2169 | 0 | 0 | 0
2 | 59 | 1 | 48.92 | 1.0093 | 61.8647 | 0 | 0.52305 | -0.024465 | 0 | 69.4641 | 69.1643 | 69.1643 | -0.00361 | -0.008001 | -0.00097297 | 0 | 0 | 0 | 0 | -0.00053625 | -0.0055384 | -0.003359 | -8.0829e-05 | -0.0028542 | -0.0015786 | 0.0020667 | 0.00043418 | 0 | 0 | 0 | 0 | 0 | 0 | 0 | 0 | 0 | 0 | 0 | 0.088404 | 0 | 0 | 0 | 0 | 0.92093 | 0 | 0 | 0
2 | 59 | 2 | 46.94 | 0.94371 | 61.8647 | 0 | 0.52305 | -0.026702 | 0 | 69.1643 | 68.837 | 68.837 | -0.0039053 | -0.0086554 | -0.0010525 | 0 | 0 | 0 | 0 | -0.00058058 | -0.0059914 | -0.0036339 | -8.744e-05 | -0.0030876 | -0.0017748 | 0.0020667 | 0.00043418 | 0 | 0 | 0 | 0 | 0 | 0 | 0 | 0 | 0 | 0 | 0 | 0.088565 | 0 | 0 | 0 | 0 | 0.85515 | 0 | 0 | 0
2 | 59 | 3 | 46.04 | 0.91099 | 61.8647 | 0 | 0.52305 | -0.027813 | 0 | 68.837 | 68.4962 | 68.4962 | -0.0040059 | -0.0088785 | -0.0010797 | 0 | 0 | 0 | 0 | -0.00059833 | -0.0061458 | -0.0037283 | -8.9693e-05 | -0.0031672 | -0.0021858 | 0.0020667 | 0.00043418 | 0 | 0 | 0 | 0 | 0 | 0 | 0 | 0 | 0 | 0 | 0 | 0.088733 | 0 | 0 | 0 | 0 | 0.82226 | 0 | 0 | 0
2 | 59 | 4 | 46.04 | 0.87826 | 61.8647 | 0 | 0.52305 | -0.027526 | 0 | 68.4962 | 68.1588 | 68.1588 | -0.003946 | -0.0087457 | -0.0010635 | 0 | 0 | 0 | 0 | -0.00059051 | -0.0060539 | -0.0036729 | -8.8352e-05 | -0.0031199 | -0.0023118 | 0.0020667 | 0.00043418 | 0 | 0 | 0 | 0 | 0 | 0 | 0 | 0 | 0 | 0 | 0 | 0.088899 | 0 | 0 | 0 | 0 | 0.78937 | 0 | 0 | 0
2 | 59 | 5 | 46.04 | 0.87843 | 61.8647 | 0 | 0.52305 | -0.02725 | 0 | 68.1588 | 67.8249 | 67.8249 | -0.0038868 | -0.0086143 | -0.0010475 | 0 | 0 | 0 | 0 | -0.00058297 | -0.005963 | -0.0036181 | -8.7025e-05 | -0.003073 | -0.0024438 | 0.0020667 | 0.00043418 | 0 | 0 | 0 | 0 | 0 | 0 | 0 | 0 | 0 | 0 | 0 | 0.089063 | 0 | 0 | 0 | 0 | 0.78937 | 0 | 0 | 0
2 | 59 | 6 | 44.96 | 4.2455 | 61.8647 | 0 | 0.61536 | -0.027074 | -0.041363 | 67.8249 | 67.4931 | 68 | -0.0040179 | -0.0089049 | -0.0010829 | 0 | 0 | 0 | 0 | -0.00060425 | -0.0061641 | -0.0037406 | -8.996e-05 | -0.0031766 | -0.0027458 | 0.0034529 | 0.00072422 | 0 | 3.2578 | 0 | 0 | 0 | 0 | 0 | 0 | 0 | 0 | 0 | 0.099715 | 0 | 0 | 0 | 0 | 0.88804 | 0 | 0 | 0
2 | 59 | 7 | 44.96 | 3.8476 | 61.8647 | 0 | 4.6152 | -0.027062 | -0.027062 | 68 | 67.6683 | 68 | -0.0040486 | -0.0089731 | -0.0010912 | 0 | 0 | 0 | 0 | -0.00061264 | -0.0062113 | -0.0037702 | -9.0649e-05 | -0.003201 | -0.0034018 | 0.0043383 | 0.00091055 | 0 | 2.1315 | 0 | 0 | 0 | 0 | 0 | 0 | 0 | 0 | 0 | 0.56502 | 0 | 0 | 0 | 0 | 1.1512 | 0 | 0 | 0
2 | 59 | 8 | 44.96 | 3.551 | 61.8647 | 0 | 4.6152 | -0.020791 | -0.020791 | 68 | 67.7452 | 68 | -0.0040486 | -0.0089731 | -0.0010912 | 0 | 0 | 0.00071355 | 0.00015933 | -0.00060861 | -0.0058855 | -0.0036688 | -9.0649e-05 | -0.003201 | -0.0027729 | 0.0086767 | 0.0018211 | 0 | 1.6375 | 0 | 0 | 0 | 0 | 0 | 0 | 0 | 0 | 0 | 0.56502 | 0 | 0 | 0 | 0 | 1.3485 | 0 | 0 | 0
2 | 59 | 9 | 46.94 | 2.9307 | 61.8647 | 0 | 3.9998 | -0.013406 | -0.013406 | 68 | 67.8357 | 68 | -0.0037007 | -0.008202 | -0.0009974 | 0 | 0 | 0.0055451 | 0.0012398 | -0.00056224 | -0.0028924 | -0.0023784 | -8.2859e-05 | -0.0029259 | -0.0035109 | 0.0050623 | 0.0010617 | 0 | 1.0558 | 0 | 0 | 0 | 0 | 0 | 0 | 0 | 0 | 0 | 0.49344 | 0 | 0 | 0 | 0 | 1.3814 | 0 | 0 | 0
2 | 59 | 10 | 48.92 | 2.8007 | 61.8647 | 0 | 3.9998 | -0.011337 | -0.011337 | 68 | 67.8611 | 68 | -0.0033528 | -0.0074308 | -0.00090363 | 0 | 0 | 0.0056291 | 0.0012569 | -0.00050352 | -0.0021573 | -0.0020654 | -7.5069e-05 | -0.0026508 | -0.0021812 | 0.0030973 | 0.00065039 | 0 | 0.89294 | 0 | 0 | 0 | 0 | 0 | 0 | 0 | 0 | 0 | 0.49344 | 0 | 0 | 0 | 0 | 1.4143 | 0 | 0 | 0
2 | 59 | 11 | 51.08 | 2.841 | 61.8647 | 0 | 3.9998 | -0.011431 | -0.011431 | 68 | 67.8599 | 68 | -0.0029732 | -0.0065896 | -0.00080133 | 0 | 0 | 0.0055894 | 0.0012481 | -0.00045069 | -0.0030054 | -0.0025711 | -6.657e-05 | -0.0023507 | -0.0025575 | 0.0030973 | 0.00065039 | 0 | 0.90035 | 0 | 0 | 0 | 0 | 0 | 0 | 0 | 0 | 0 | 0.49344 | 0 | 0 | 0 | 0 | 1.4472 | 0 | 0 | 0
2 | 59 | 12 | 55.04 | 1.8046 | 61.8647 | 0 | 2.8306 | 0.0030777 | 0 | 68 | 68.0377 | 68.0377 | -0.0022774 | -0.0050474 | -0.00061379 | 0 | 0 | 0.0097603 | 0.0022288 | -0.00034439 | -1.2173e-05 | -0.0011653 | -5.099e-05 | -0.0018005 | -0.001731 | 0.0041315 | 0.0008666 | 0 | 0 | 0 | 0 | 0 | 0 | 0 | 0 | 0 | 0 | 0 | 0.35741 | 0 | 0 | 0 | 0 | 1.4472 | 0 | 0 | 0
2 | 59 | 13 | 59 | 1.7715 | 61.8647 | 0 | 2.8306 | 0.031025 | 0 | 68.0377 | 68.4179 | 68.4179 | -0.0015881 | -0.0035198 | -0.00042803 | 0 | 0 | 0.021264 | 0.0054245 | -0.00024021 | 0.0075056 | 0.0013065 | -3.5558e-05 | -0.0012556 | -0.0011558 | 0.0030973 | 0.00065039 | 0 | 0 | 0 | 0 | 0 | 0 | 0 | 0 | 0 | 0 | 0 | 0.35722 | 0 | 0 | 0 | 0 | 1.4143 | 0 | 0 | 0
2 | 59 | 14 | 60.08 | 1.6741 | 61.8647 | 0 | 2.2768 | 0.018148 | 0 | 68.4179 | 68.6403 | 68.6403 | -0.0014652 | -0.0032473 | -0.00039488 | 0 | 0 | 0.014879 | 0.0034604 | -0.00022206 | 0.0038054 | 0.00056052 | -3.2805e-05 | -0.0011584 | -0.001162 | 0.0025838 | 0.00054141 | 0 | 0 | 0 | 0 | 0 | 0 | 0 | 0 | 0 | 0 | 0 | 0.29268 | 0 | 0 | 0 | 0 | 1.3814 | 0 | 0 | 0
2 | 59 | 15 | 60.08 | 1.6411 | 61.8647 | 0 | 2.2768 | 0.0080253 | 0 | 68.6403 | 68.7387 | 68.7387 | -0.0015042 | -0.0033339 | -0.00040542 | 0 | 0 | 0.0093925 | 0.0021203 | -0.00022746 | 0.0013588 | -0.00031318 | -3.368e-05 | -0.0011893 | -0.0010887 | 0.0026854 | 0.00056426 | 0 | 0 | 0 | 0 | 0 | 0 | 0 | 0 | 0 | 0 | 0 | 0.29264 | 0 | 0 | 0 | 0 | 1.3485 | 0 | 0 | 0
2 | 59 | 16 | 59 | 1.7069 | 61.8647 | 0 | 2.2768 | 0.0016645 | 0 | 68.7387 | 68.7591 | 68.7591 | -0.0017113 | -0.0037928 | -0.00046122 | 0 | 0 | 0.0063426 | 0.0014162 | -0.00025773 | 0.00045624 | -0.00056012 | -3.8316e-05 | -0.001353 | -0.0010615 | 0.0026854 | 0.00056426 | 0 | 0 | 0 | 0 | 0 | 0 | 0 | 0 | 0 | 0 | 0 | 0.29263 | 0 | 0 | 0 | 0 | 1.4143 | 0 | 0 | 0
2 | 59 | 17 | 59 | 1.97 | 61.8647 | 0 | 2.2768 | -0.0013356 | 0 | 68.7591 | 68.7427 | 68.7427 | -0.0017149 | -0.0038007 | -0.00046219 | 0 | 0 | 0.0046777 | 0.0010445 | -0.00025819 | -0.0010407 | -0.0012492 | -3.8396e-05 | -0.0013558 | -0.0010641 | 0.0039265 | 0.00082442 | 0 | 0 | 0 | 0 | 0 | 0 | 0 | 0 | 0 | 0 | 0 | 0.29263 | 0 | 0 | 0 | 0 | 1.6774 | 0 | 0 | 0
2 | 59 | 18 | 59 | 2.5838 | 61.8647 | 0 | 3.8767 | -0.0068545 | 0 | 68.7427 | 68.6587 | 68.6587 | -0.001712 | -0.0037944 | -0.00046142 | 0 | 0 | 0.0013082 | 0.0002921 | -0.00025834 | -0.0023282 | -0.0015858 | -3.8332e-05 | -0.0013536 | -0.0011577 | 0.0042349 | 0.00088946 | 0 | 0 | 0 | 0 | 0 | 0 | 0 | 0 | 0 | 0 | 0 | 0.4788 | 0 | 0 | 0 | 0 | 2.105 | 0 | 0 | 0
2 | 59 | 19 | 57.92 | 2.5509 | 61.8647 | 0 | 3.8767 | -0.009588 | 0 | 68.6587 | 68.5412 | 68.5412 | -0.001887 | -0.0041823 | -0.00050859 | 0 | 0 | 0 | 0 | -0.00028357 | -0.002895 | -0.0017567 | -4.2251e-05 | -0.0014919 | -0.0010858 | 0.0045452 | 0.0009545 | 0 | 0 | 0 | 0 | 0 | 0 | 0 | 0 | 0 | 0 | 0 | 0.47886 | 0 | 0 | 0 | 0 | 2.0721 | 0 | 0 | 0
2 | 59 | 20 | 57.92 | 2.4194 | 61.8647 | 0 | 3.8767 | -0.0070552 | 0 | 68.5412 | 68.4547 | 68.4547 | -0.0018664 | -0.0041365 | -0.00050302 | 0 | 0 | 0 | 0 | -0.00028165 | -0.0028633 | -0.0017378 | -4.1788e-05 | -0.0014756 | -0.0012762 | 0.0071272 | 0.0014959 | 0 | 0 | 0 | 0 | 0 | 0 | 0 | 0 | 0 | 0 | 0 | 0.4789 | 0 | 0 | 0 | 0 | 1.9405 | 0 | 0 | 0
2 | 59 | 21 | 57.92 | 2.3208 | 61.8647 | 0 | 3.8767 | -0.007176 | 0 | 68.4547 | 68.3668 | 68.3668 | -0.0018512 | -0.0041028 | -0.00049893 | 0 | 0 | 0 | 0 | -0.00028067 | -0.00284 | -0.0017241 | -4.1448e-05 | -0.0014636 | -0.0015004 | 0.0071272 | 0.0014959 | 0 | 0 | 0 | 0 | 0 | 0 | 0 | 0 | 0 | 0 | 0 | 0.47894 | 0 | 0 | 0 | 0 | 1.8419 | 0 | 0 | 0
2 | 59 | 22 | 55.04 | 2.1363 | 61.8647 | 0 | 3.1383 | -0.010435 | 0 | 68.3668 | 68.2389 | 68.2389 | -0.0023418 | -0.0051902 | -0.00063116 | 0 | 0 | 0 | 0 | -0.00035386 | -0.0035927 | -0.0021807 | -5.2433e-05 | -0.0018515 | -0.0016813 | 0.0074411 | 0.0015609 | 0 | 0 | 0 | 0 | 0 | 0 | 0 | 0 | 0 | 0 | 0 | 0.3931 | 0 | 0 | 0 | 0 | 1.7432 | 0 | 0 | 0
2 | 59 | 23 | 51.98 | 1.8732 | 61.8647 | 0 | 3.1383 | -0.014101 | 0 | 68.2389 | 68.0661 | 68.0661 | -0.002857 | -0.0063322 | -0.00077002 | 0 | 0 | 0 | 0 | -0.00042976 | -0.0043832 | -0.0026599 | -6.397e-05 | -0.0022589 | -0.0017873 | 0.0074411 | 0.0015609 | 0 | 0 | 0 | 0 | 0 | 0 | 0 | 0 | 0 | 0 | 0 | 0.39319 | 0 | 0 | 0 | 0 | 1.4801 | 0 | 0 | 0
2 | 59 | 24 | 49.1 | 1.306 | 61.8647 | 0 | 0.52305 | -0.01817 | 0 | 68.0661 | 67.8434 | 67.8434 | -0.0033328 | -0.0073865 | -0.00089824 | 0 | 0 | 0 | 0 | -0.00049914 | -0.005113 | -0.0031022 | -7.4621e-05 | -0.002635 | -0.0018443 | 0.0067153 | 0.0014098 | 0 | 0 | 0 | 0 | 0 | 0 | 0 | 0 | 0 | 0 | 0 | 0.089054 | 0 | 0 | 0 | 0 | 1.2169 | 0 | 0 | 0
3 | 60 | 1 | 46.22 | 1.01 | 61.9933 | 0 | 0.52262 | -0.026045 | 0 | 67.8434 | 67.5242 | 67.5242 | -0.0037997 | -0.0084214 | -0.0010241 | 0 | 0 | 0 | 0 | -0.00056636 | -0.0058294 | -0.0035361 | -8.5076e-05 | -0.0030042 | -0.0018455 | 0.0020667 | 0.00043418 | 0 | 0 | 0 | 0 | 0 | 0 | 0 | 0 | 0 | 0 | 0 | 0.089037 | 0 | 0 | 0 | 0 | 0.92093 | 0 | 0 | 0
3 | 60 | 2 | 43.34 | 0.94436 | 61.9933 | 0 | 0.52262 | -0.029181 | 0 | 67.5242 | 67.1666 | 67.1666 | -0.0042497 | -0.0094187 | -0.0011454 | 0 | 0 | 0 | 0 | -0.00063078 | -0.0065198 | -0.0039541 | -9.5151e-05 | -0.0033599 | -0.0018738 | 0.0020667 | 0.00043418 | 0 | 0 | 0 | 0 | 0 | 0 | 0 | 0 | 0 | 0 | 0 | 0.089213 | 0 | 0 | 0 | 0 | 0.85515 | 0 | 0 | 0
3 | 60 | 3 | 40.28 | 0.91167 | 61.9933 | 0 | 0.52262 | -0.03252 | 0 | 67.1666 | 66.7681 | 66.7681 | -0.0047246 | -0.010471 | -0.0012734 | 0 | 0 | 0 | 0 | -0.00069844 | -0.0072483 | -0.0043951 | -0.00010578 | -0.0037354 | -0.0019345 | 0.0020667 | 0.00043418 | 0 | 0 | 0 | 0 | 0 | 0 | 0 | 0 | 0 | 0 | 0 | 0.089409 | 0 | 0 | 0 | 0 | 0.82226 | 0 | 0 | 0
3 | 60 | 4 | 37.4 | 0.87899 | 61.9933 | 0 | 0.52262 | -0.035658 | 0 | 66.7681 | 66.3311 | 66.3311 | -0.0051606 | -0.011438 | -0.0013909 | 0 | 0 | 0 | 0 | -0.00076064 | -0.0079173 | -0.0048001 | -0.00011555 | -0.0040801 | -0.0020621 | 0.0020667 | 0.00043418 | 0 | 0 | 0 | 0 | 0 | 0 | 0 | 0 | 0 | 0 | 0 | 0.089624 | 0 | 0 | 0 | 0 | 0.78937 | 0 | 0 | 0
3 | 60 | 5 | 39.2 | 1.3398 | 61.9933 | 0 | 0.52262 | -0.032865 | -0.0058486 | 66.3311 | 65.9283 | 66 | -0.0047675 | -0.010566 | -0.0012849 | 0 | 0 | 0 | 0 | -0.00070245 | -0.0073142 | -0.0044344 | -0.00010675 | -0.0037694 | -0.0019861 | 0.0020667 | 0.00043418 | 0 | 0.46065 | 0 | 0 | 0 | 0 | 0 | 0 | 0 | 0 | 0 | 0.089787 | 0 | 0 | 0 | 0 | 0.78937 | 0 | 0 | 0
3 | 60 | 6 | 39.2 | 16.2857 | 61.9933 | 0 | 0.61485 | -0.031038 | -0.19423 | 66 | 65.6196 | 68 | -0.0047093 | -0.010437 | -0.0012692 | 0 | 0 | 0 | 0 | -0.00069491 | -0.0072249 | -0.0043806 | -0.00010544 | -0.0037234 | -0.0019455 | 0.0034529 | 0.00072422 | 0 | 15.2982 | 0 | 0 | 0 | 0 | 0 | 0 | 0 | 0 | 0 | 0.09951 | 0 | 0 | 0 | 0 | 0.88804 | 0 | 0 | 0
3 | 60 | 7 | 39.2 | 4.3005 | 61.9933 | 0 | 4.6114 | -0.032832 | -0.032832 | 68 | 67.5976 | 68 | -0.0050608 | -0.011216 | -0.001364 | 0 | 0 | 0 | 0 | -0.0007467 | -0.0077641 | -0.0047075 | -0.00011331 | -0.0040012 | -0.0021962 | 0.0043383 | 0.00091055 | 0 | 2.5859 | 0 | 0 | 0 | 0 | 0 | 0 | 0 | 0 | 0 | 0.56349 | 0 | 0 | 0 | 0 | 1.1512 | 0 | 0 | 0
3 | 60 | 8 | 39.2 | 3.892 | 61.9933 | 0 | 4.6114 | -0.025139 | -0.025139 | 68 | 67.6919 | 68 | -0.0050608 | -0.011216 | -0.001364 | 0 | 0 | 0.0042714 | 0.00086126 | -0.00075214 | -0.0088348 | -0.004976 | -0.00011331 | -0.0040012 | -0.0026294 | 0.0086767 | 0.0018211 | 0 | 1.98 | 0 | 0 | 0 | 0 | 0 | 0 | 0 | 0 | 0 | 0.56349 | 0 | 0 | 0 | 0 | 1.3485 | 0 | 0 | 0
3 | 60 | 9 | 44.6 | 2.1202 | 61.9933 | 0 | 3.9965 | -0.003132 | -0.003132 | 68 | 67.9616 | 68 | -0.0041119 | -0.0091133 | -0.0011082 | 0 | 0 | 0.014576 | 0.0028101 | -0.00060918 | -0.0031788 | -0.0021988 | -9.2066e-05 | -0.003251 | -0.0019176 | 0.0050623 | 0.0010617 | 0 | 0.24668 | 0 | 0 | 0 | 0 | 0 | 0 | 0 | 0 | 0 | 0.49211 | 0 | 0 | 0 | 0 | 1.3814 | 0 | 0 | 0
3 | 60 | 10 | 48.2 | 1.9063 | 61.9933 | 0 | 3.9965 | 0.012276 | 0 | 68 | 68.1504 | 68.1504 | -0.0034793 | -0.0077112 | -0.00093773 | 0 | 0 | 0.019937 | 0.0048305 | -0.00051534 | 0.0017729 | -0.0010453 | -7.7902e-05 | -0.0027508 | -0.0014947 | 0.0030973 | 0.00065039 | 0 | 0 | 0 | 0 | 0 | 0 | 0 | 0 | 0 | 0 | 0 | 0.49203 | 0 | 0 | 0 | 0 | 1.4143 | 0 | 0 | 0
3 | 60 | 11 | 51.8 | 1.9391 | 61.9933 | 0 | 3.9965 | 0.024332 | 0 | 68.1504 | 68.4486 | 68.4486 | -0.0028731 | -0.0063678 | -0.00077436 | 0 | 0 | 0.022945 | 0.0063297 | -0.00042787 | 0.0058709 | -0.00041916 | -6.433e-05 | -0.0022716 | -0.001363 | 0.0030973 | 0.00065039 | 0 | 0 | 0 | 0 | 0 | 0 | 0 | 0 | 0 | 0 | 0 | 0.49189 | 0 | 0 | 0 | 0 | 1.4472 | 0 | 0 | 0
3 | 60 | 12 | 53.6 | 1.8032 | 61.9933 | 0 | 2.8283 | 0.032054 | 0 | 68.4486 | 68.8415 | 68.8415 | -0.0026092 | -0.0057829 | -0.00070323 | 0 | 0 | 0.024451 | 0.0073102 | -0.00039088 | 0.0087498 | -0.00037999 | -5.8421e-05 | -0.0020629 | -0.0014674 | 0.0041315 | 0.0008666 | 0 | 0 | 0 | 0 | 0 | 0 | 0 | 0 | 0 | 0 | 0 | 0.35607 | 0 | 0 | 0 | 0 | 1.4472 | 0 | 0 | 0
3 | 60 | 13 | 55.58 | 1.7701 | 61.9933 | 0 | 2.8283 | 0.03412 | 0 | 68.8415 | 69.2596 | 69.2596 | -0.0023303 | -0.0051648 | -0.00062806 | 0 | 0 | 0.02473 | 0.0074887 | -0.00034867 | 0.010008 | -0.000258 | -5.2176e-05 | -0.0018424 | -0.0012296 | 0.0030973 | 0.00065039 | 0 | 0 | 0 | 0 | 0 | 0 | 0 | 0 | 0 | 0 | 0 | 0.35587 | 0 | 0 | 0 | 0 | 1.4143 | 0 | 0 | 0
3 | 60 | 14 | 57.2 | 1.6728 | 61.9933 | 0 | 2.2749 | 0.032981 | 0 | 69.2596 | 69.6638 | 69.6638 | -0.0021191 | -0.0046967 | -0.00057114 | 0 | 0 | 0.023071 | 0.0069266 | -0.00031661 | 0.0097563 | 0.00055988 | -4.7448e-05 | -0.0016755 | -0.0010315 | 0.0025838 | 0.00054141 | 0 | 0 | 0 | 0 | 0 | 0 | 0 | 0 | 0 | 0 | 0 | 0.29143 | 0 | 0 | 0 | 0 | 1.3814 | 0 | 0 | 0
3 | 60 | 15 | 57.2 | 1.6398 | 61.9933 | 0 | 2.2749 | 0.028992 | 0 | 69.6638 | 70.0191 | 70.0191 | -0.0021902 | -0.0048541 | -0.00059029 | 0 | 0 | 0.020586 | 0.0058199 | -0.00033054 | 0.0091678 | 0.001447 | -4.9038e-05 | -0.0017316 | -0.0015321 | 0.0026854 | 0.00056426 | 0 | 0 | 0 | 0 | 0 | 0 | 0 | 0 | 0 | 0 | 0 | 0.29125 | 0 | 0 | 0 | 0 | 1.3485 | 0 | 0 | 0
3 | 60 | 16 | 57.2 | 1.7054 | 61.9933 | 0 | 2.2749 | 0.018162 | 0 | 70.0191 | 70.2417 | 70.2417 | -0.0022526 | -0.0049925 | -0.00060711 | 0 | 0 | 0.016105 | 0.0039247 | -0.00034295 | 0.0059041 | 0.0011408 | -5.0436e-05 | -0.001781 | -0.0021356 | 0.0026854 | 0.00056426 | 0 | 0 | 0 | 0 | 0 | 0 | 0 | 0 | 0 | 0 | 0 | 0.29114 | 0 | 0 | 0 | 0 | 1.4143 | 0 | 0 | 0
3 | 60 | 17 | 55.4 | 1.9685 | 61.9933 | 0 | 2.2749 | 0.00017704 | 0 | 70.2417 | 70.2439 | 70.2439 | -0.002608 | -0.0057802 | -0.0007029 | 0 | 0 | 0.0074096 | 0.0018633 | -0.00039296 | 0.00064344 | -0.00032617 | -5.8394e-05 | -0.002062 | -0.0017352 | 0.0039265 | 0.00082442 | 0 | 0 | 0 | 0 | 0 | 0 | 0 | 0 | 0 | 0 | 0 | 0.29114 | 0 | 0 | 0 | 0 | 1.6774 | 0 | 0 | 0
3 | 60 | 18 | 55.4 | 2.5818 | 61.9933 | 0 | 3.8735 | -0.011074 | 0 | 70.2439 | 70.1081 | 70.1081 | -0.0026084 | -0.005781 | -0.00070301 | 0 | 0 | 0.0034381 | 0.00039821 | -0.00038891 | -0.0043304 | -0.0020155 | -5.8402e-05 | -0.0020623 | -0.0011979 | 0.0042349 | 0.00088946 | 0 | 0 | 0 | 0 | 0 | 0 | 0 | 0 | 0 | 0 | 0 | 0.47681 | 0 | 0 | 0 | 0 | 2.105 | 0 | 0 | 0
3 | 60 | 19 | 53.6 | 2.549 | 61.9933 | 0 | 3.8735 | -0.016547 | 0 | 70.1081 | 69.9054 | 69.9054 | -0.0029008 | -0.0064292 | -0.00078183 | 0 | 0 | 0 | 0 | -0.00042986 | -0.0044504 | -0.002699 | -6.495e-05 | -0.0022935 | -0.0010425 | 0.0045452 | 0.0009545 | 0 | 0 | 0 | 0 | 0 | 0 | 0 | 0 | 0 | 0 | 0 | 0.47691 | 0 | 0 | 0 | 0 | 2.0721 | 0 | 0 | 0
3 | 60 | 20 | 53.6 | 2.4175 | 61.9933 | 0 | 3.8735 | -0.013699 | 0 | 69.9054 | 69.7375 | 69.7375 | -0.0028652 | -0.0063502 | -0.00077222 | 0 | 0 | 0 | 0 | -0.00042409 | -0.0043957 | -0.0026656 | -6.4152e-05 | -0.0022653 | -0.0010233 | 0.0071272 | 0.0014959 | 0 | 0 | 0 | 0 | 0 | 0 | 0 | 0 | 0 | 0 | 0 | 0.47699 | 0 | 0 | 0 | 0 | 1.9405 | 0 | 0 | 0
3 | 60 | 21 | 48.2 | 2.319 | 61.9933 | 0 | 3.8735 | -0.020293 | 0 | 69.7375 | 69.4888 | 69.4888 | -0.0037846 | -0.0083879 | -0.00102 | 0 | 0 | 0 | 0 | -0.00055923 | -0.0058062 | -0.0035207 | -8.4738e-05 | -0.0029922 | -0.0012647 | 0.0071272 | 0.0014959 | 0 | 0 | 0 | 0 | 0 | 0 | 0 | 0 | 0 | 0 | 0 | 0.47711 | 0 | 0 | 0 | 0 | 1.8419 | 0 | 0 | 0
3 | 60 | 22 | 50 | 2.1347 | 61.9933 | 0 | 3.1357 | -0.017131 | 0 | 69.4888 | 69.2788 | 69.2788 | -0.0034246 | -0.00759 | -0.00092299 | 0 | 0 | 0 | 0 | -0.00049882 | -0.0052539 | -0.0031837 | -7.6677e-05 | -0.0027076 | -0.00091361 | 0.0074411 | 0.0015609 | 0 | 0 | 0 | 0 | 0 | 0 | 0 | 0 | 0 | 0 | 0 | 0.39155 | 0 | 0 | 0 | 0 | 1.7432 | 0 | 0 | 0
3 | 60 | 23 | 46.4 | 1.8717 | 61.9933 | 0 | 3.1357 | -0.021572 | 0 | 69.2788 | 69.0145 | 69.0145 | -0.0040203 | -0.0089103 | -0.0010835 | 0 | 0 | 0 | 0 | -0.00059106 | -0.0061678 | -0.0037391 | -9.0015e-05 | -0.0031786 | -0.0012325 | 0.0074411 | 0.0015609 | 0 | 0 | 0 | 0 | 0 | 0 | 0 | 0 | 0 | 0 | 0 | 0.39168 | 0 | 0 | 0 | 0 | 1.4801 | 0 | 0 | 0
3 | 60 | 24 | 44.6 | 1.3054 | 61.9933 | 0 | 0.52262 | -0.024319 | 0 | 69.0145 | 68.7164 | 68.7164 | -0.0042901 | -0.0095084 | -0.0011563 | 0 | 0 | 0 | 0 | -0.00062958 | -0.0065818 | -0.0039897 | -9.6057e-05 | -0.0033919 | -0.0013906 | 0.0067153 | 0.0014098 | 0 | 0 | 0 | 0 | 0 | 0 | 0 | 0 | 0 | 0 | 0 | 0.08845 | 0 | 0 | 0 | 0 | 1.2169 | 0 | 0 | 0
3 | 61 | 1 | 42.8 | 1.0094 | 62.1254 | 0 | 0.52218 | -0.030954 | 0 | 68.7164 | 68.3371 | 68.3371 | -0.0045541 | -0.010093 | -0.0012274 | 0 | 0 | 0 | 0 | -0.0006686 | -0.0069867 | -0.0042352 | -0.00010197 | -0.0036006 | -0.0015532 | 0.0020667 | 0.00043418 | 0 | 0 | 0 | 0 | 0 | 0 | 0 | 0 | 0 | 0 | 0 | 0.088458 | 0 | 0 | 0 | 0 | 0.92093 | 0 | 0 | 0
3 | 61 | 2 | 39.2 | 0.94382 | 62.1254 | 0 | 0.52218 | -0.03535 | 0 | 68.3371 | 67.9039 | 67.9039 | -0.00512 | -0.011348 | -0.0013799 | 0 | 0 | 0 | 0 | -0.00075523 | -0.007855 | -0.0047625 | -0.00011464 | -0.004048 | -0.0020333 | 0.0020667 | 0.00043418 | 0 | 0 | 0 | 0 | 0 | 0 | 0 | 0 | 0 | 0 | 0 | 0.088671 | 0 | 0 | 0 | 0 | 0.85515 | 0 | 0 | 0
3 | 61 | 3 | 39.2 | 0.91114 | 62.1254 | 0 | 0.52218 | -0.035249 | 0 | 67.9039 | 67.4719 | 67.4719 | -0.0050439 | -0.011179 | -0.0013594 | 0 | 0 | 0 | 0 | -0.0007479 | -0.0077382 | -0.0046928 | -0.00011293 | -0.0039879 | -0.0024538 | 0.0020667 | 0.00043418 | 0 | 0 | 0 | 0 | 0 | 0 | 0 | 0 | 0 | 0 | 0 | 0.088884 | 0 | 0 | 0 | 0 | 0.82226 | 0 | 0 | 0
3 | 61 | 4 | 41 | 0.87844 | 62.1254 | 0 | 0.52218 | -0.031883 | 0 | 67.4719 | 67.0811 | 67.0811 | -0.0046517 | -0.01031 | -0.0012537 | 0 | 0 | 0 | 0 | -0.00068353 | -0.0071365 | -0.0043261 | -0.00010415 | -0.0036778 | -0.0018065 | 0.0020667 | 0.00043418 | 0 | 0 | 0 | 0 | 0 | 0 | 0 | 0 | 0 | 0 | 0 | 0.089076 | 0 | 0 | 0 | 0 | 0.78937 | 0 | 0 | 0
3 | 61 | 5 | 39.2 | 0.87865 | 62.1254 | 0 | 0.52218 | -0.033768 | 0 | 67.0811 | 66.6673 | 66.6673 | -0.0048993 | -0.010859 | -0.0013205 | 0 | 0 | 0 | 0 | -0.00072276 | -0.0075164 | -0.0045573 | -0.0001097 | -0.0038736 | -0.0019762 | 0.0020667 | 0.00043418 | 0 | 0 | 0 | 0 | 0 | 0 | 0 | 0 | 0 | 0 | 0 | 0.08928 | 0 | 0 | 0 | 0 | 0.78937 | 0 | 0 | 0
3 | 61 | 6 | 37.4 | 12.2408 | 62.1254 | 0 | 0.61432 | -0.034136 | -0.14288 | 66.6673 | 66.249 | 68 | -0.0051429 | -0.011398 | -0.0013861 | 0 | 0 | 0 | 0 | -0.00075732 | -0.0078901 | -0.0047835 | -0.00011515 | -0.0040661 | -0.0020495 | 0.0034529 | 0.00072422 | 0 | 11.2535 | 0 | 0 | 0 | 0 | 0 | 0 | 0 | 0 | 0 | 0.0993 | 0 | 0 | 0 | 0 | 0.88804 | 0 | 0 | 0
3 | 61 | 7 | 37.4 | 4.5125 | 62.1254 | 0 | 4.6074 | -0.035543 | -0.035543 | 68 | 67.5644 | 68 | -0.0053771 | -0.011917 | -0.0014492 | 0 | 0 | 0 | 0 | -0.00079735 | -0.0082494 | -0.0050028 | -0.00012039 | -0.0042513 | -0.0027162 | 0.0043383 | 0.00091055 | 0 | 2.7994 | 0 | 0 | 0 | 0 | 0 | 0 | 0 | 0 | 0 | 0.56191 | 0 | 0 | 0 | 0 | 1.1512 | 0 | 0 | 0
3 | 61 | 8 | 41 | 3.5948 | 62.1254 | 0 | 4.6074 | -0.021386 | -0.021386 | 68 | 67.7379 | 68 | -0.0047445 | -0.010515 | -0.0012787 | 0 | 0 | 0.0048517 | 0.00096652 | -0.00070339 | -0.0080783 | -0.0043208 | -0.00010623 | -0.0037511 | -0.0023821 | 0.0086767 | 0.0018211 | 0 | 1.6844 | 0 | 0 | 0 | 0 | 0 | 0 | 0 | 0 | 0 | 0.56191 | 0 | 0 | 0 | 0 | 1.3485 | 0 | 0 | 0
3 | 61 | 9 | 44.6 | 2.2142 | 62.1254 | 0 | 3.9931 | -0.0043426 | -0.0043426 | 68 | 67.9468 | 68 | -0.0041119 | -0.0091133 | -0.0011082 | 0 | 0 | 0.014688 | 0.0028786 | -0.00062172 | -0.0030479 | -0.002159 | -9.2066e-05 | -0.003251 | -0.0034665 | 0.0050623 | 0.0010617 | 0 | 0.34203 | 0 | 0 | 0 | 0 | 0 | 0 | 0 | 0 | 0 | 0.49074 | 0 | 0 | 0 | 0 | 1.3814 | 0 | 0 | 0
3 | 61 | 10 | 46.4 | 1.905 | 62.1254 | 0 | 3.9931 | 0.0096654 | 0 | 68 | 68.1185 | 68.1185 | -0.0037956 | -0.0084123 | -0.001023 | 0 | 0 | 0.019949 | 0.0049057 | -0.00056882 | 0.0015614 | -0.0012442 | -8.4984e-05 | -0.0030009 | -0.0023689 | 0.0030973 | 0.00065039 | 0 | 0 | 0 | 0 | 0 | 0 | 0 | 0 | 0 | 0 | 0 | 0.49068 | 0 | 0 | 0 | 0 | 1.4143 | 0 | 0 | 0
3 | 61 | 11 | 48.2 | 1.9377 | 62.1254 | 0 | 3.9931 | 0.019001 | 0 | 68.1185 | 68.3513 | 68.3513 | -0.0035001 | -0.0077574 | -0.00094334 | 0 | 0 | 0.022746 | 0.006311 | -0.00052452 | 0.0049299 | -0.0010309 | -7.8368e-05 | -0.0027673 | -0.0021316 | 0.0030973 | 0.00065039 | 0 | 0 | 0 | 0 | 0 | 0 | 0 | 0 | 0 | 0 | 0 | 0.49057 | 0 | 0 | 0 | 0 | 1.4472 | 0 | 0 | 0
3 | 61 | 12 | 51.8 | 1.8023 | 62.1254 | 0 | 2.8259 | 0.031004 | 0 | 68.3513 | 68.7313 | 68.7313 | -0.0029084 | -0.006446 | -0.00078387 | 0 | 0 | 0.024782 | 0.0074777 | -0.00043202 | 0.0085904 | -0.00064661 | -6.512e-05 | -0.0022995 | -0.0012634 | 0.0041315 | 0.0008666 | 0 | 0 | 0 | 0 | 0 | 0 | 0 | 0 | 0 | 0 | 0 | 0.35516 | 0 | 0 | 0 | 0 | 1.4472 | 0 | 0 | 0
3 | 61 | 13 | 51.8 | 1.7693 | 62.1254 | 0 | 2.8259 | 0.029571 | 0 | 68.7313 | 69.0937 | 69.0937 | -0.0029752 | -0.006594 | -0.00080187 | 0 | 0 | 0.024918 | 0.0076677 | -0.00044609 | 0.0092036 | -0.00099966 | -6.6615e-05 | -0.0023523 | -0.0017308 | 0.0030973 | 0.00065039 | 0 | 0 | 0 | 0 | 0 | 0 | 0 | 0 | 0 | 0 | 0 | 0.35498 | 0 | 0 | 0 | 0 | 1.4143 | 0 | 0 | 0
3 | 61 | 14 | 53.6 | 1.6722 | 62.1254 | 0 | 2.273 | 0.027622 | 0 | 69.0937 | 69.4322 | 69.4322 | -0.0027226 | -0.0060341 | -0.00073378 | 0 | 0 | 0.022983 | 0.0069858 | -0.0004098 | 0.008681 | -0.00021221 | -6.0959e-05 | -0.0021526 | -0.0018268 | 0.0025838 | 0.00054141 | 0 | 0 | 0 | 0 | 0 | 0 | 0 | 0 | 0 | 0 | 0 | 0.29076 | 0 | 0 | 0 | 0 | 1.3814 | 0 | 0 | 0
3 | 61 | 15 | 53.6 | 1.6391 | 62.1254 | 0 | 2.273 | 0.021759 | 0 | 69.4322 | 69.6988 | 69.6988 | -0.0027821 | -0.006166 | -0.00074981 | 0 | 0 | 0.020186 | 0.0057869 | -0.00041899 | 0.0068149 | -2.465e-05 | -6.2291e-05 | -0.0021996 | -0.0018749 | 0.0026854 | 0.00056426 | 0 | 0 | 0 | 0 | 0 | 0 | 0 | 0 | 0 | 0 | 0 | 0.29063 | 0 | 0 | 0 | 0 | 1.3485 | 0 | 0 | 0
3 | 61 | 16 | 53.6 | 1.7048 | 62.1254 | 0 | 2.273 | 0.012848 | 0 | 69.6988 | 69.8563 | 69.8563 | -0.0028289 | -0.0062698 | -0.00076244 | 0 | 0 | 0.016061 | 0.0039808 | -0.00042308 | 0.003824 | -0.00019461 | -6.334e-05 | -0.0022366 | -0.0014884 | 0.0026854 | 0.00056426 | 0 | 0 | 0 | 0 | 0 | 0 | 0 | 0 | 0 | 0 | 0 | 0.29055 | 0 | 0 | 0 | 0 | 1.4143 | 0 | 0 | 0
3 | 61 | 17 | 55.4 | 1.9679 | 62.1254 | 0 | 2.273 | 0.0014799 | 0 | 69.8563 | 69.8744 | 69.8744 | -0.0025403 | -0.0056301 | -0.00068465 | 0 | 0 | 0.0073903 | 0.0019022 | -0.00038054 | 0.0010809 | -9.962e-05 | -5.6877e-05 | -0.0020084 | -0.0014193 | 0.0039265 | 0.00082442 | 0 | 0 | 0 | 0 | 0 | 0 | 0 | 0 | 0 | 0 | 0 | 0.29055 | 0 | 0 | 0 | 0 | 1.6774 | 0 | 0 | 0
3 | 61 | 18 | 53.6 | 2.5806 | 62.1254 | 0 | 3.8702 | -0.01255 | 0 | 69.8744 | 69.7206 | 69.7206 | -0.0028598 | -0.0063382 | -0.00077076 | 0 | 0 | 0.003438 | 0.00042119 | -0.00043001 | -0.0041567 | -0.0019741 | -6.4031e-05 | -0.002261 | -0.0017894 | 0.0042349 | 0.00088946 | 0 | 0 | 0 | 0 | 0 | 0 | 0 | 0 | 0 | 0 | 0 | 0.47567 | 0 | 0 | 0 | 0 | 2.105 | 0 | 0 | 0
3 | 61 | 19 | 51.8 | 2.5479 | 62.1254 | 0 | 3.8702 | -0.018767 | 0 | 69.7206 | 69.4906 | 69.4906 | -0.003149 | -0.0069793 | -0.00084872 | 0 | 0 | 0 | 0 | -0.00047006 | -0.0048312 | -0.0029309 | -7.0507e-05 | -0.0024897 | -0.0015431 | 0.0045452 | 0.0009545 | 0 | 0 | 0 | 0 | 0 | 0 | 0 | 0 | 0 | 0 | 0 | 0.47578 | 0 | 0 | 0 | 0 | 2.0721 | 0 | 0 | 0
3 | 61 | 20 | 50 | 2.4164 | 62.1254 | 0 | 3.8702 | -0.017685 | 0 | 69.4906 | 69.2739 | 69.2739 | -0.0034249 | -0.0075908 | -0.00092308 | 0 | 0 | 0 | 0 | -0.00050538 | -0.0052544 | -0.0031859 | -7.6684e-05 | -0.0027079 | -0.0011429 | 0.0071272 | 0.0014959 | 0 | 0 | 0 | 0 | 0 | 0 | 0 | 0 | 0 | 0 | 0 | 0.47589 | 0 | 0 | 0 | 0 | 1.9405 | 0 | 0 | 0
3 | 61 | 21 | 48.2 | 2.3179 | 62.1254 | 0 | 3.8702 | -0.019766 | 0 | 69.2739 | 69.0317 | 69.0317 | -0.0037031 | -0.0082074 | -0.00099806 | 0 | 0 | 0 | 0 | -0.00054668 | -0.0056813 | -0.0034447 | -8.2914e-05 | -0.0029278 | -0.0013012 | 0.0071272 | 0.0014959 | 0 | 0 | 0 | 0 | 0 | 0 | 0 | 0 | 0 | 0 | 0 | 0.47601 | 0 | 0 | 0 | 0 | 1.8419 | 0 | 0 | 0
3 | 61 | 22 | 46.4 | 2.1339 | 62.1254 | 0 | 3.1331 | -0.021419 | 0 | 69.0317 | 68.7692 | 68.7692 | -0.0039769 | -0.0088141 | -0.0010718 | 0 | 0 | 0 | 0 | -0.00058604 | -0.0061012 | -0.0036991 | -8.9043e-05 | -0.0031442 | -0.0013776 | 0.0074411 | 0.0015609 | 0 | 0 | 0 | 0 | 0 | 0 | 0 | 0 | 0 | 0 | 0 | 0.39073 | 0 | 0 | 0 | 0 | 1.7432 | 0 | 0 | 0
3 | 61 | 23 | 42.8 | 1.8709 | 62.1254 | 0 | 3.1331 | -0.025943 | 0 | 68.7692 | 68.4512 | 68.4512 | -0.0045633 | -0.010114 | -0.0012299 | 0 | 0 | 0 | 0 | -0.00067512 | -0.007001 | -0.0042453 | -0.00010217 | -0.0036079 | -0.0018452 | 0.0074411 | 0.0015609 | 0 | 0 | 0 | 0 | 0 | 0 | 0 | 0 | 0 | 0 | 0 | 0.39088 | 0 | 0 | 0 | 0 | 1.4801 | 0 | 0 | 0
3 | 61 | 24 | 41 | 1.3055 | 62.1254 | 0 | 0.52218 | -0.028544 | 0 | 68.4512 | 68.1014 | 68.1014 | -0.0048238 | -0.010691 | -0.0013001 | 0 | 0 | 0 | 0 | -0.00071143 | -0.0074005 | -0.004487 | -0.000108 | -0.0038138 | -0.0019237 | 0.0067153 | 0.0014098 | 0 | 0 | 0 | 0 | 0 | 0 | 0 | 0 | 0 | 0 | 0 | 0.088574 | 0 | 0 | 0 | 0 | 1.2169 | 0 | 0 | 0
3 | 62 | 1 | 39.2 | 1.0095 | 62.2609 | 0 | 0.52172 | -0.035134 | 0 | 68.1014 | 67.6709 | 67.6709 | -0.0050786 | -0.011256 | -0.0013688 | 0 | 0 | 0 | 0 | -0.00074927 | -0.0077915 | -0.0047241 | -0.00011371 | -0.0040153 | -0.0021032 | 0.0020667 | 0.00043418 | 0 | 0 | 0 | 0 | 0 | 0 | 0 | 0 | 0 | 0 | 0 | 0.088603 | 0 | 0 | 0 | 0 | 0.92093 | 0 | 0 | 0
3 | 62 | 2 | 37.4 | 0.94397 | 62.2609 | 0 | 0.52172 | -0.03737 | 0 | 67.6709 | 67.2129 | 67.2129 | -0.0053192 | -0.011789 | -0.0014336 | 0 | 0 | 0 | 0 | -0.00078975 | -0.0081606 | -0.0049493 | -0.0001191 | -0.0042056 | -0.0026699 | 0.0020667 | 0.00043418 | 0 | 0 | 0 | 0 | 0 | 0 | 0 | 0 | 0 | 0 | 0 | 0.088828 | 0 | 0 | 0 | 0 | 0.85515 | 0 | 0 | 0
3 | 62 | 3 | 37.4 | 0.9113 | 62.2609 | 0 | 0.52172 | -0.036466 | 0 | 67.2129 | 66.766 | 66.766 | -0.0052388 | -0.011611 | -0.0014119 | 0 | 0 | 0 | 0 | -0.00077329 | -0.0080372 | -0.0048731 | -0.0001173 | -0.0041419 | -0.002328 | 0.0020667 | 0.00043418 | 0 | 0 | 0 | 0 | 0 | 0 | 0 | 0 | 0 | 0 | 0 | 0.089048 | 0 | 0 | 0 | 0 | 0.82226 | 0 | 0 | 0
3 | 62 | 4 | 35.6 | 0.87865 | 62.2609 | 0 | 0.52172 | -0.038428 | 0 | 66.766 | 66.2951 | 66.2951 | -0.0054765 | -0.012138 | -0.001476 | 0 | 0 | 0 | 0 | -0.00081145 | -0.008402 | -0.0050952 | -0.00012262 | -0.0043299 | -0.0026427 | 0.0020667 | 0.00043418 | 0 | 0 | 0 | 0 | 0 | 0 | 0 | 0 | 0 | 0 | 0 | 0.08928 | 0 | 0 | 0 | 0 | 0.78937 | 0 | 0 | 0
3 | 62 | 5 | 35.6 | 1.9222 | 62.2609 | 0 | 0.52172 | -0.037323 | -0.013247 | 66.2951 | 65.8377 | 66 | -0.0053938 | -0.011954 | -0.0014537 | 0 | 0 | 0 | 0 | -0.00079088 | -0.008275 | -0.0050158 | -0.00012077 | -0.0042645 | -0.0021212 | 0.0020667 | 0.00043418 | 0 | 1.0434 | 0 | 0 | 0 | 0 | 0 | 0 | 0 | 0 | 0 | 0.089425 | 0 | 0 | 0 | 0 | 0.78937 | 0 | 0 | 0
3 | 62 | 6 | 35.6 | 16.6489 | 62.2609 | 0 | 0.61378 | -0.035654 | -0.19885 | 66 | 65.5631 | 68 | -0.0053419 | -0.011839 | -0.0014397 | 0 | 0 | 0 | 0 | -0.00078556 | -0.0081954 | -0.0049683 | -0.00011961 | -0.0042235 | -0.0021929 | 0.0034529 | 0.00072422 | 0 | 15.6617 | 0 | 0 | 0 | 0 | 0 | 0 | 0 | 0 | 0 | 0.099084 | 0 | 0 | 0 | 0 | 0.88804 | 0 | 0 | 0
3 | 62 | 7 | 35.6 | 4.6553 | 62.2609 | 0 | 4.6034 | -0.037376 | -0.037376 | 68 | 67.5419 | 68 | -0.0056934 | -0.012618 | -0.0015345 | 0 | 0 | 0 | 0 | -0.00083558 | -0.0087346 | -0.0052946 | -0.00012748 | -0.0045014 | -0.0023746 | 0.0043383 | 0.00091055 | 0 | 2.9438 | 0 | 0 | 0 | 0 | 0 | 0 | 0 | 0 | 0 | 0.56029 | 0 | 0 | 0 | 0 | 1.1512 | 0 | 0 | 0
3 | 62 | 8 | 37.4 | 3.8585 | 62.2609 | 0 | 4.6034 | -0.024755 | -0.024755 | 68 | 67.6966 | 68 | -0.0053771 | -0.011917 | -0.0014492 | 0 | 0 | 0.0045234 | 0.00092916 | -0.00078674 | -0.0082775 | -0.0045951 | -0.00012039 | -0.0042513 | -0.0021091 | 0.0086767 | 0.0018211 | 0 | 1.9497 | 0 | 0 | 0 | 0 | 0 | 0 | 0 | 0 | 0 | 0.56029 | 0 | 0 | 0 | 0 | 1.3485 | 0 | 0 | 0
3 | 62 | 9 | 41 | 2.6308 | 62.2609 | 0 | 3.9896 | -0.0096505 | -0.0096505 | 68 | 67.8817 | 68 | -0.0047445 | -0.010515 | -0.0012787 | 0 | 0 | 0.012035 | 0.0024965 | -0.00069795 | -0.0035095 | -0.0026713 | -0.00010623 | -0.0037511 | -0.00197 | 0.0050623 | 0.0010617 | 0 | 0.76009 | 0 | 0 | 0 | 0 | 0 | 0 | 0 | 0 | 0 | 0.48934 | 0 | 0 | 0 | 0 | 1.3814 | 0 | 0 | 0
3 | 62 | 10 | 42.8 | 1.9036 | 62.2609 | 0 | 3.9896 | 0.0067085 | 0 | 68 | 68.0822 | 68.0822 | -0.0044282 | -0.0098143 | -0.0011935 | 0 | 0 | 0.019633 | 0.004863 | -0.00065384 | 0.0014078 | -0.0013847 | -9.9148e-05 | -0.0035011 | -0.001868 | 0.0030973 | 0.00065039 | 0 | 0 | 0 | 0 | 0 | 0 | 0 | 0 | 0 | 0 | 0 | 0.4893 | 0 | 0 | 0 | 0 | 1.4143 | 0 | 0 | 0
3 | 62 | 11 | 46.4 | 1.9364 | 62.2609 | 0 | 3.9896 | 0.018112 | 0 | 68.0822 | 68.3042 | 68.3042 | -0.00381 | -0.0084443 | -0.0010269 | 0 | 0 | 0.022373 | 0.0062452 | -0.00055965 | 0.0049915 | -0.00094302 | -8.5307e-05 | -0.0030123 | -0.0013643 | 0.0030973 | 0.00065039 | 0 | 0 | 0 | 0 | 0 | 0 | 0 | 0 | 0 | 0 | 0 | 0.48919 | 0 | 0 | 0 | 0 | 1.4472 | 0 | 0 | 0
3 | 62 | 12 | 48.2 | 1.8014 | 62.2609 | 0 | 2.8234 | 0.027573 | 0 | 68.3042 | 68.6421 | 68.6421 | -0.0035327 | -0.0078297 | -0.00095213 | 0 | 0 | 0.024423 | 0.0074244 | -0.00051841 | 0.0083288 | -0.00077323 | -7.9098e-05 | -0.0027931 | -0.0011231 | 0.0041315 | 0.0008666 | 0 | 0 | 0 | 0 | 0 | 0 | 0 | 0 | 0 | 0 | 0 | 0.35421 | 0 | 0 | 0 | 0 | 1.4472 | 0 | 0 | 0
3 | 62 | 13 | 53.6 | 1.7683 | 62.2609 | 0 | 2.8234 | 0.033259 | 0 | 68.6421 | 69.0497 | 69.0497 | -0.0026432 | -0.0058582 | -0.00071239 | 0 | 0 | 0.02455 | 0.0076098 | -0.00038881 | 0.010168 | -0.00031818 | -5.9182e-05 | -0.0020898 | -0.00074667 | 0.0030973 | 0.00065039 | 0 | 0 | 0 | 0 | 0 | 0 | 0 | 0 | 0 | 0 | 0 | 0.35401 | 0 | 0 | 0 | 0 | 1.4143 | 0 | 0 | 0
3 | 62 | 14 | 53.6 | 1.6714 | 62.2609 | 0 | 2.271 | 0.028552 | 0 | 69.0497 | 69.3996 | 69.3996 | -0.0027148 | -0.006017 | -0.0007317 | 0 | 0 | 0.022734 | 0.0069356 | -0.00040282 | 0.0088912 | -1.8353e-05 | -6.0786e-05 | -0.0021464 | -0.0010415 | 0.0025838 | 0.00054141 | 0 | 0 | 0 | 0 | 0 | 0 | 0 | 0 | 0 | 0 | 0 | 0.28998 | 0 | 0 | 0 | 0 | 1.3814 | 0 | 0 | 0
3 | 62 | 15 | 57.2 | 1.6383 | 62.2609 | 0 | 2.271 | 0.027403 | 0 | 69.3996 | 69.7354 | 69.7354 | -0.0021437 | -0.0047512 | -0.00057777 | 0 | 0 | 0.020033 | 0.0057983 | -0.00031681 | 0.0078889 | 0.00063278 | -4.7998e-05 | -0.0016949 | -0.00066665 | 0.0026854 | 0.00056426 | 0 | 0 | 0 | 0 | 0 | 0 | 0 | 0 | 0 | 0 | 0 | 0.28982 | 0 | 0 | 0 | 0 | 1.3485 | 0 | 0 | 0
3 | 62 | 16 | 57.2 | 1.704 | 62.2609 | 0 | 2.271 | 0.019786 | 0 | 69.7354 | 69.9779 | 69.9779 | -0.0022027 | -0.004882 | -0.00059368 | 0 | 0 | 0.01634 | 0.0040602 | -0.00033017 | 0.0060166 | 0.0011096 | -4.932e-05 | -0.0017416 | -0.0011908 | 0.0026854 | 0.00056426 | 0 | 0 | 0 | 0 | 0 | 0 | 0 | 0 | 0 | 0 | 0 | 0.2897 | 0 | 0 | 0 | 0 | 1.4143 | 0 | 0 | 0
3 | 62 | 17 | 57.2 | 1.9671 | 62.2609 | 0 | 2.271 | 0.0036096 | 0 | 69.9779 | 70.0221 | 70.0221 | -0.0022454 | -0.0049764 | -0.00060516 | 0 | 0 | 0.0082181 | 0.0019324 | -0.00033573 | 0.00093742 | -0.00030778 | -5.0274e-05 | -0.0017752 | -0.0011088 | 0.0039265 | 0.00082442 | 0 | 0 | 0 | 0 | 0 | 0 | 0 | 0 | 0 | 0 | 0 | 0.28968 | 0 | 0 | 0 | 0 | 1.6774 | 0 | 0 | 0
3 | 62 | 18 | 55.4 | 2.5792 | 62.2609 | 0 | 3.8668 | -0.010579 | 0 | 70.0221 | 69.8925 | 69.8925 | -0.0025694 | -0.0056947 | -0.0006925 | 0 | 0 | 0.0026778 | 0.00059204 | -0.00038251 | -0.0033054 | -0.0022861 | -5.753e-05 | -0.0020315 | -0.0010645 | 0.0042349 | 0.00088946 | 0 | 0 | 0 | 0 | 0 | 0 | 0 | 0 | 0 | 0 | 0 | 0.47423 | 0 | 0 | 0 | 0 | 2.105 | 0 | 0 | 0
3 | 62 | 19 | 55.4 | 2.5464 | 62.2609 | 0 | 3.8668 | -0.014486 | 0 | 69.8925 | 69.715 | 69.715 | -0.0025466 | -0.0056442 | -0.00068636 | 0 | 0 | 0 | 0 | -0.00038177 | -0.003907 | -0.0023706 | -5.702e-05 | -0.0020135 | -0.0014238 | 0.0045452 | 0.0009545 | 0 | 0 | 0 | 0 | 0 | 0 | 0 | 0 | 0 | 0 | 0 | 0.47432 | 0 | 0 | 0 | 0 | 2.0721 | 0 | 0 | 0
3 | 62 | 20 | 51.8 | 2.4149 | 62.2609 | 0 | 3.8668 | -0.015811 | 0 | 69.715 | 69.5212 | 69.5212 | -0.003148 | -0.0069771 | -0.00084845 | 0 | 0 | 0 | 0 | -0.00046709 | -0.0048296 | -0.002929 | -7.0485e-05 | -0.0024889 | -0.0011797 | 0.0071272 | 0.0014959 | 0 | 0 | 0 | 0 | 0 | 0 | 0 | 0 | 0 | 0 | 0 | 0.47441 | 0 | 0 | 0 | 0 | 1.9405 | 0 | 0 | 0
3 | 62 | 21 | 51.8 | 2.3164 | 62.2609 | 0 | 3.8668 | -0.015456 | 0 | 69.5212 | 69.3318 | 69.3318 | -0.003114 | -0.0069016 | -0.00083928 | 0 | 0 | 0 | 0 | -0.00045982 | -0.0047774 | -0.0028967 | -6.9723e-05 | -0.002462 | -0.0010623 | 0.0071272 | 0.0014959 | 0 | 0 | 0 | 0 | 0 | 0 | 0 | 0 | 0 | 0 | 0 | 0.4745 | 0 | 0 | 0 | 0 | 1.8419 | 0 | 0 | 0
3 | 62 | 22 | 51.8 | 2.1326 | 62.2609 | 0 | 3.1303 | -0.015353 | 0 | 69.3318 | 69.1436 | 69.1436 | -0.0030807 | -0.0068279 | -0.00083031 | 0 | 0 | 0 | 0 | -0.00045953 | -0.0047263 | -0.0028671 | -6.8977e-05 | -0.0024357 | -0.0014977 | 0.0074411 | 0.0015609 | 0 | 0 | 0 | 0 | 0 | 0 | 0 | 0 | 0 | 0 | 0 | 0.38944 | 0 | 0 | 0 | 0 | 1.7432 | 0 | 0 | 0
3 | 62 | 23 | 51.8 | 1.8696 | 62.2609 | 0 | 3.1303 | -0.01589 | 0 | 69.1436 | 68.9489 | 68.9489 | -0.0030476 | -0.0067546 | -0.00082139 | 0 | 0 | 0 | 0 | -0.00046009 | -0.0046756 | -0.0028378 | -6.8237e-05 | -0.0024096 | -0.0022564 | 0.0074411 | 0.0015609 | 0 | 0 | 0 | 0 | 0 | 0 | 0 | 0 | 0 | 0 | 0 | 0.38954 | 0 | 0 | 0 | 0 | 1.4801 | 0 | 0 | 0
3 | 62 | 24 | 50 | 1.305 | 62.2609 | 0 | 0.52172 | -0.018642 | 0 | 68.9489 | 68.7204 | 68.7204 | -0.0033297 | -0.0073798 | -0.00089742 | 0 | 0 | 0 | 0 | -0.00050185 | -0.0051084 | -0.0031002 | -7.4553e-05 | -0.0026326 | -0.0023328 | 0.0067153 | 0.0014098 | 0 | 0 | 0 | 0 | 0 | 0 | 0 | 0 | 0 | 0 | 0 | 0.088086 | 0 | 0 | 0 | 0 | 1.2169 | 0 | 0 | 0
3 | 63 | 1 | 50 | 1.009 | 62.3997 | 0 | 0.52124 | -0.022645 | 0 | 68.7204 | 68.4429 | 68.4429 | -0.0032896 | -0.0072908 | -0.0008866 | 0 | 0 | 0 | 0 | -0.00049326 | -0.0050468 | -0.0030621 | -7.3654e-05 | -0.0026008 | -0.0019676 | 0.0020667 | 0.00043418 | 0 | 0 | 0 | 0 | 0 | 0 | 0 | 0 | 0 | 0 | 0 | 0.088035 | 0 | 0 | 0 | 0 | 0.92093 | 0 | 0 | 0
3 | 63 | 2 | 48.2 | 0.94333 | 62.3997 | 0 | 0.52124 | -0.024704 | 0 | 68.4429 | 68.1402 | 68.1402 | -0.0035571 | -0.0078837 | -0.0009587 | 0 | 0 | 0 | 0 | -0.0005338 | -0.0054572 | -0.0033113 | -7.9644e-05 | -0.0028124 | -0.0021767 | 0.0020667 | 0.00043418 | 0 | 0 | 0 | 0 | 0 | 0 | 0 | 0 | 0 | 0 | 0 | 0.088184 | 0 | 0 | 0 | 0 | 0.85515 | 0 | 0 | 0
3 | 63 | 3 | 51.8 | 0.91056 | 62.3997 | 0 | 0.52124 | -0.019301 | 0 | 68.1402 | 67.9036 | 67.9036 | -0.0028713 | -0.0063638 | -0.00077387 | 0 | 0 | 0 | 0 | -0.00042898 | -0.0044051 | -0.0026724 | -6.4289e-05 | -0.0022702 | -0.0015173 | 0.0020667 | 0.00043418 | 0 | 0 | 0 | 0 | 0 | 0 | 0 | 0 | 0 | 0 | 0 | 0.0883 | 0 | 0 | 0 | 0 | 0.82226 | 0 | 0 | 0
3 | 63 | 4 | 53.6 | 0.87777 | 62.3997 | 0 | 0.52124 | -0.017111 | 0 | 67.9036 | 67.6939 | 67.6939 | -0.0025135 | -0.0055706 | -0.00067742 | 0 | 0 | 0 | 0 | -0.00037918 | -0.0038561 | -0.0023403 | -5.6277e-05 | -0.0019872 | -0.0017973 | 0.0020667 | 0.00043418 | 0 | 0 | 0 | 0 | 0 | 0 | 0 | 0 | 0 | 0 | 0 | 0.088403 | 0 | 0 | 0 | 0 | 0.78937 | 0 | 0 | 0
3 | 63 | 5 | 53.6 | 0.87787 | 62.3997 | 0 | 0.52124 | -0.016826 | 0 | 67.6939 | 67.4877 | 67.4877 | -0.0024766 | -0.005489 | -0.00066749 | 0 | 0 | 0 | 0 | -0.0003738 | -0.0037995 | -0.0023061 | -5.5452e-05 | -0.0019581 | -0.0017666 | 0.0020667 | 0.00043418 | 0 | 0 | 0 | 0 | 0 | 0 | 0 | 0 | 0 | 0 | 0 | 0.088505 | 0 | 0 | 0 | 0 | 0.78937 | 0 | 0 | 0
3 | 63 | 6 | 53.6 | 5.4951 | 62.3997 | 0 | 0.61323 | -0.015438 | -0.057239 | 67.4877 | 67.2985 | 68 | -0.0024404 | -0.0054087 | -0.00065772 | 0 | 0 | 0 | 0 | -0.0003699 | -0.003744 | -0.0022727 | -5.464e-05 | -0.0019294 | -0.0020136 | 0.0034529 | 0.00072422 | 0 | 4.5082 | 0 | 0 | 0 | 0 | 0 | 0 | 0 | 0 | 0 | 0.098863 | 0 | 0 | 0 | 0 | 0.88804 | 0 | 0 | 0
3 | 63 | 7 | 55.4 | 2.7162 | 62.3997 | 0 | 4.5992 | -0.012778 | -0.012778 | 68 | 67.8434 | 68 | -0.0022141 | -0.0049072 | -0.00059674 | 0 | 0 | 0 | 0 | -0.00033543 | -0.0033968 | -0.002062 | -4.9574e-05 | -0.0017505 | -0.0018045 | 0.0043383 | 0.00091055 | 0 | 1.0065 | 0 | 0 | 0 | 0 | 0 | 0 | 0 | 0 | 0 | 0.55864 | 0 | 0 | 0 | 0 | 1.1512 | 0 | 0 | 0
3 | 63 | 8 | 55.4 | 2.216 | 62.3997 | 0 | 4.5992 | -0.0039209 | -0.0039209 | 68 | 67.9519 | 68 | -0.0022141 | -0.0049072 | -0.00059674 | 0 | 0 | 0.0023388 | 0.00052223 | -0.00033414 | -0.0023287 | -0.0017264 | -4.9574e-05 | -0.0017505 | -0.0015514 | 0.0086767 | 0.0018211 | 0 | 0.30882 | 0 | 0 | 0 | 0 | 0 | 0 | 0 | 0 | 0 | 0.55864 | 0 | 0 | 0 | 0 | 1.3485 | 0 | 0 | 0
3 | 63 | 9 | 55.4 | 2.4933 | 62.3997 | 0 | 3.986 | -0.007923 | -0.007923 | 68 | 67.9029 | 68 | -0.0022141 | -0.0049072 | -0.00059674 | 0 | 0 | 0.002101 | 0.00046913 | -0.0003334 | -0.002485 | -0.0017891 | -4.9574e-05 | -0.0017505 | -0.0014297 | 0.0050623 | 0.0010617 | 0 | 0.62402 | 0 | 0 | 0 | 0 | 0 | 0 | 0 | 0 | 0 | 0.4879 | 0 | 0 | 0 | 0 | 1.3814 | 0 | 0 | 0
3 | 63 | 10 | 57.2 | 2.1441 | 62.3997 | 0 | 3.986 | -0.0030721 | -0.0030721 | 68 | 67.9624 | 68 | -0.0018978 | -0.0042061 | -0.00051149 | 0 | 0 | 0.0042416 | 0.0009471 | -0.0002849 | -0.0007831 | -0.0010387 | -4.2492e-05 | -0.0015005 | -0.001093 | 0.0030973 | 0.00065039 | 0 | 0.24196 | 0 | 0 | 0 | 0 | 0 | 0 | 0 | 0 | 0 | 0.4879 | 0 | 0 | 0 | 0 | 1.4143 | 0 | 0 | 0
3 | 63 | 11 | 62.6 | 1.935 | 62.3997 | 0 | 3.986 | 0.012551 | 0 | 68 | 68.1538 | 68.1538 | -0.0009489 | -0.0021031 | -0.00025574 | 0 | 0 | 0.0083853 | 0.0018976 | -0.00014298 | 0.002673 | 0.00062132 | -2.1246e-05 | -0.00075023 | -0.00055118 | 0.0030973 | 0.00065039 | 0 | 0 | 0 | 0 | 0 | 0 | 0 | 0 | 0 | 0 | 0 | 0.48783 | 0 | 0 | 0 | 0 | 1.4472 | 0 | 0 | 0
3 | 63 | 12 | 64.4 | 1.8004 | 62.3997 | 0 | 2.8209 | 0.026957 | 0 | 68.1538 | 68.4842 | 68.4842 | -0.00065963 | -0.001462 | -0.00017778 | 0 | 0 | 0.014089 | 0.0032455 | -9.8822e-05 | 0.0059113 | 0.0019477 | -1.4769e-05 | -0.00052152 | -0.00029972 | 0.0041315 | 0.0008666 | 0 | 0 | 0 | 0 | 0 | 0 | 0 | 0 | 0 | 0 | 0 | 0.35327 | 0 | 0 | 0 | 0 | 1.4472 | 0 | 0 | 0
3 | 63 | 13 | 66.2 | 1.7674 | 62.3997 | 0 | 2.8209 | 0.028759 | 0 | 68.4842 | 68.8366 | 68.8366 | -0.00040138 | -0.00088959 | -0.00010818 | 0 | 0 | 0.01499 | 0.0034727 | -6.1218e-05 | 0.0065169 | 0.0021932 | -8.987e-06 | -0.00031734 | -0.00037479 | 0.0030973 | 0.00065039 | 0 | 0 | 0 | 0 | 0 | 0 | 0 | 0 | 0 | 0 | 0 | 0.3531 | 0 | 0 | 0 | 0 | 1.4143 | 0 | 0 | 0
3 | 63 | 14 | 71.6 | 1.6706 | 62.3997 | 0 | 2.2689 | 0.041452 | 0 | 68.8366 | 69.3446 | 69.3446 | 0.00048558 | 0.0010762 | 0.00013087 | 0 | 0 | 0.018176 | 0.0044393 | 7.3359e-05 | 0.009655 | 0.0035972 | 1.0872e-05 | 0.00038392 | 0.00029852 | 0.0025838 | 0.00054141 | 0 | 0 | 0 | 0 | 0 | 0 | 0 | 0 | 0 | 0 | 0 | 0.28919 | 0 | 0 | 0 | 0 | 1.3814 | 0 | 0 | 0
3 | 63 | 15 | 73.4 | 1.6374 | 62.3997 | 0 | 2.2689 | 0.047823 | 0 | 69.3446 | 69.9307 | 69.9307 | 0.00071261 | 0.0015794 | 0.00019206 | 0 | 0 | 0.01957 | 0.005303 | 0.00010802 | 0.012021 | 0.0039754 | 1.5955e-05 | 0.00056342 | 0.00053178 | 0.0026854 | 0.00056426 | 0 | 0 | 0 | 0 | 0 | 0 | 0 | 0 | 0 | 0 | 0 | 0.2889 | 0 | 0 | 0 | 0 | 1.3485 | 0 | 0 | 0
3 | 63 | 16 | 75.2 | 1.7029 | 62.3997 | 0 | 2.2689 | 0.043204 | 0 | 69.9307 | 70.4602 | 70.4602 | 0.00092593 | 0.0020522 | 0.00024955 | 0 | 0 | 0.015576 | 0.0039438 | 0.00013976 | 0.011275 | 0.0044497 | 2.0732e-05 | 0.00073207 | 0.00058995 | 0.0026854 | 0.00056426 | 0 | 0 | 0 | 0 | 0 | 0 | 0 | 0 | 0 | 0 | 0 | 0.28864 | 0 | 0 | 0 | 0 | 1.4143 | 0 | 0 | 0
3 | 63 | 17 | 75.2 | 1.9659 | 62.3997 | 0 | 2.2689 | 0.028895 | 0 | 70.4602 | 70.8143 | 70.8143 | 0.00083289 | 0.001846 | 0.00022448 | 0 | 0 | 0.007395 | 0.0019536 | 0.00012565 | 0.0070897 | 0.003473 | 1.8648e-05 | 0.00065851 | 0.00052676 | 0.0039265 | 0.00082442 | 0 | 0 | 0 | 0 | 0 | 0 | 0 | 0 | 0 | 0 | 0 | 0.28847 | 0 | 0 | 0 | 0 | 1.6774 | 0 | 0 | 0
3 | 63 | 18 | 73.4 | 2.5773 | 62.3997 | 0 | 3.8633 | 0.014502 | 0 | 70.8143 | 70.992 | 70.992 | 0.00045436 | 0.001007 | 0.00012246 | 0 | 0 | 0.0034088 | 0.00042924 | 6.8703e-05 | 0.0016895 | 0.0015219 | 1.0173e-05 | 0.00035923 | 0.0003058 | 0.0042349 | 0.00088946 | 0 | 0 | 0 | 0 | 0 | 0 | 0 | 0 | 0 | 0 | 0 | 0.4723 | 0 | 0 | 0 | 0 | 2.105 | 0 | 0 | 0
3 | 63 | 19 | 69.8 | 2.5444 | 62.3997 | 0 | 3.8633 | 0.0029582 | 0 | 70.992 | 71.0283 | 71.0283 | -0.00020946 | -0.00046424 | -5.6454e-05 | 0 | 0 | 0 | 0 | -3.1693e-05 | -0.00032135 | -0.00019507 | -4.6899e-06 | -0.00016561 | -0.00013844 | 0.0045452 | 0.0009545 | 0 | 0 | 0 | 0 | 0 | 0 | 0 | 0 | 0 | 0 | 0 | 0.47229 | 0 | 0 | 0 | 0 | 2.0721 | 0 | 0 | 0
3 | 63 | 20 | 68 | 2.4128 | 62.3997 | 0 | 3.8633 | 0.0032103 | 0 | 71.0283 | 71.0676 | 71.0676 | -0.00053213 | -0.0011794 | -0.00014342 | 0 | 0 | 0 | 0 | -7.9758e-05 | -0.00081638 | -0.00049534 | -1.1915e-05 | -0.00042072 | -0.00023785 | 0.0071272 | 0.0014959 | 0 | 0 | 0 | 0 | 0 | 0 | 0 | 0 | 0 | 0 | 0 | 0.47227 | 0 | 0 | 0 | 0 | 1.9405 | 0 | 0 | 0
3 | 63 | 21 | 66.2 | 2.3141 | 62.3997 | 0 | 3.8633 | 0.00081519 | 0 | 71.0676 | 71.0776 | 71.0776 | -0.00085535 | -0.0018957 | -0.00023053 | 0 | 0 | 0 | 0 | -0.00012822 | -0.0013122 | -0.0007962 | -1.9151e-05 | -0.00067626 | -0.00039828 | 0.0071272 | 0.0014959 | 0 | 0 | 0 | 0 | 0 | 0 | 0 | 0 | 0 | 0 | 0 | 0.47226 | 0 | 0 | 0 | 0 | 1.8419 | 0 | 0 | 0
3 | 63 | 22 | 66.2 | 2.1306 | 62.3997 | 0 | 3.1275 | 0.0010208 | 0 | 71.0776 | 71.0901 | 71.0901 | -0.0008571 | -0.0018996 | -0.000231 | 0 | 0 | 0 | 0 | -0.00012901 | -0.0013149 | -0.00079798 | -1.9191e-05 | -0.00067765 | -0.00049373 | 0.0074411 | 0.0015609 | 0 | 0 | 0 | 0 | 0 | 0 | 0 | 0 | 0 | 0 | 0 | 0.38737 | 0 | 0 | 0 | 0 | 1.7432 | 0 | 0 | 0
3 | 63 | 23 | 64.4 | 1.8674 | 62.3997 | 0 | 3.1275 | -0.0014521 | 0 | 71.0901 | 71.0723 | 71.0723 | -0.0011756 | -0.0026055 | -0.00031684 | 0 | 0 | 0 | 0 | -0.00017746 | -0.0018036 | -0.0010946 | -2.6322e-05 | -0.00092947 | -0.00076376 | 0.0074411 | 0.0015609 | 0 | 0 | 0 | 0 | 0 | 0 | 0 | 0 | 0 | 0 | 0 | 0.38738 | 0 | 0 | 0 | 0 | 1.4801 | 0 | 0 | 0
3 | 63 | 24 | 64.4 | 1.3037 | 62.3997 | 0 | 0.52124 | -0.0020866 | 0 | 71.0723 | 71.0467 | 71.0467 | -0.0011725 | -0.0025986 | -0.000316 | 0 | 0 | 0 | 0 | -0.00017649 | -0.0017988 | -0.0010916 | -2.6252e-05 | -0.00092699 | -0.00069475 | 0.0067153 | 0.0014098 | 0 | 0 | 0 | 0 | 0 | 0 | 0 | 0 | 0 | 0 | 0 | 0.086753 | 0 | 0 | 0 | 0 | 1.2169 | 0 | 0 | 0
3 | 64 | 1 | 64.4 | 1.0075 | 62.5419 | 0 | 0.52076 | -0.0067012 | 0 | 71.0467 | 70.9646 | 70.9646 | -0.001168 | -0.0025886 | -0.00031479 | 0 | 0 | 0 | 0 | -0.00017582 | -0.0017919 | -0.0010874 | -2.6151e-05 | -0.00092344 | -0.00069181 | 0.0020667 | 0.00043418 | 0 | 0 | 0 | 0 | 0 | 0 | 0 | 0 | 0 | 0 | 0 | 0.086601 | 0 | 0 | 0 | 0 | 0.92093 | 0 | 0 | 0
3 | 64 | 2 | 64.4 | 0.94179 | 62.5419 | 0 | 0.52076 | -0.0064653 | 0 | 70.9646 | 70.8854 | 70.8854 | -0.0011535 | -0.0025566 | -0.0003109 | 0 | 0 | 0 | 0 | -0.00017282 | -0.0017697 | -0.0010738 | -2.5828e-05 | -0.00091203 | -0.00055671 | 0.0020667 | 0.00043418 | 0 | 0 | 0 | 0 | 0 | 0 | 0 | 0 | 0 | 0 | 0 | 0.08664 | 0 | 0 | 0 | 0 | 0.85515 | 0 | 0 | 0
3 | 64 | 3 | 64.4 | 0.90893 | 62.5419 | 0 | 0.52076 | -0.0063614 | 0 | 70.8854 | 70.8074 | 70.8074 | -0.0011396 | -0.0025258 | -0.00030715 | 0 | 0 | 0 | 0 | -0.00017074 | -0.0017484 | -0.0010608 | -2.5516e-05 | -0.00090102 | -0.0005491 | 0.0020667 | 0.00043418 | 0 | 0 | 0 | 0 | 0 | 0 | 0 | 0 | 0 | 0 | 0 | 0.086678 | 0 | 0 | 0 | 0 | 0.82226 | 0 | 0 | 0
3 | 64 | 4 | 64.4 | 0.87608 | 62.5419 | 0 | 0.52076 | -0.0060815 | 0 | 70.8074 | 70.7329 | 70.7329 | -0.0011259 | -0.0024954 | -0.00030346 | 0 | 0 | 0 | 0 | -0.00016731 | -0.0017274 | -0.0010477 | -2.521e-05 | -0.00089019 | -0.00036564 | 0.0020667 | 0.00043418 | 0 | 0 | 0 | 0 | 0 | 0 | 0 | 0 | 0 | 0 | 0 | 0.086715 | 0 | 0 | 0 | 0 | 0.78937 | 0 | 0 | 0
3 | 64 | 5 | 64.4 | 0.87612 | 62.5419 | 0 | 0.52076 | -0.0059858 | 0 | 70.7329 | 70.6595 | 70.6595 | -0.0011128 | -0.0024664 | -0.00029993 | 0 | 0 | 0 | 0 | -0.00016537 | -0.0017073 | -0.0010355 | -2.4916e-05 | -0.00087984 | -0.00036044 | 0.0020667 | 0.00043418 | 0 | 0 | 0 | 0 | 0 | 0 | 0 | 0 | 0 | 0 | 0 | 0.086751 | 0 | 0 | 0 | 0 | 0.78937 | 0 | 0 | 0
3 | 64 | 6 | 64.4 | 0.98539 | 62.5419 | 0 | 0.61266 | -0.0044134 | 0 | 70.6595 | 70.6055 | 70.6055 | -0.0010999 | -0.0024378 | -0.00029645 | 0 | 0 | 0 | 0 | -0.00016256 | -0.0016875 | -0.0010232 | -2.4628e-05 | -0.00086965 | -0.00026456 | 0.0034529 | 0.00072422 | 0 | 0 | 0 | 0 | 0 | 0 | 0 | 0 | 0 | 0 | 0 | 0.097354 | 0 | 0 | 0 | 0 | 0.88804 | 0 | 0 | 0
3 | 64 | 7 | 64.4 | 1.7069 | 62.5419 | 0 | 4.5949 | -0.0036661 | 0 | 70.6055 | 70.5605 | 70.5605 | -0.0010904 | -0.0024168 | -0.00029389 | 0 | 0 | 0 | 0 | -0.00016297 | -0.0016729 | -0.0010149 | -2.4415e-05 | -0.00086213 | -0.00046605 | 0.0043383 | 0.00091055 | 0 | 0 | 0 | 0 | 0 | 0 | 0 | 0 | 0 | 0 | 0 | 0.5557 | 0 | 0 | 0 | 0 | 1.1512 | 0 | 0 | 0
3 | 64 | 8 | 66.2 | 1.9041 | 62.5419 | 0 | 4.5949 | 0.010936 | 0 | 70.5605 | 70.6946 | 70.6946 | -0.00076624 | -0.0016982 | -0.00020651 | 0 | 0 | 0.0031707 | 0.00070529 | -0.00011415 | 0.0002351 | 2.4198e-06 | -1.7156e-05 | -0.00060581 | -0.00026683 | 0.0086767 | 0.0018211 | 0 | 0 | 0 | 0 | 0 | 0 | 0 | 0 | 0 | 0 | 0 | 0.55564 | 0 | 0 | 0 | 0 | 1.3485 | 0 | 0 | 0
3 | 64 | 9 | 66.2 | 1.8665 | 62.5419 | 0 | 3.9823 | 0.0038879 | 0 | 70.6946 | 70.7422 | 70.7422 | -0.00078979 | -0.0017504 | -0.00021286 | 0 | 0 | 0.0023785 | 0.00053109 | -0.00011702 | -3.4778e-05 | -0.00033245 | -1.7683e-05 | -0.00062443 | -0.00020457 | 0.0050623 | 0.0010617 | 0 | 0 | 0 | 0 | 0 | 0 | 0 | 0 | 0 | 0 | 0 | 0.4851 | 0 | 0 | 0 | 0 | 1.3814 | 0 | 0 | 0
3 | 64 | 10 | 66.2 | 1.8994 | 62.5419 | 0 | 3.9823 | 0.0029056 | 0 | 70.7422 | 70.7778 | 70.7778 | -0.00079816 | -0.001769 | -0.00021512 | 0 | 0 | 0.0031713 | 0.00070811 | -0.00011956 | 0.00016427 | -0.00031553 | -1.7871e-05 | -0.00063105 | -0.00036904 | 0.0030973 | 0.00065039 | 0 | 0 | 0 | 0 | 0 | 0 | 0 | 0 | 0 | 0 | 0 | 0.48508 | 0 | 0 | 0 | 0 | 1.4143 | 0 | 0 | 0
3 | 64 | 11 | 62.6 | 1.9321 | 62.5419 | 0 | 3.9823 | 0.01977 | 0 | 70.7778 | 71.0201 | 71.0201 | -0.001437 | -0.0031849 | -0.0003873 | 0 | 0 | 0.013893 | 0.0033087 | -0.0002145 | 0.0045698 | 0.0012026 | -3.2175e-05 | -0.0011362 | -0.00056024 | 0.0030973 | 0.00065039 | 0 | 0 | 0 | 0 | 0 | 0 | 0 | 0 | 0 | 0 | 0 | 0.48497 | 0 | 0 | 0 | 0 | 1.4472 | 0 | 0 | 0
3 | 64 | 12 | 57.2 | 1.7981 | 62.5419 | 0 | 2.8182 | 0.0058589 | 0 | 71.0201 | 71.0919 | 71.0919 | -0.0024285 | -0.0053823 | -0.00065452 | 0 | 0 | 0.0098939 | 0.0022423 | -0.00036393 | 0.0012117 | -0.00045933 | -5.4374e-05 | -0.00192 | -0.0012241 | 0.0041315 | 0.0008666 | 0 | 0 | 0 | 0 | 0 | 0 | 0 | 0 | 0 | 0 | 0 | 0.35096 | 0 | 0 | 0 | 0 | 1.4472 | 0 | 0 | 0
3 | 64 | 13 | 60.8 | 1.7652 | 62.5419 | 0 | 2.8182 | 0.0099938 | 0 | 71.0919 | 71.2144 | 71.2144 | -0.0018085 | -0.0040083 | -0.00048742 | 0 | 0 | 0.010524 | 0.0024274 | -0.00027228 | 0.0023157 | 0.00015642 | -4.0493e-05 | -0.0014299 | -0.0011308 | 0.0030973 | 0.00065039 | 0 | 0 | 0 | 0 | 0 | 0 | 0 | 0 | 0 | 0 | 0 | 0.3509 | 0 | 0 | 0 | 0 | 1.4143 | 0 | 0 | 0
3 | 64 | 14 | 60.8 | 1.6686 | 62.5419 | 0 | 2.2668 | 0.032513 | 0 | 71.2144 | 71.6128 | 71.6128 | -0.00183 | -0.0040559 | -0.00049322 | 0 | 0 | 0.022153 | 0.0060065 | -0.00027424 | 0.0087691 | 0.0015532 | -4.0975e-05 | -0.0014469 | -0.00095216 | 0.0025838 | 0.00054141 | 0 | 0 | 0 | 0 | 0 | 0 | 0 | 0 | 0 | 0 | 0 | 0.28724 | 0 | 0 | 0 | 0 | 1.3814 | 0 | 0 | 0
3 | 64 | 15 | 59 | 1.6356 | 62.5419 | 0 | 2.2668 | 0.027081 | 0 | 71.6128 | 71.9447 | 71.9447 | -0.0022163 | -0.0049122 | -0.00059734 | 0 | 0 | 0.019997 | 0.0057548 | -0.00033392 | 0.00834 | 0.0010333 | -4.9624e-05 | -0.0017523 | -0.0014314 | 0.0026854 | 0.00056426 | 0 | 0 | 0 | 0 | 0 | 0 | 0 | 0 | 0 | 0 | 0 | 0.28708 | 0 | 0 | 0 | 0 | 1.3485 | 0 | 0 | 0
3 | 64 | 16 | 57.2 | 1.7013 | 62.5419 | 0 | 2.2668 | 0.014906 | 0 | 71.9447 | 72.1274 | 72.1274 | -0.002591 | -0.0057424 | -0.00069831 | 0 | 0 | 0.015558 | 0.0040401 | -0.00038864 | 0.0047459 | 0.00029437 | -5.8012e-05 | -0.0020485 | -0.0014547 | 0.0026854 | 0.00056426 | 0 | 0 | 0 | 0 | 0 | 0 | 0 | 0 | 0 | 0 | 0 | 0.28699 | 0 | 0 | 0 | 0 | 1.4143 | 0 | 0 | 0
3 | 64 | 17 | 57.2 | 1.9644 | 62.5419 | 0 | 2.2668 | 0.00073446 | 0 | 72.1274 | 72.1364 | 72.1364 | -0.0026231 | -0.0058136 | -0.00070696 | 0 | 0 | 0.0074264 | 0.001986 | -0.00039111 | 0.00072938 | -0.00045956 | -5.8731e-05 | -0.0020739 | -0.0012069 | 0.0039265 | 0.00082442 | 0 | 0 | 0 | 0 | 0 | 0 | 0 | 0 | 0 | 0 | 0 | 0.28699 | 0 | 0 | 0 | 0 | 1.6774 | 0 | 0 | 0
3 | 64 | 18 | 53.6 | 2.5754 | 62.5419 | 0 | 3.8597 | -0.013337 | 0 | 72.1364 | 71.9729 | 71.9729 | -0.0032572 | -0.0072191 | -0.00087788 | 0 | 0 | 0.0034503 | 0.00049144 | -0.00048665 | -0.0035973 | -0.0018117 | -7.293e-05 | -0.0025753 | -0.0016158 | 0.0042349 | 0.00088946 | 0 | 0 | 0 | 0 | 0 | 0 | 0 | 0 | 0 | 0 | 0 | 0.4704 | 0 | 0 | 0 | 0 | 2.105 | 0 | 0 | 0
3 | 64 | 19 | 53.6 | 2.5426 | 62.5419 | 0 | 3.8597 | -0.019544 | 0 | 71.9729 | 71.7334 | 71.7334 | -0.0032285 | -0.0071555 | -0.00087014 | 0 | 0 | 0 | 0 | -0.00048297 | -0.0049531 | -0.0030053 | -7.2287e-05 | -0.0025526 | -0.0017686 | 0.0045452 | 0.0009545 | 0 | 0 | 0 | 0 | 0 | 0 | 0 | 0 | 0 | 0 | 0 | 0.47052 | 0 | 0 | 0 | 0 | 2.0721 | 0 | 0 | 0
3 | 64 | 20 | 51.8 | 2.4112 | 62.5419 | 0 | 3.8597 | -0.019577 | 0 | 71.7334 | 71.4935 | 71.4935 | -0.0035027 | -0.0077632 | -0.00094405 | 0 | 0 | 0 | 0 | -0.00052798 | -0.0053738 | -0.0032613 | -7.8427e-05 | -0.0027694 | -0.0024832 | 0.0071272 | 0.0014959 | 0 | 0 | 0 | 0 | 0 | 0 | 0 | 0 | 0 | 0 | 0 | 0.47063 | 0 | 0 | 0 | 0 | 1.9405 | 0 | 0 | 0
3 | 64 | 21 | 50 | 2.3126 | 62.5419 | 0 | 3.8597 | -0.021524 | 0 | 71.4935 | 71.2297 | 71.2297 | -0.0037769 | -0.0083708 | -0.0010179 | 0 | 0 | 0 | 0 | -0.00056807 | -0.0057944 | -0.0035162 | -8.4565e-05 | -0.0029861 | -0.0025365 | 0.0071272 | 0.0014959 | 0 | 0 | 0 | 0 | 0 | 0 | 0 | 0 | 0 | 0 | 0 | 0.47076 | 0 | 0 | 0 | 0 | 1.8419 | 0 | 0 | 0
3 | 64 | 22 | 48.2 | 2.1295 | 62.5419 | 0 | 3.1246 | -0.023312 | 0 | 71.2297 | 70.944 | 70.944 | -0.0040468 | -0.0089691 | -0.0010907 | 0 | 0 | 0 | 0 | -0.00060874 | -0.0062085 | -0.0037676 | -9.0609e-05 | -0.0031995 | -0.0027713 | 0.0074411 | 0.0015609 | 0 | 0 | 0 | 0 | 0 | 0 | 0 | 0 | 0 | 0 | 0 | 0.38629 | 0 | 0 | 0 | 0 | 1.7432 | 0 | 0 | 0
3 | 64 | 23 | 46.4 | 1.8665 | 62.5419 | 0 | 3.1246 | -0.02539 | 0 | 70.944 | 70.6329 | 70.6329 | -0.0043129 | -0.0095588 | -0.0011624 | 0 | 0 | 0 | 0 | -0.00064883 | -0.0066168 | -0.0040153 | -9.6567e-05 | -0.0034099 | -0.0030093 | 0.0074411 | 0.0015609 | 0 | 0 | 0 | 0 | 0 | 0 | 0 | 0 | 0 | 0 | 0 | 0.38644 | 0 | 0 | 0 | 0 | 1.4801 | 0 | 0 | 0
3 | 64 | 24 | 46.4 | 1.3039 | 62.5419 | 0 | 0.52076 | -0.025288 | 0 | 70.6329 | 70.323 | 70.323 | -0.0042582 | -0.0094377 | -0.0011477 | 0 | 0 | 0 | 0 | -0.00063726 | -0.0065329 | -0.0039635 | -9.5342e-05 | -0.0033667 | -0.0025638 | 0.0067153 | 0.0014098 | 0 | 0 | 0 | 0 | 0 | 0 | 0 | 0 | 0 | 0 | 0 | 0.086917 | 0 | 0 | 0 | 0 | 1.2169 | 0 | 0 | 0
3 | 65 | 1 | 44.6 | 1.0078 | 62.6873 | 0 | 0.52026 | -0.031966 | 0 | 70.323 | 69.9312 | 69.9312 | -0.0045201 | -0.010018 | -0.0012182 | 0 | 0 | 0 | 0 | -0.00067705 | -0.0069346 | -0.0042074 | -0.00010121 | -0.0035737 | -0.0027823 | 0.0020667 | 0.00043418 | 0 | 0 | 0 | 0 | 0 | 0 | 0 | 0 | 0 | 0 | 0 | 0.086913 | 0 | 0 | 0 | 0 | 0.92093 | 0 | 0 | 0
3 | 65 | 2 | 44.6 | 0.94225 | 62.6873 | 0 | 0.52026 | -0.030862 | 0 | 69.9312 | 69.553 | 69.553 | -0.0044512 | -0.0098654 | -0.0011997 | 0 | 0 | 0 | 0 | -0.00066115 | -0.006829 | -0.0041417 | -9.9664e-05 | -0.0035193 | -0.0021617 | 0.0020667 | 0.00043418 | 0 | 0 | 0 | 0 | 0 | 0 | 0 | 0 | 0 | 0 | 0 | 0.087099 | 0 | 0 | 0 | 0 | 0.85515 | 0 | 0 | 0
3 | 65 | 3 | 42.8 | 0.90956 | 62.6873 | 0 | 0.52026 | -0.033372 | 0 | 69.553 | 69.144 | 69.144 | -0.0047011 | -0.010419 | -0.001267 | 0 | 0 | 0 | 0 | -0.00070428 | -0.0072123 | -0.0043759 | -0.00010526 | -0.0037168 | -0.0029371 | 0.0020667 | 0.00043418 | 0 | 0 | 0 | 0 | 0 | 0 | 0 | 0 | 0 | 0 | 0 | 0.0873 | 0 | 0 | 0 | 0 | 0.82226 | 0 | 0 | 0
3 | 65 | 4 | 42.8 | 0.87686 | 62.6873 | 0 | 0.52026 | -0.032072 | 0 | 69.144 | 68.751 | 68.751 | -0.0046292 | -0.01026 | -0.0012477 | 0 | 0 | 0 | 0 | -0.00068599 | -0.007102 | -0.0043069 | -0.00010365 | -0.00366 | -0.0021429 | 0.0020667 | 0.00043418 | 0 | 0 | 0 | 0 | 0 | 0 | 0 | 0 | 0 | 0 | 0 | 0.087494 | 0 | 0 | 0 | 0 | 0.78937 | 0 | 0 | 0
3 | 65 | 5 | 42.8 | 0.87705 | 62.6873 | 0 | 0.52026 | -0.031863 | 0 | 68.751 | 68.3605 | 68.3605 | -0.0045601 | -0.010107 | -0.001229 | 0 | 0 | 0 | 0 | -0.00067912 | -0.0069961 | -0.0042436 | -0.0001021 | -0.0036054 | -0.0024072 | 0.0020667 | 0.00043418 | 0 | 0 | 0 | 0 | 0 | 0 | 0 | 0 | 0 | 0 | 0 | 0.087686 | 0 | 0 | 0 | 0 | 0.78937 | 0 | 0 | 0
3 | 65 | 6 | 42.8 | 1.0155 | 62.6873 | 0 | 0.61207 | -0.029784 | -0.00036841 | 68.3605 | 67.9955 | 68 | -0.0044915 | -0.0099547 | -0.0012105 | 0 | 0 | 0 | 0 | -0.00066721 | -0.0068908 | -0.0041792 | -0.00010057 | -0.0035511 | -0.0021915 | 0.0034529 | 0.00072422 | 0 | 0.029017 | 0 | 0 | 0 | 0 | 0 | 0 | 0 | 0 | 0 | 0.098405 | 0 | 0 | 0 | 0 | 0.88804 | 0 | 0 | 0
3 | 65 | 7 | 42.8 | 3.9326 | 62.6873 | 0 | 4.5905 | -0.028266 | -0.028266 | 68 | 67.6536 | 68 | -0.0044282 | -0.0098143 | -0.0011935 | 0 | 0 | 0 | 0 | -0.00065621 | -0.0067936 | -0.0041199 | -9.9148e-05 | -0.0035011 | -0.0019985 | 0.0043383 | 0.00091055 | 0 | 2.2263 | 0 | 0 | 0 | 0 | 0 | 0 | 0 | 0 | 0 | 0.5552 | 0 | 0 | 0 | 0 | 1.1512 | 0 | 0 | 0
3 | 65 | 8 | 42.8 | 3.628 | 62.6873 | 0 | 4.5905 | -0.021892 | -0.021892 | 68 | 67.7317 | 68 | -0.0044282 | -0.0098143 | -0.0011935 | 0 | 0 | 0.0010703 | 0.00023899 | -0.00065621 | -0.0062508 | -0.0039367 | -9.9148e-05 | -0.0035011 | -0.0019985 | 0.0086767 | 0.0018211 | 0 | 1.7243 | 0 | 0 | 0 | 0 | 0 | 0 | 0 | 0 | 0 | 0.5552 | 0 | 0 | 0 | 0 | 1.3485 | 0 | 0 | 0
3 | 65 | 9 | 42.8 | 3.7325 | 62.6873 | 0 | 3.9785 | -0.023694 | -0.023694 | 68 | 67.7096 | 68 | -0.0044282 | -0.0098143 | -0.0011935 | 0 | 0 | 0.0020614 | 0.00046027 | -0.0006578 | -0.0057006 | -0.0037384 | -9.9148e-05 | -0.0035011 | -0.0021447 | 0.0050623 | 0.0010617 | 0 | 1.8662 | 0 | 0 | 0 | 0 | 0 | 0 | 0 | 0 | 0 | 0.48492 | 0 | 0 | 0 | 0 | 1.3814 | 0 | 0 | 0
3 | 65 | 10 | 42.8 | 3.7252 | 62.6873 | 0 | 3.9785 | -0.023183 | -0.023183 | 68 | 67.7159 | 68 | -0.0044282 | -0.0098143 | -0.0011935 | 0 | 0 | 0.0031713 | 0.00070811 | -0.00065461 | -0.0050864 | -0.0035148 | -9.9148e-05 | -0.0035011 | -0.001868 | 0.0030973 | 0.00065039 | 0 | 1.8259 | 0 | 0 | 0 | 0 | 0 | 0 | 0 | 0 | 0 | 0.48492 | 0 | 0 | 0 | 0 | 1.4143 | 0 | 0 | 0
3 | 65 | 11 | 42.8 | 3.6099 | 62.6873 | 0 | 3.9785 | -0.021302 | -0.021302 | 68 | 67.7389 | 68 | -0.0044282 | -0.0098143 | -0.0011935 | 0 | 0 | 0.0042813 | 0.00095595 | -0.00065782 | -0.0044922 | -0.0033053 | -9.9148e-05 | -0.0035011 | -0.0021447 | 0.0030973 | 0.00065039 | 0 | 1.6778 | 0 | 0 | 0 | 0 | 0 | 0 | 0 | 0 | 0 | 0.48492 | 0 | 0 | 0 | 0 | 1.4472 | 0 | 0 | 0
3 | 65 | 12 | 44.6 | 3.0406 | 62.6873 | 0 | 2.8155 | -0.01577 | -0.01577 | 68 | 67.8067 | 68 | -0.0041119 | -0.0091133 | -0.0011082 | 0 | 0 | 0.0051534 | 0.0011507 | -0.00060523 | -0.0035366 | -0.0028376 | -9.2066e-05 | -0.003251 | -0.0015496 | 0.0041315 | 0.0008666 | 0 | 1.2421 | 0 | 0 | 0 | 0 | 0 | 0 | 0 | 0 | 0 | 0.3514 | 0 | 0 | 0 | 0 | 1.4472 | 0 | 0 | 0
3 | 65 | 13 | 44.6 | 3.0636 | 62.6873 | 0 | 2.8155 | -0.016479 | -0.016479 | 68 | 67.798 | 68 | -0.0041119 | -0.0091133 | -0.0011082 | 0 | 0 | 0.0052723 | 0.0011772 | -0.00060502 | -0.0034715 | -0.002814 | -9.2066e-05 | -0.003251 | -0.0014594 | 0.0030973 | 0.00065039 | 0 | 1.298 | 0 | 0 | 0 | 0 | 0 | 0 | 0 | 0 | 0 | 0.3514 | 0 | 0 | 0 | 0 | 1.4143 | 0 | 0 | 0
3 | 65 | 14 | 44.6 | 3.2201 | 62.6873 | 0 | 2.2647 | -0.019687 | -0.019687 | 68 | 67.7587 | 68 | -0.0041119 | -0.0091133 | -0.0011082 | 0 | 0 | 0.0051534 | 0.0011507 | -0.00061828 | -0.0042031 | -0.0032477 | -9.2066e-05 | -0.003251 | -0.0028289 | 0.0025838 | 0.00054141 | 0 | 1.5506 | 0 | 0 | 0 | 0 | 0 | 0 | 0 | 0 | 0 | 0.28815 | 0 | 0 | 0 | 0 | 1.3814 | 0 | 0 | 0
3 | 65 | 15 | 46.4 | 2.0203 | 62.6873 | 0 | 2.2647 | -0.0048704 | -0.0048704 | 68 | 67.9403 | 68 | -0.0037956 | -0.0084123 | -0.001023 | 0 | 0 | 0.010633 | 0.0024197 | -0.00056577 | -0.00027884 | -0.0014514 | -8.4984e-05 | -0.0030009 | -0.0019959 | 0.0026854 | 0.00056426 | 0 | 0.3836 | 0 | 0 | 0 | 0 | 0 | 0 | 0 | 0 | 0 | 0.28815 | 0 | 0 | 0 | 0 | 1.3485 | 0 | 0 | 0
3 | 65 | 16 | 48.2 | 2.1549 | 62.6873 | 0 | 2.2647 | -0.0057444 | -0.0057444 | 68 | 67.9296 | 68 | -0.0034793 | -0.0077112 | -0.00093773 | 0 | 0 | 0.0086308 | 0.001954 | -0.00051171 | -0.00083122 | -0.0015415 | -7.7902e-05 | -0.0027508 | -0.0011731 | 0.0026854 | 0.00056426 | 0 | 0.45244 | 0 | 0 | 0 | 0 | 0 | 0 | 0 | 0 | 0 | 0.28815 | 0 | 0 | 0 | 0 | 1.4143 | 0 | 0 | 0
3 | 65 | 17 | 48.2 | 3.27 | 62.6873 | 0 | 2.2647 | -0.016562 | -0.016562 | 68 | 67.797 | 68 | -0.0034793 | -0.0077112 | -0.00093773 | 0 | 0 | 0.0024578 | 0.00054879 | -0.00051275 | -0.004059 | -0.002793 | -7.7902e-05 | -0.0027508 | -0.0011731 | 0.0039265 | 0.00082442 | 0 | 1.3044 | 0 | 0 | 0 | 0 | 0 | 0 | 0 | 0 | 0 | 0.28815 | 0 | 0 | 0 | 0 | 1.6774 | 0 | 0 | 0
3 | 65 | 18 | 46.4 | 4.1899 | 62.6873 | 0 | 3.856 | -0.020493 | -0.020493 | 68 | 67.7489 | 68 | -0.0037956 | -0.0084123 | -0.001023 | 0 | 0 | 0.0015064 | 0.00033635 | -0.00056037 | -0.0050634 | -0.0032742 | -8.4984e-05 | -0.0030009 | -0.0013557 | 0.0042349 | 0.00088946 | 0 | 1.614 | 0 | 0 | 0 | 0 | 0 | 0 | 0 | 0 | 0 | 0.47087 | 0 | 0 | 0 | 0 | 2.105 | 0 | 0 | 0
3 | 65 | 19 | 48.2 | 4.1587 | 62.6873 | 0 | 3.856 | -0.020514 | -0.020514 | 68 | 67.7486 | 68 | -0.0034793 | -0.0077112 | -0.00093773 | 0 | 0 | 0 | 0 | -0.00050896 | -0.0053378 | -0.0032354 | -7.7902e-05 | -0.0027508 | -0.0010199 | 0.0045452 | 0.0009545 | 0 | 1.6157 | 0 | 0 | 0 | 0 | 0 | 0 | 0 | 0 | 0 | 0.47087 | 0 | 0 | 0 | 0 | 2.0721 | 0 | 0 | 0
3 | 65 | 20 | 48.2 | 3.8437 | 62.6873 | 0 | 3.856 | -0.018185 | -0.018185 | 68 | 67.7771 | 68 | -0.0034793 | -0.0077112 | -0.00093773 | 0 | 0 | 0 | 0 | -0.00051404 | -0.0053378 | -0.0032366 | -7.7902e-05 | -0.0027508 | -0.0012669 | 0.0071272 | 0.0014959 | 0 | 1.4323 | 0 | 0 | 0 | 0 | 0 | 0 | 0 | 0 | 0 | 0.47087 | 0 | 0 | 0 | 0 | 1.9405 | 0 | 0 | 0
3 | 65 | 21 | 48.2 | 3.7188 | 62.6873 | 0 | 3.856 | -0.017852 | -0.017852 | 68 | 67.7812 | 68 | -0.0034793 | -0.0077112 | -0.00093773 | 0 | 0 | 0 | 0 | -0.00050854 | -0.0053378 | -0.003235 | -7.7902e-05 | -0.0027508 | -0.00094112 | 0.0071272 | 0.0014959 | 0 | 1.4061 | 0 | 0 | 0 | 0 | 0 | 0 | 0 | 0 | 0 | 0.47087 | 0 | 0 | 0 | 0 | 1.8419 | 0 | 0 | 0
3 | 65 | 22 | 48.2 | 3.5175 | 62.6873 | 0 | 3.1216 | -0.01762 | -0.01762 | 68 | 67.7841 | 68 | -0.0034793 | -0.0077112 | -0.00093773 | 0 | 0 | 0 | 0 | -0.00051035 | -0.0053378 | -0.0032356 | -7.7902e-05 | -0.0027508 | -0.0010199 | 0.0074411 | 0.0015609 | 0 | 1.3877 | 0 | 0 | 0 | 0 | 0 | 0 | 0 | 0 | 0 | 0.38654 | 0 | 0 | 0 | 0 | 1.7432 | 0 | 0 | 0
3 | 65 | 23 | 48.2 | 1.8667 | 62.6873 | 0 | 3.1216 | -0.01762 | 0 | 68 | 67.7841 | 67.7841 | -0.0034793 | -0.0077112 | -0.00093773 | 0 | 0 | 0 | 0 | -0.00051031 | -0.0053378 | -0.0032356 | -7.7902e-05 | -0.0027508 | -0.0010199 | 0.0074411 | 0.0015609 | 0 | 0 | 0 | 0 | 0 | 0 | 0 | 0 | 0 | 0 | 0 | 0.38664 | 0 | 0 | 0 | 0 | 1.4801 | 0 | 0 | 0
3 | 65 | 24 | 48.2 | 1.305 | 62.6873 | 0 | 0.52026 | -0.018138 | 0 | 67.7841 | 67.5618 | 67.5618 | -0.0034413 | -0.0076272 | -0.0009275 | 0 | 0 | 0 | 0 | -0.00050601 | -0.0052796 | -0.0032006 | -7.7052e-05 | -0.0027208 | -0.0010736 | 0.0067153 | 0.0014098 | 0 | 0 | 0 | 0 | 0 | 0 | 0 | 0 | 0 | 0 | 0 | 0.088079 | 0 | 0 | 0 | 0 | 1.2169 | 0 | 0 | 0
3 | 66 | 1 | 48.2 | 1.0089 | 62.8359 | 0 | 0.51975 | -0.022575 | 0 | 67.5618 | 67.2851 | 67.2851 | -0.0034023 | -0.0075406 | -0.00091697 | 0 | 0 | 0 | 0 | -0.00050138 | -0.0052197 | -0.0031646 | -7.6177e-05 | -0.00269 | -0.0011304 | 0.0020667 | 0.00043418 | 0 | 0 | 0 | 0 | 0 | 0 | 0 | 0 | 0 | 0 | 0 | 0.088014 | 0 | 0 | 0 | 0 | 0.92093 | 0 | 0 | 0
3 | 66 | 2 | 50 | 0.94328 | 62.8359 | 0 | 0.51975 | -0.019719 | 0 | 67.2851 | 67.0435 | 67.0435 | -0.0030374 | -0.0067318 | -0.00081862 | 0 | 0 | 0 | 0 | -0.00044402 | -0.0046598 | -0.0028242 | -6.8007e-05 | -0.0024014 | -0.00079999 | 0.0020667 | 0.00043418 | 0 | 0 | 0 | 0 | 0 | 0 | 0 | 0 | 0 | 0 | 0 | 0.088133 | 0 | 0 | 0 | 0 | 0.85515 | 0 | 0 | 0
3 | 66 | 3 | 50 | 0.91051 | 62.8359 | 0 | 0.51975 | -0.019474 | 0 | 67.0435 | 66.8048 | 66.8048 | -0.0029949 | -0.0066377 | -0.00080718 | 0 | 0 | 0 | 0 | -0.00044014 | -0.0045947 | -0.0027854 | -6.7056e-05 | -0.0023679 | -0.00084587 | 0.0020667 | 0.00043418 | 0 | 0 | 0 | 0 | 0 | 0 | 0 | 0 | 0 | 0 | 0 | 0.088251 | 0 | 0 | 0 | 0 | 0.82226 | 0 | 0 | 0
3 | 66 | 4 | 50 | 0.87773 | 62.8359 | 0 | 0.51975 | -0.019164 | 0 | 66.8048 | 66.5699 | 66.5699 | -0.002953 | -0.0065447 | -0.00079588 | 0 | 0 | 0 | 0 | -0.00043391 | -0.0045304 | -0.0027463 | -6.6117e-05 | -0.0023347 | -0.0008257 | 0.0020667 | 0.00043418 | 0 | 0 | 0 | 0 | 0 | 0 | 0 | 0 | 0 | 0 | 0 | 0.088366 | 0 | 0 | 0 | 0 | 0.78937 | 0 | 0 | 0
3 | 66 | 5 | 50 | 0.87785 | 62.8359 | 0 | 0.51975 | -0.019106 | 0 | 66.5699 | 66.3358 | 66.3358 | -0.0029117 | -0.0064533 | -0.00078475 | 0 | 0 | 0 | 0 | -0.00043104 | -0.004467 | -0.0027088 | -6.5193e-05 | -0.0023021 | -0.0010484 | 0.0020667 | 0.00043418 | 0 | 0 | 0 | 0 | 0 | 0 | 0 | 0 | 0 | 0 | 0 | 0.088482 | 0 | 0 | 0 | 0 | 0.78937 | 0 | 0 | 0
3 | 66 | 6 | 50 | 13.0532 | 62.8359 | 0 | 0.61147 | -0.017413 | -0.15321 | 66.3358 | 66.1224 | 68 | -0.0028706 | -0.0063621 | -0.00077366 | 0 | 0 | 0 | 0 | -0.00042489 | -0.0044039 | -0.0026706 | -6.4272e-05 | -0.0022696 | -0.0010262 | 0.0034529 | 0.00072422 | 0 | 12.067 | 0 | 0 | 0 | 0 | 0 | 0 | 0 | 0 | 0 | 0.098168 | 0 | 0 | 0 | 0 | 0.88804 | 0 | 0 | 0
3 | 66 | 7 | 50 | 3.1783 | 62.8359 | 0 | 4.586 | -0.018711 | -0.018711 | 68 | 67.7707 | 68 | -0.003163 | -0.0070102 | -0.00085248 | 0 | 0 | 0 | 0 | -0.00046816 | -0.0048526 | -0.0029426 | -7.082e-05 | -0.0025008 | -0.0011883 | 0.0043383 | 0.00091055 | 0 | 1.4737 | 0 | 0 | 0 | 0 | 0 | 0 | 0 | 0 | 0 | 0.55343 | 0 | 0 | 0 | 0 | 1.1512 | 0 | 0 | 0
3 | 66 | 8 | 50 | 2.8858 | 62.8359 | 0 | 4.586 | -0.012491 | -0.012491 | 68 | 67.8469 | 68 | -0.003163 | -0.0070102 | -0.00085248 | 0 | 0 | 0.0010307 | 0.00023014 | -0.00046946 | -0.0043098 | -0.0027529 | -7.082e-05 | -0.0025008 | -0.0012993 | 0.0086767 | 0.0018211 | 0 | 0.98383 | 0 | 0 | 0 | 0 | 0 | 0 | 0 | 0 | 0 | 0.55343 | 0 | 0 | 0 | 0 | 1.3485 | 0 | 0 | 0
3 | 66 | 9 | 50 | 2.938 | 62.8359 | 0 | 3.9745 | -0.013626 | -0.013626 | 68 | 67.833 | 68 | -0.003163 | -0.0070102 | -0.00085248 | 0 | 0 | 0.0020614 | 0.00046027 | -0.00046355 | -0.0037433 | -0.0025454 | -7.082e-05 | -0.0025008 | -0.0008601 | 0.0050623 | 0.0010617 | 0 | 1.0732 | 0 | 0 | 0 | 0 | 0 | 0 | 0 | 0 | 0 | 0.48339 | 0 | 0 | 0 | 0 | 1.3814 | 0 | 0 | 0
3 | 66 | 10 | 51.8 | 2.7872 | 62.8359 | 0 | 3.9745 | -0.011294 | -0.011294 | 68 | 67.8616 | 68 | -0.0028467 | -0.0063092 | -0.00076723 | 0 | 0 | 0.0031713 | 0.00070811 | -0.00041969 | -0.0026564 | -0.0020344 | -6.3738e-05 | -0.0022507 | -0.00092234 | 0.0030973 | 0.00065039 | 0 | 0.88951 | 0 | 0 | 0 | 0 | 0 | 0 | 0 | 0 | 0 | 0.48339 | 0 | 0 | 0 | 0 | 1.4143 | 0 | 0 | 0
3 | 66 | 11 | 51.8 | 2.6558 | 62.8359 | 0 | 3.9745 | -0.0092076 | -0.0092076 | 68 | 67.8872 | 68 | -0.0028467 | -0.0063092 | -0.00076723 | 0 | 0 | 0.0042813 | 0.00095595 | -0.00042136 | -0.0020532 | -0.0018166 | -6.3738e-05 | -0.0022507 | -0.0010134 | 0.0030973 | 0.00065039 | 0 | 0.72521 | 0 | 0 | 0 | 0 | 0 | 0 | 0 | 0 | 0 | 0.48339 | 0 | 0 | 0 | 0 | 1.4472 | 0 | 0 | 0
3 | 66 | 12 | 51.8 | 2.3533 | 62.8359 | 0 | 2.8128 | -0.007057 | -0.007057 | 68 | 67.9135 | 68 | -0.0028467 | -0.0063092 | -0.00076723 | 0 | 0 | 0.0049155 | 0.0010976 | -0.00042242 | -0.0017248 | -0.0017018 | -6.3738e-05 | -0.0022507 | -0.001115 | 0.0041315 | 0.0008666 | 0 | 0.55582 | 0 | 0 | 0 | 0 | 0 | 0 | 0 | 0 | 0 | 0.35031 | 0 | 0 | 0 | 0 | 1.4472 | 0 | 0 | 0
3 | 66 | 13 | 51.8 | 2.3228 | 62.8359 | 0 | 2.8128 | -0.0070873 | -0.0070873 | 68 | 67.9131 | 68 | -0.0028467 | -0.0063092 | -0.00076723 | 0 | 0 | 0.0052723 | 0.0011772 | -0.00041548 | -0.0016415 | -0.0016943 | -6.3738e-05 | -0.0022507 | -0.00064528 | 0.0030973 | 0.00065039 | 0 | 0.55821 | 0 | 0 | 0 | 0 | 0 | 0 | 0 | 0 | 0 | 0.35031 | 0 | 0 | 0 | 0 | 1.4143 | 0 | 0 | 0
3 | 66 | 14 | 53.6 | 2.171 | 62.8359 | 0 | 2.2624 | -0.0063782 | -0.0063782 | 68 | 67.9218 | 68 | -0.0025304 | -0.0056082 | -0.00068198 | 0 | 0 | 0.0051534 | 0.0011507 | -0.00037083 | -0.0016809 | -0.0017019 | -5.6656e-05 | -0.0020006 | -0.00063465 | 0.0025838 | 0.00054141 | 0 | 0.50236 | 0 | 0 | 0 | 0 | 0 | 0 | 0 | 0 | 0 | 0.28728 | 0 | 0 | 0 | 0 | 1.3814 | 0 | 0 | 0
3 | 66 | 15 | 51.8 | 2.4121 | 62.8359 | 0 | 2.2624 | -0.0098569 | -0.0098569 | 68 | 67.8792 | 68 | -0.0028467 | -0.0063092 | -0.00076723 | 0 | 0 | 0.0045588 | 0.0010179 | -0.00042189 | -0.0023892 | -0.0020569 | -6.3738e-05 | -0.0022507 | -0.0010134 | 0.0026854 | 0.00056426 | 0 | 0.77635 | 0 | 0 | 0 | 0 | 0 | 0 | 0 | 0 | 0 | 0.28728 | 0 | 0 | 0 | 0 | 1.3485 | 0 | 0 | 0
3 | 66 | 16 | 53.6 | 2.333 | 62.8359 | 0 | 2.2624 | -0.008017 | -0.008017 | 68 | 67.9017 | 68 | -0.0025304 | -0.0056082 | -0.00068198 | 0 | 0 | 0.0044002 | 0.00098251 | -0.00037178 | -0.0022138 | -0.0019262 | -5.6656e-05 | -0.0020006 | -0.00069558 | 0.0026854 | 0.00056426 | 0 | 0.63144 | 0 | 0 | 0 | 0 | 0 | 0 | 0 | 0 | 0 | 0.28728 | 0 | 0 | 0 | 0 | 1.4143 | 0 | 0 | 0
3 | 66 | 17 | 53.6 | 2.0066 | 62.8359 | 0 | 2.2624 | -0.00053224 | -0.00053224 | 68 | 67.9935 | 68 | -0.0025304 | -0.0056082 | -0.00068198 | 0 | 0 | 0.0069798 | 0.0016012 | -0.00037348 | -0.0001453 | -0.0008754 | -5.6656e-05 | -0.0020006 | -0.00076769 | 0.0039265 | 0.00082442 | 0 | 0.04192 | 0 | 0 | 0 | 0 | 0 | 0 | 0 | 0 | 0 | 0.28728 | 0 | 0 | 0 | 0 | 1.6774 | 0 | 0 | 0
3 | 66 | 18 | 53.6 | 3.524 | 62.8359 | 0 | 3.8522 | -0.012058 | -0.012058 | 68 | 67.8522 | 68 | -0.0025304 | -0.0056082 | -0.00068198 | 0 | 0 | 0.00099104 | 0.00022129 | -0.00037156 | -0.0034166 | -0.0022044 | -5.6656e-05 | -0.0020006 | -0.00063465 | 0.0042349 | 0.00088946 | 0 | 0.94969 | 0 | 0 | 0 | 0 | 0 | 0 | 0 | 0 | 0 | 0.46938 | 0 | 0 | 0 | 0 | 2.105 | 0 | 0 | 0
3 | 66 | 19 | 55.4 | 3.4326 | 62.8359 | 0 | 3.8522 | -0.011315 | -0.011315 | 68 | 67.8613 | 68 | -0.0022141 | -0.0049072 | -0.00059674 | 0 | 0 | 0 | 0 | -0.00032523 | -0.0033968 | -0.0020592 | -4.9574e-05 | -0.0017505 | -0.00056084 | 0.0045452 | 0.0009545 | 0 | 0.89118 | 0 | 0 | 0 | 0 | 0 | 0 | 0 | 0 | 0 | 0.46938 | 0 | 0 | 0 | 0 | 2.0721 | 0 | 0 | 0
3 | 66 | 20 | 55.4 | 3.0934 | 62.8359 | 0 | 3.8522 | -0.0086782 | -0.0086782 | 68 | 67.8936 | 68 | -0.0022141 | -0.0049072 | -0.00059674 | 0 | 0 | 0 | 0 | -0.000325 | -0.0033968 | -0.0020591 | -4.9574e-05 | -0.0017505 | -0.00050639 | 0.0071272 | 0.0014959 | 0 | 0.68351 | 0 | 0 | 0 | 0 | 0 | 0 | 0 | 0 | 0 | 0.46938 | 0 | 0 | 0 | 0 | 1.9405 | 0 | 0 | 0
3 | 66 | 21 | 55.4 | 2.9906 | 62.8359 | 0 | 3.8522 | -0.0086258 | -0.0086258 | 68 | 67.8943 | 68 | -0.0022141 | -0.0049072 | -0.00059674 | 0 | 0 | 0 | 0 | -0.00032407 | -0.0033968 | -0.0020588 | -4.9574e-05 | -0.0017505 | -0.00045516 | 0.0071272 | 0.0014959 | 0 | 0.67938 | 0 | 0 | 0 | 0 | 0 | 0 | 0 | 0 | 0 | 0.46938 | 0 | 0 | 0 | 0 | 1.8419 | 0 | 0 | 0
3 | 66 | 22 | 51.8 | 3.1479 | 62.8359 | 0 | 3.1185 | -0.012943 | -0.012943 | 68 | 67.8414 | 68 | -0.0028467 | -0.0063092 | -0.00076723 | 0 | 0 | 0 | 0 | -0.00041883 | -0.0043673 | -0.0026477 | -6.3738e-05 | -0.0022507 | -0.00071247 | 0.0074411 | 0.0015609 | 0 | 1.0194 | 0 | 0 | 0 | 0 | 0 | 0 | 0 | 0 | 0 | 0.38533 | 0 | 0 | 0 | 0 | 1.7432 | 0 | 0 | 0
3 | 66 | 23 | 53.6 | 1.8655 | 62.8359 | 0 | 3.1185 | -0.011092 | 0 | 68 | 67.8641 | 67.8641 | -0.0025304 | -0.0056082 | -0.00068198 | 0 | 0 | 0 | 0 | -0.00037601 | -0.0038821 | -0.0023545 | -5.6656e-05 | -0.0020006 | -0.0010425 | 0.0074411 | 0.0015609 | 0 | 0 | 0 | 0 | 0 | 0 | 0 | 0 | 0 | 0 | 0 | 0.3854 | 0 | 0 | 0 | 0 | 1.4801 | 0 | 0 | 0
3 | 66 | 24 | 53.6 | 1.3047 | 62.8359 | 0 | 0.51975 | -0.011748 | 0 | 67.8641 | 67.7201 | 67.7201 | -0.0025065 | -0.0055552 | -0.00067555 | 0 | 0 | 0 | 0 | -0.00037374 | -0.0038454 | -0.0023326 | -5.6121e-05 | -0.0019817 | -0.0011364 | 0.0067153 | 0.0014098 | 0 | 0 | 0 | 0 | 0 | 0 | 0 | 0 | 0 | 0 | 0 | 0.0878 | 0 | 0 | 0 | 0 | 1.2169 | 0 | 0 | 0
3 | 67 | 1 | 51.8 | 1.0086 | 62.9878 | 0 | 0.51922 | -0.019018 | 0 | 67.7201 | 67.487 | 67.487 | -0.0027975 | -0.0062002 | -0.00075398 | 0 | 0 | 0 | 0 | -0.00042065 | -0.0042919 | -0.0026044 | -6.2636e-05 | -0.0022118 | -0.0017416 | 0.0020667 | 0.00043418 | 0 | 0 | 0 | 0 | 0 | 0 | 0 | 0 | 0 | 0 | 0 | 0.087709 | 0 | 0 | 0 | 0 | 0.92093 | 0 | 0 | 0
3 | 67 | 2 | 51.8 | 0.94296 | 62.9878 | 0 | 0.51922 | -0.01795 | 0 | 67.487 | 67.267 | 67.267 | -0.0027565 | -0.0061094 | -0.00074294 | 0 | 0 | 0 | 0 | -0.0004079 | -0.004229 | -0.0025645 | -6.1719e-05 | -0.0021794 | -0.00096567 | 0.0020667 | 0.00043418 | 0 | 0 | 0 | 0 | 0 | 0 | 0 | 0 | 0 | 0 | 0 | 0.087818 | 0 | 0 | 0 | 0 | 0.85515 | 0 | 0 | 0
3 | 67 | 3 | 48.2 | 0.91021 | 62.9878 | 0 | 0.51922 | -0.023114 | 0 | 67.267 | 66.9838 | 66.9838 | -0.0033505 | -0.0074258 | -0.00090302 | 0 | 0 | 0 | 0 | -0.00050312 | -0.0051402 | -0.003119 | -7.5018e-05 | -0.002649 | -0.0020146 | 0.0020667 | 0.00043418 | 0 | 0 | 0 | 0 | 0 | 0 | 0 | 0 | 0 | 0 | 0 | 0.087957 | 0 | 0 | 0 | 0 | 0.82226 | 0 | 0 | 0
3 | 67 | 4 | 46.4 | 0.87748 | 62.9878 | 0 | 0.51922 | -0.025528 | 0 | 66.9838 | 66.6709 | 66.6709 | -0.003617 | -0.0080165 | -0.00097485 | 0 | 0 | 0 | 0 | -0.00054521 | -0.0055491 | -0.0033677 | -8.0985e-05 | -0.0028597 | -0.002584 | 0.0020667 | 0.00043418 | 0 | 0 | 0 | 0 | 0 | 0 | 0 | 0 | 0 | 0 | 0 | 0.088111 | 0 | 0 | 0 | 0 | 0.78937 | 0 | 0 | 0
3 | 67 | 5 | 42.8 | 0.87766 | 62.9878 | 0 | 0.51922 | -0.031011 | 0 | 66.6709 | 66.2909 | 66.2909 | -0.0041946 | -0.0092967 | -0.0011305 | 0 | 0 | 0 | 0 | -0.00063811 | -0.0064353 | -0.0039071 | -9.3918e-05 | -0.0033164 | -0.0040647 | 0.0020667 | 0.00043418 | 0 | 0 | 0 | 0 | 0 | 0 | 0 | 0 | 0 | 0 | 0 | 0.088298 | 0 | 0 | 0 | 0 | 0.78937 | 0 | 0 | 0
3 | 67 | 6 | 39.2 | 14.6179 | 62.9878 | 0 | 0.61085 | -0.033618 | -0.17308 | 66.2909 | 65.8789 | 68 | -0.0047605 | -0.010551 | -0.001283 | 0 | 0 | 0 | 0 | -0.0007211 | -0.0073034 | -0.0044333 | -0.00010659 | -0.0037638 | -0.0041481 | 0.0034529 | 0.00072422 | 0 | 13.6319 | 0 | 0 | 0 | 0 | 0 | 0 | 0 | 0 | 0 | 0.097927 | 0 | 0 | 0 | 0 | 0.88804 | 0 | 0 | 0
3 | 67 | 7 | 37.4 | 4.5867 | 62.9878 | 0 | 4.5814 | -0.036616 | -0.036616 | 68 | 67.5513 | 68 | -0.0053771 | -0.011917 | -0.0014492 | 0 | 0 | 0 | 0 | -0.00080728 | -0.0082494 | -0.0050056 | -0.00012039 | -0.0042513 | -0.0037769 | 0.0043383 | 0.00091055 | 0 | 2.8839 | 0 | 0 | 0 | 0 | 0 | 0 | 0 | 0 | 0 | 0.55161 | 0 | 0 | 0 | 0 | 1.1512 | 0 | 0 | 0
3 | 67 | 8 | 35.6 | 4.3634 | 62.9878 | 0 | 4.5814 | -0.031275 | -0.031275 | 68 | 67.6167 | 68 | -0.0056934 | -0.012618 | -0.0015345 | 0 | 0 | 0.0025371 | 0.00056649 | -0.00086404 | -0.0073892 | -0.0048379 | -0.00012748 | -0.0045014 | -0.0054888 | 0.0086767 | 0.0018211 | 0 | 2.4632 | 0 | 0 | 0 | 0 | 0 | 0 | 0 | 0 | 0 | 0.55161 | 0 | 0 | 0 | 0 | 1.3485 | 0 | 0 | 0
3 | 67 | 9 | 35.6 | 4.6457 | 62.9878 | 0 | 3.9705 | -0.035328 | -0.035328 | 68 | 67.5671 | 68 | -0.0056934 | -0.012618 | -0.0015345 | 0 | 0 | 0.0020614 | 0.00046027 | -0.00086003 | -0.0077128 | -0.004967 | -0.00012748 | -0.0045014 | -0.0048968 | 0.0050623 | 0.0010617 | 0 | 2.7825 | 0 | 0 | 0 | 0 | 0 | 0 | 0 | 0 | 0 | 0.48181 | 0 | 0 | 0 | 0 | 1.3814 | 0 | 0 | 0
3 | 67 | 10 | 35.6 | 4.6162 | 62.9878 | 0 | 3.9705 | -0.034536 | -0.034536 | 68 | 67.5768 | 68 | -0.0056934 | -0.012618 | -0.0015345 | 0 | 0 | 0.0031713 | 0.00070811 | -0.00085634 | -0.0070942 | -0.0047429 | -0.00012748 | -0.0045014 | -0.0043444 | 0.0030973 | 0.00065039 | 0 | 2.7201 | 0 | 0 | 0 | 0 | 0 | 0 | 0 | 0 | 0 | 0.48181 | 0 | 0 | 0 | 0 | 1.4143 | 0 | 0 | 0
3 | 67 | 11 | 35.6 | 4.4984 | 62.9878 | 0 | 3.9705 | -0.032623 | -0.032623 | 68 | 67.6002 | 68 | -0.0056934 | -0.012618 | -0.0015345 | 0 | 0 | 0.0045588 | 0.0010179 | -0.00086191 | -0.0063111 | -0.0044601 | -0.00012748 | -0.0045014 | -0.0051883 | 0.0030973 | 0.00065039 | 0 | 2.5694 | 0 | 0 | 0 | 0 | 0 | 0 | 0 | 0 | 0 | 0.48181 | 0 | 0 | 0 | 0 | 1.4472 | 0 | 0 | 0
3 | 67 | 12 | 35.6 | 3.4483 | 62.9878 | 0 | 2.8099 | -0.020974 | -0.020974 | 68 | 67.743 | 68 | -0.0056934 | -0.012618 | -0.0015345 | 0 | 0 | 0.01045 | 0.002392 | -0.00086569 | -0.0033907 | -0.0033557 | -0.00012748 | -0.0045014 | -0.0058602 | 0.0041315 | 0.0008666 | 0 | 1.6519 | 0 | 0 | 0 | 0 | 0 | 0 | 0 | 0 | 0 | 0.3492 | 0 | 0 | 0 | 0 | 1.4472 | 0 | 0 | 0
3 | 67 | 13 | 35.6 | 3.6516 | 62.9878 | 0 | 2.8099 | -0.023972 | -0.023972 | 68 | 67.7062 | 68 | -0.0056934 | -0.012618 | -0.0015345 | 0 | 0 | 0.00884 | 0.0019739 | -0.00086001 | -0.0040104 | -0.0036411 | -0.00012748 | -0.0045014 | -0.0048968 | 0.0030973 | 0.00065039 | 0 | 1.8881 | 0 | 0 | 0 | 0 | 0 | 0 | 0 | 0 | 0 | 0.3492 | 0 | 0 | 0 | 0 | 1.4143 | 0 | 0 | 0
3 | 67 | 14 | 35.6 | 4.1635 | 62.9878 | 0 | 2.2601 | -0.031687 | -0.031687 | 68 | 67.6117 | 68 | -0.0056934 | -0.012618 | -0.0015345 | 0 | 0 | 0.0053912 | 0.0012038 | -0.00086187 | -0.0059724 | -0.004368 | -0.00012748 | -0.0045014 | -0.0051883 | 0.0025838 | 0.00054141 | 0 | 2.4957 | 0 | 0 | 0 | 0 | 0 | 0 | 0 | 0 | 0 | 0.28638 | 0 | 0 | 0 | 0 | 1.3814 | 0 | 0 | 0
3 | 67 | 15 | 37.4 | 3.9476 | 62.9878 | 0 | 2.2601 | -0.029364 | -0.029364 | 68 | 67.6401 | 68 | -0.0053771 | -0.011917 | -0.0014492 | 0 | 0 | 0.0052327 | 0.0011684 | -0.00081354 | -0.005585 | -0.0041086 | -0.00012039 | -0.0042513 | -0.0048279 | 0.0026854 | 0.00056426 | 0 | 2.3128 | 0 | 0 | 0 | 0 | 0 | 0 | 0 | 0 | 0 | 0.28638 | 0 | 0 | 0 | 0 | 1.3485 | 0 | 0 | 0
3 | 67 | 16 | 37.4 | 3.9253 | 62.9878 | 0 | 2.2601 | -0.028245 | -0.028245 | 68 | 67.6539 | 68 | -0.0053771 | -0.011917 | -0.0014492 | 0 | 0 | 0.0066201 | 0.0014782 | -0.00082222 | -0.0048466 | -0.0038528 | -0.00012039 | -0.0042513 | -0.0063916 | 0.0026854 | 0.00056426 | 0 | 2.2246 | 0 | 0 | 0 | 0 | 0 | 0 | 0 | 0 | 0 | 0.28638 | 0 | 0 | 0 | 0 | 1.4143 | 0 | 0 | 0
3 | 67 | 17 | 37.4 | 4.3061 | 62.9878 | 0 | 2.2601 | -0.029739 | -0.029739 | 68 | 67.6355 | 68 | -0.0053771 | -0.011917 | -0.0014492 | 0 | 0 | 0.0043209 | 0.00096481 | -0.00081212 | -0.006148 | -0.0043256 | -0.00012039 | -0.0042513 | -0.0045503 | 0.0039265 | 0.00082442 | 0 | 2.3423 | 0 | 0 | 0 | 0 | 0 | 0 | 0 | 0 | 0 | 0.28638 | 0 | 0 | 0 | 0 | 1.6774 | 0 | 0 | 0
3 | 67 | 18 | 39.2 | 5.0909 | 62.9878 | 0 | 3.8484 | -0.031971 | -0.031971 | 68 | 67.6082 | 68 | -0.0050608 | -0.011216 | -0.001364 | 0 | 0 | 0.0025371 | 0.00056649 | -0.00077213 | -0.0067028 | -0.0044192 | -0.00011331 | -0.0040012 | -0.0056599 | 0.0042349 | 0.00088946 | 0 | 2.5181 | 0 | 0 | 0 | 0 | 0 | 0 | 0 | 0 | 0 | 0.46785 | 0 | 0 | 0 | 0 | 2.105 | 0 | 0 | 0
3 | 67 | 19 | 39.2 | 5.2498 | 62.9878 | 0 | 3.8484 | -0.034406 | -0.034406 | 68 | 67.5783 | 68 | -0.0050608 | -0.011216 | -0.001364 | 0 | 0 | 0 | 0 | -0.00076265 | -0.0077641 | -0.004712 | -0.00011331 | -0.0040012 | -0.0039572 | 0.0045452 | 0.0009545 | 0 | 2.7099 | 0 | 0 | 0 | 0 | 0 | 0 | 0 | 0 | 0 | 0.46785 | 0 | 0 | 0 | 0 | 2.0721 | 0 | 0 | 0
3 | 67 | 20 | 39.2 | 4.839 | 62.9878 | 0 | 3.8484 | -0.030861 | -0.030861 | 68 | 67.6218 | 68 | -0.0050608 | -0.011216 | -0.001364 | 0 | 0 | 0 | 0 | -0.00075546 | -0.0077641 | -0.0047099 | -0.00011331 | -0.0040012 | -0.0030025 | 0.0071272 | 0.0014959 | 0 | 2.4306 | 0 | 0 | 0 | 0 | 0 | 0 | 0 | 0 | 0 | 0.46785 | 0 | 0 | 0 | 0 | 1.9405 | 0 | 0 | 0
3 | 67 | 21 | 39.2 | 4.8789 | 62.9878 | 0 | 3.8484 | -0.03262 | -0.03262 | 68 | 67.6002 | 68 | -0.0050608 | -0.011216 | -0.001364 | 0 | 0 | 0 | 0 | -0.00076763 | -0.0077641 | -0.0047133 | -0.00011331 | -0.0040012 | -0.0047467 | 0.0071272 | 0.0014959 | 0 | 2.5692 | 0 | 0 | 0 | 0 | 0 | 0 | 0 | 0 | 0 | 0.46785 | 0 | 0 | 0 | 0 | 1.8419 | 0 | 0 | 0
3 | 67 | 22 | 37.4 | 4.8503 | 62.9878 | 0 | 3.1153 | -0.034573 | -0.034573 | 68 | 67.5763 | 68 | -0.0053771 | -0.011917 | -0.0014492 | 0 | 0 | 0 | 0 | -0.00081426 | -0.0082494 | -0.0050075 | -0.00012039 | -0.0042513 | -0.0048279 | 0.0074411 | 0.0015609 | 0 | 2.723 | 0 | 0 | 0 | 0 | 0 | 0 | 0 | 0 | 0 | 0.3841 | 0 | 0 | 0 | 0 | 1.7432 | 0 | 0 | 0
3 | 67 | 23 | 37.4 | 1.8644 | 62.9878 | 0 | 3.1153 | -0.034293 | 0 | 68 | 67.5797 | 67.5797 | -0.0053771 | -0.011917 | -0.0014492 | 0 | 0 | 0 | 0 | -0.0008122 | -0.0082494 | -0.0050069 | -0.00012039 | -0.0042513 | -0.0045503 | 0.0074411 | 0.0015609 | 0 | 0 | 0 | 0 | 0 | 0 | 0 | 0 | 0 | 0 | 0 | 0.3843 | 0 | 0 | 0 | 0 | 1.4801 | 0 | 0 | 0
3 | 67 | 24 | 35.6 | 1.3048 | 62.9878 | 0 | 0.51922 | -0.036152 | 0 | 67.5797 | 67.1367 | 67.1367 | -0.0056195 | -0.012455 | -0.0015146 | 0 | 0 | 0 | 0 | -0.00084389 | -0.0086213 | -0.0052313 | -0.00012582 | -0.004443 | -0.0040127 | 0.0067153 | 0.0014098 | 0 | 0 | 0 | 0 | 0 | 0 | 0 | 0 | 0 | 0 | 0 | 0.087882 | 0 | 0 | 0 | 0 | 1.2169 | 0 | 0 | 0
3 | 68 | 1 | 35.6 | 1.0088 | 63.1428 | 0 | 0.51868 | -0.039942 | 0 | 67.1367 | 66.6472 | 66.6472 | -0.0055417 | -0.012282 | -0.0014936 | 0 | 0 | 0 | 0 | -0.00082981 | -0.0085019 | -0.0051582 | -0.00012408 | -0.0043814 | -0.0036958 | 0.0020667 | 0.00043418 | 0 | 0 | 0 | 0 | 0 | 0 | 0 | 0 | 0 | 0 | 0 | 0.087913 | 0 | 0 | 0 | 0 | 0.92093 | 0 | 0 | 0
3 | 68 | 2 | 33.8 | 0.94331 | 63.1428 | 0 | 0.51868 | -0.042269 | 0 | 66.6472 | 66.1292 | 66.1292 | -0.005772 | -0.012793 | -0.0015556 | 0 | 0 | 0 | 0 | -0.0008688 | -0.0088552 | -0.0053738 | -0.00012923 | -0.0045635 | -0.0044254 | 0.0020667 | 0.00043418 | 0 | 0 | 0 | 0 | 0 | 0 | 0 | 0 | 0 | 0 | 0 | 0.088168 | 0 | 0 | 0 | 0 | 0.85515 | 0 | 0 | 0
3 | 68 | 3 | 33.8 | 3.374 | 63.1428 | 0 | 0.51868 | -0.041818 | -0.031278 | 66.1292 | 65.6167 | 66 | -0.0056809 | -0.012591 | -0.0015311 | 0 | 0 | 0 | 0 | -0.0008564 | -0.0087155 | -0.0052894 | -0.0001272 | -0.0044915 | -0.004602 | 0.0020667 | 0.00043418 | 0 | 2.4635 | 0 | 0 | 0 | 0 | 0 | 0 | 0 | 0 | 0 | 0.088232 | 0 | 0 | 0 | 0 | 0.82226 | 0 | 0 | 0
3 | 68 | 4 | 32 | 4.292 | 63.1428 | 0 | 0.51868 | -0.043351 | -0.043351 | 66 | 65.4687 | 66 | -0.0059745 | -0.013242 | -0.0016102 | 0 | 0 | 0 | 0 | -0.00089535 | -0.009166 | -0.0055613 | -0.00013377 | -0.0047237 | -0.0041112 | 0.0020667 | 0.00043418 | 0 | 3.4144 | 0 | 0 | 0 | 0 | 0 | 0 | 0 | 0 | 0 | 0.088232 | 0 | 0 | 0 | 0 | 0.78937 | 0 | 0 | 0
3 | 68 | 5 | 32 | 4.2919 | 63.1428 | 0 | 0.51868 | -0.04335 | -0.04335 | 66 | 65.4687 | 66 | -0.0059745 | -0.013242 | -0.0016102 | 0 | 0 | 0 | 0 | -0.00089479 | -0.009166 | -0.0055611 | -0.00013377 | -0.0047237 | -0.0041112 | 0.0020667 | 0.00043418 | 0 | 3.4143 | 0 | 0 | 0 | 0 | 0 | 0 | 0 | 0 | 0 | 0.088232 | 0 | 0 | 0 | 0 | 0.78937 | 0 | 0 | 0
3 | 68 | 6 | 30.92 | 17.2626 | 63.1428 | 0 | 0.61021 | -0.043464 | -0.20666 | 66 | 65.4673 | 68 | -0.0061643 | -0.013662 | -0.0016614 | 0 | 0 | 0 | 0 | -0.00092368 | -0.0094571 | -0.0057379 | -0.00013802 | -0.0048737 | -0.0042986 | 0.0034529 | 0.00072422 | 0 | 16.2769 | 0 | 0 | 0 | 0 | 0 | 0 | 0 | 0 | 0 | 0.09768 | 0 | 0 | 0 | 0 | 0.88804 | 0 | 0 | 0
3 | 68 | 7 | 30.2 | 5.353 | 63.1428 | 0 | 4.5766 | -0.046369 | -0.046369 | 68 | 67.4317 | 68 | -0.0066423 | -0.014721 | -0.0017902 | 0 | 0 | 0 | 0 | -0.00099521 | -0.01019 | -0.0061828 | -0.00014872 | -0.0052516 | -0.0047843 | 0.0043383 | 0.00091055 | 0 | 3.6521 | 0 | 0 | 0 | 0 | 0 | 0 | 0 | 0 | 0 | 0.54976 | 0 | 0 | 0 | 0 | 1.1512 | 0 | 0 | 0
3 | 68 | 8 | 30.2 | 4.8031 | 63.1428 | 0 | 4.5766 | -0.036881 | -0.036881 | 68 | 67.548 | 68 | -0.0066423 | -0.014721 | -0.0017902 | 0 | 0 | 0.0053962 | 0.0012137 | -0.0010079 | -0.01025 | -0.0056964 | -0.00014872 | -0.0052516 | -0.0066594 | 0.0086767 | 0.0018211 | 0 | 2.9048 | 0 | 0 | 0 | 0 | 0 | 0 | 0 | 0 | 0 | 0.54976 | 0 | 0 | 0 | 0 | 1.3485 | 0 | 0 | 0
3 | 68 | 9 | 32 | 3.3141 | 63.1428 | 0 | 3.9664 | -0.018441 | -0.018441 | 68 | 67.774 | 68 | -0.006326 | -0.01402 | -0.001705 | 0 | 0 | 0.015022 | 0.0033512 | -0.00094889 | -0.0051609 | -0.0038442 | -0.00014164 | -0.0050015 | -0.0047285 | 0.0050623 | 0.0010617 | 0 | 1.4525 | 0 | 0 | 0 | 0 | 0 | 0 | 0 | 0 | 0 | 0.48021 | 0 | 0 | 0 | 0 | 1.3814 | 0 | 0 | 0
3 | 68 | 10 | 35.6 | 2.2998 | 63.1428 | 0 | 3.9664 | -0.0051464 | -0.0051464 | 68 | 67.9369 | 68 | -0.0056934 | -0.012618 | -0.0015345 | 0 | 0 | 0.019757 | 0.0053872 | -0.00086114 | -8.7826e-05 | -0.0027759 | -0.00012748 | -0.0045014 | -0.0051883 | 0.0030973 | 0.00065039 | 0 | 0.40534 | 0 | 0 | 0 | 0 | 0 | 0 | 0 | 0 | 0 | 0.48021 | 0 | 0 | 0 | 0 | 1.4143 | 0 | 0 | 0
3 | 68 | 11 | 35.6 | 1.9274 | 63.1428 | 0 | 3.9664 | 0.0023932 | 0 | 68 | 68.0293 | 68.0293 | -0.0056934 | -0.012618 | -0.0015345 | 0 | 0 | 0.022305 | 0.0067717 | -0.00085821 | 0.0029945 | -0.0028266 | -0.00012748 | -0.0045014 | -0.0046152 | 0.0030973 | 0.00065039 | 0 | 0 | 0 | 0 | 0 | 0 | 0 | 0 | 0 | 0 | 0 | 0.4802 | 0 | 0 | 0 | 0 | 1.4472 | 0 | 0 | 0
3 | 68 | 12 | 39.2 | 1.7951 | 63.1428 | 0 | 2.807 | 0.014141 | 0 | 68.0293 | 68.2026 | 68.2026 | -0.0050659 | -0.011228 | -0.0013654 | 0 | 0 | 0.023393 | 0.0076119 | -0.00076089 | 0.0066225 | -0.0022294 | -0.00011343 | -0.0040053 | -0.003717 | 0.0041315 | 0.0008666 | 0 | 0 | 0 | 0 | 0 | 0 | 0 | 0 | 0 | 0 | 0 | 0.34796 | 0 | 0 | 0 | 0 | 1.4472 | 0 | 0 | 0
3 | 68 | 13 | 41 | 1.7621 | 63.1428 | 0 | 2.807 | 0.016322 | 0 | 68.2026 | 68.4027 | 68.4027 | -0.0047801 | -0.010594 | -0.0012883 | 0 | 0 | 0.024011 | 0.0079748 | -0.00072159 | 0.0080101 | -0.0022323 | -0.00010703 | -0.0037793 | -0.0039186 | 0.0030973 | 0.00065039 | 0 | 0 | 0 | 0 | 0 | 0 | 0 | 0 | 0 | 0 | 0 | 0.34787 | 0 | 0 | 0 | 0 | 1.4143 | 0 | 0 | 0
3 | 68 | 14 | 42.8 | 1.6666 | 63.1428 | 0 | 2.2578 | 0.016417 | 0 | 68.4027 | 68.6038 | 68.6038 | -0.0044989 | -0.0099711 | -0.0012125 | 0 | 0 | 0.022206 | 0.0073385 | -0.00067442 | 0.0079252 | -0.0011963 | -0.00010073 | -0.003557 | -0.0029669 | 0.0025838 | 0.00054141 | 0 | 0 | 0 | 0 | 0 | 0 | 0 | 0 | 0 | 0 | 0 | 0.28517 | 0 | 0 | 0 | 0 | 1.3814 | 0 | 0 | 0
3 | 68 | 15 | 44.6 | 1.6336 | 63.1428 | 0 | 2.2578 | 0.011787 | 0 | 68.6038 | 68.7483 | 68.7483 | -0.004218 | -0.0093485 | -0.0011368 | 0 | 0 | 0.019464 | 0.0061416 | -0.00063377 | 0.0057754 | -0.0011537 | -9.4441e-05 | -0.0033349 | -0.0029237 | 0.0026854 | 0.00056426 | 0 | 0 | 0 | 0 | 0 | 0 | 0 | 0 | 0 | 0 | 0 | 0.2851 | 0 | 0 | 0 | 0 | 1.3485 | 0 | 0 | 0
3 | 68 | 16 | 44.6 | 1.6994 | 63.1428 | 0 | 2.2578 | 0.001687 | 0 | 68.7483 | 68.769 | 68.769 | -0.0042434 | -0.0094047 | -0.0011437 | 0 | 0 | 0.015278 | 0.0042798 | -0.00063796 | 0.0026016 | -0.0013316 | -9.501e-05 | -0.003355 | -0.0029465 | 0.0026854 | 0.00056426 | 0 | 0 | 0 | 0 | 0 | 0 | 0 | 0 | 0 | 0 | 0 | 0.28509 | 0 | 0 | 0 | 0 | 1.4143 | 0 | 0 | 0
3 | 68 | 17 | 44.6 | 1.9626 | 63.1428 | 0 | 2.2578 | -0.011833 | 0 | 68.769 | 68.624 | 68.624 | -0.004247 | -0.0094128 | -0.0011446 | 0 | 0 | 0.0071209 | 0.0021231 | -0.00063705 | -0.0014318 | -0.0019298 | -9.5091e-05 | -0.0033578 | -0.0027474 | 0.0039265 | 0.00082442 | 0 | 0 | 0 | 0 | 0 | 0 | 0 | 0 | 0 | 0 | 0 | 0.28516 | 0 | 0 | 0 | 0 | 1.6774 | 0 | 0 | 0
3 | 68 | 18 | 44.6 | 2.5711 | 63.1428 | 0 | 3.8444 | -0.022628 | 0 | 68.624 | 68.3467 | 68.3467 | -0.0042215 | -0.0093563 | -0.0011378 | 0 | 0 | 0.0034099 | 0.00047959 | -0.00063325 | -0.0060271 | -0.0032186 | -9.452e-05 | -0.0033377 | -0.0027255 | 0.0042349 | 0.00088946 | 0 | 0 | 0 | 0 | 0 | 0 | 0 | 0 | 0 | 0 | 0 | 0.46613 | 0 | 0 | 0 | 0 | 2.105 | 0 | 0 | 0
3 | 68 | 19 | 42.8 | 2.5819 | 63.1428 | 0 | 3.8444 | -0.028839 | -0.0005526 | 68.3467 | 67.9932 | 68 | -0.0044891 | -0.0099493 | -0.0012099 | 0 | 0 | 0 | 0 | -0.00066899 | -0.006887 | -0.0041779 | -0.00010051 | -0.0035492 | -0.0023523 | 0.0045452 | 0.0009545 | 0 | 0.043524 | 0 | 0 | 0 | 0 | 0 | 0 | 0 | 0 | 0 | 0.4663 | 0 | 0 | 0 | 0 | 2.0721 | 0 | 0 | 0
3 | 68 | 20 | 41 | 4.6161 | 63.1428 | 0 | 3.8444 | -0.02805 | -0.02805 | 68 | 67.6562 | 68 | -0.0047445 | -0.010515 | -0.0012787 | 0 | 0 | 0 | 0 | -0.0007056 | -0.0072789 | -0.0044148 | -0.00010623 | -0.0037511 | -0.0023821 | 0.0071272 | 0.0014959 | 0 | 2.2093 | 0 | 0 | 0 | 0 | 0 | 0 | 0 | 0 | 0 | 0.4663 | 0 | 0 | 0 | 0 | 1.9405 | 0 | 0 | 0
3 | 68 | 21 | 39.2 | 4.7766 | 63.1428 | 0 | 3.8444 | -0.031341 | -0.031341 | 68 | 67.6159 | 68 | -0.0050608 | -0.011216 | -0.001364 | 0 | 0 | 0 | 0 | -0.00075994 | -0.0077641 | -0.0047112 | -0.00011331 | -0.0040012 | -0.0034772 | 0.0071272 | 0.0014959 | 0 | 2.4685 | 0 | 0 | 0 | 0 | 0 | 0 | 0 | 0 | 0 | 0.4663 | 0 | 0 | 0 | 0 | 1.8419 | 0 | 0 | 0
3 | 68 | 22 | 37.4 | 4.7469 | 63.1428 | 0 | 3.1121 | -0.033277 | -0.033277 | 68 | 67.5922 | 68 | -0.0053771 | -0.011917 | -0.0014492 | 0 | 0 | 0 | 0 | -0.00080565 | -0.0082494 | -0.0050051 | -0.00012039 | -0.0042513 | -0.0035422 | 0.0074411 | 0.0015609 | 0 | 2.6209 | 0 | 0 | 0 | 0 | 0 | 0 | 0 | 0 | 0 | 0.38284 | 0 | 0 | 0 | 0 | 1.7432 | 0 | 0 | 0
3 | 68 | 23 | 37.4 | 1.8631 | 63.1428 | 0 | 3.1121 | -0.034023 | 0 | 68 | 67.583 | 67.583 | -0.0053771 | -0.011917 | -0.0014492 | 0 | 0 | 0 | 0 | -0.00081054 | -0.0082494 | -0.0050065 | -0.00012039 | -0.0042513 | -0.004282 | 0.0074411 | 0.0015609 | 0 | 0 | 0 | 0 | 0 | 0 | 0 | 0 | 0 | 0 | 0 | 0.38304 | 0 | 0 | 0 | 0 | 1.4801 | 0 | 0 | 0
3 | 68 | 24 | 33.8 | 1.3046 | 63.1428 | 0 | 0.51868 | -0.038402 | 0 | 67.583 | 67.1124 | 67.1124 | -0.0059364 | -0.013157 | -0.0016 | 0 | 0 | 0 | 0 | -0.00089025 | -0.0091075 | -0.005526 | -0.00013292 | -0.0046935 | -0.004074 | 0.0067153 | 0.0014098 | 0 | 0 | 0 | 0 | 0 | 0 | 0 | 0 | 0 | 0 | 0 | 0.087684 | 0 | 0 | 0 | 0 | 1.2169 | 0 | 0 | 0
3 | 69 | 1 | 32 | 1.0087 | 63.3008 | 0 | 0.51813 | -0.044896 | 0 | 67.1124 | 66.5622 | 66.5622 | -0.00617 | -0.013675 | -0.0016629 | 0 | 0 | 0 | 0 | -0.00092481 | -0.0094659 | -0.0057433 | -0.00013815 | -0.0048782 | -0.0043043 | 0.0020667 | 0.00043418 | 0 | 0 | 0 | 0 | 0 | 0 | 0 | 0 | 0 | 0 | 0 | 0.087741 | 0 | 0 | 0 | 0 | 0.92093 | 0 | 0 | 0
3 | 69 | 2 | 30.2 | 1.003 | 63.3008 | 0 | 0.51813 | -0.046635 | -0.00075914 | 66.5622 | 65.9907 | 66 | -0.0063896 | -0.014162 | -0.0017221 | 0 | 0 | 0 | 0 | -0.00095782 | -0.0098028 | -0.0059478 | -0.00014306 | -0.0050518 | -0.0045251 | 0.0020667 | 0.00043418 | 0 | 0.059791 | 0 | 0 | 0 | 0 | 0 | 0 | 0 | 0 | 0 | 0.088018 | 0 | 0 | 0 | 0 | 0.85515 | 0 | 0 | 0
3 | 69 | 3 | 28.4 | 4.7414 | 63.3008 | 0 | 0.51813 | -0.048642 | -0.048642 | 66 | 65.4039 | 66 | -0.0066071 | -0.014644 | -0.0017807 | 0 | 0 | 0 | 0 | -0.00099266 | -0.010136 | -0.0061508 | -0.00014793 | -0.0052238 | -0.0050253 | 0.0020667 | 0.00043418 | 0 | 3.8311 | 0 | 0 | 0 | 0 | 0 | 0 | 0 | 0 | 0 | 0.088018 | 0 | 0 | 0 | 0 | 0.82226 | 0 | 0 | 0
3 | 69 | 4 | 28.4 | 4.756 | 63.3008 | 0 | 0.51813 | -0.049245 | -0.049245 | 66 | 65.3965 | 66 | -0.0066071 | -0.014644 | -0.0017807 | 0 | 0 | 0 | 0 | -0.0009963 | -0.010136 | -0.0061518 | -0.00014793 | -0.0052238 | -0.0056239 | 0.0020667 | 0.00043418 | 0 | 3.8786 | 0 | 0 | 0 | 0 | 0 | 0 | 0 | 0 | 0 | 0.088018 | 0 | 0 | 0 | 0 | 0.78937 | 0 | 0 | 0
3 | 69 | 5 | 26.6 | 4.9076 | 63.3008 | 0 | 0.51813 | -0.05117 | -0.05117 | 66 | 65.3729 | 66 | -0.0069234 | -0.015345 | -0.001866 | 0 | 0 | 0 | 0 | -0.0010402 | -0.010622 | -0.0064453 | -0.00015502 | -0.0054739 | -0.005367 | 0.0020667 | 0.00043418 | 0 | 4.0303 | 0 | 0 | 0 | 0 | 0 | 0 | 0 | 0 | 0 | 0.088018 | 0 | 0 | 0 | 0 | 0.78937 | 0 | 0 | 0
3 | 69 | 6 | 26.6 | 17.6917 | 63.3008 | 0 | 0.60956 | -0.048915 | -0.21211 | 66 | 65.4005 | 68 | -0.0069234 | -0.015345 | -0.001866 | 0 | 0 | 0 | 0 | -0.0010321 | -0.010622 | -0.006443 | -0.00015502 | -0.0054739 | -0.0045081 | 0.0034529 | 0.00072422 | 0 | 16.7062 | 0 | 0 | 0 | 0 | 0 | 0 | 0 | 0 | 0 | 0.097428 | 0 | 0 | 0 | 0 | 0.88804 | 0 | 0 | 0
3 | 69 | 7 | 24.8 | 5.8996 | 63.3008 | 0 | 4.5717 | -0.053332 | -0.053332 | 68 | 67.3464 | 68 | -0.0075912 | -0.016825 | -0.002046 | 0 | 0 | 0 | 0 | -0.001133 | -0.011646 | -0.0070648 | -0.00016997 | -0.0060018 | -0.0051931 | 0.0043383 | 0.00091055 | 0 | 4.2005 | 0 | 0 | 0 | 0 | 0 | 0 | 0 | 0 | 0 | 0.54787 | 0 | 0 | 0 | 0 | 1.1512 | 0 | 0 | 0
3 | 69 | 8 | 26.6 | 5.132 | 63.3008 | 0 | 4.5717 | -0.041082 | -0.041082 | 68 | 67.4965 | 68 | -0.0072749 | -0.016124 | -0.0019607 | 0 | 0 | 0.0052017 | 0.0011946 | -0.0010944 | -0.011284 | -0.0064299 | -0.00016289 | -0.0057517 | -0.0060722 | 0.0086767 | 0.0018211 | 0 | 3.2356 | 0 | 0 | 0 | 0 | 0 | 0 | 0 | 0 | 0 | 0.54787 | 0 | 0 | 0 | 0 | 1.3485 | 0 | 0 | 0
3 | 69 | 9 | 28.4 | 3.6959 | 63.3008 | 0 | 3.9622 | -0.02331 | -0.02331 | 68 | 67.7143 | 68 | -0.0069586 | -0.015422 | -0.0018755 | 0 | 0 | 0.014691 | 0.0033389 | -0.0010389 | -0.0061542 | -0.0045028 | -0.0001558 | -0.0055017 | -0.0047925 | 0.0050623 | 0.0010617 | 0 | 1.8359 | 0 | 0 | 0 | 0 | 0 | 0 | 0 | 0 | 0 | 0.47857 | 0 | 0 | 0 | 0 | 1.3814 | 0 | 0 | 0
3 | 69 | 10 | 30.2 | 2.7847 | 63.3008 | 0 | 3.9622 | -0.011323 | -0.011323 | 68 | 67.8612 | 68 | -0.0066423 | -0.014721 | -0.0017902 | 0 | 0 | 0.01946 | 0.0053698 | -0.00099164 | -0.0015282 | -0.0037037 | -0.00014872 | -0.0052516 | -0.0044719 | 0.0030973 | 0.00065039 | 0 | 0.8918 | 0 | 0 | 0 | 0 | 0 | 0 | 0 | 0 | 0 | 0.47857 | 0 | 0 | 0 | 0 | 1.4143 | 0 | 0 | 0
3 | 69 | 11 | 33.8 | 1.9329 | 63.3008 | 0 | 3.9622 | -9.1053e-05 | -9.1053e-05 | 68 | 67.9989 | 68 | -0.0060097 | -0.013319 | -0.0016197 | 0 | 0 | 0.021948 | 0.0066982 | -0.00089881 | 0.0022768 | -0.0032319 | -0.00013456 | -0.0047514 | -0.0041457 | 0.0030973 | 0.00065039 | 0 | 0.0071715 | 0 | 0 | 0 | 0 | 0 | 0 | 0 | 0 | 0 | 0.47857 | 0 | 0 | 0 | 0 | 1.4472 | 0 | 0 | 0
3 | 69 | 12 | 37.4 | 1.794 | 63.3008 | 0 | 2.804 | 0.011258 | 0 | 68 | 68.138 | 68.138 | -0.0053771 | -0.011917 | -0.0014492 | 0 | 0 | 0.023383 | 0.0077356 | -0.00080394 | 0.0056324 | -0.0030291 | -0.00012039 | -0.0042513 | -0.0035422 | 0.0041315 | 0.0008666 | 0 | 0 | 0 | 0 | 0 | 0 | 0 | 0 | 0 | 0 | 0 | 0.34684 | 0 | 0 | 0 | 0 | 1.4472 | 0 | 0 | 0
3 | 69 | 13 | 39.2 | 1.761 | 63.3008 | 0 | 2.804 | 0.014116 | 0 | 68.138 | 68.311 | 68.311 | -0.005085 | -0.01127 | -0.0013705 | 0 | 0 | 0.023792 | 0.0079685 | -0.00075666 | 0.0069672 | -0.0029148 | -0.00011385 | -0.0040204 | -0.0028284 | 0.0030973 | 0.00065039 | 0 | 0 | 0 | 0 | 0 | 0 | 0 | 0 | 0 | 0 | 0 | 0.34675 | 0 | 0 | 0 | 0 | 1.4143 | 0 | 0 | 0
3 | 69 | 14 | 42.8 | 1.6657 | 63.3008 | 0 | 2.2554 | 0.016183 | 0 | 68.311 | 68.5093 | 68.5093 | -0.0044828 | -0.0099354 | -0.0012082 | 0 | 0 | 0.022199 | 0.0074469 | -0.00066441 | 0.007276 | -0.0017433 | -0.00010037 | -0.0035443 | -0.002185 | 0.0025838 | 0.00054141 | 0 | 0 | 0 | 0 | 0 | 0 | 0 | 0 | 0 | 0 | 0 | 0.28429 | 0 | 0 | 0 | 0 | 1.3814 | 0 | 0 | 0
3 | 69 | 15 | 42.8 | 1.6327 | 63.3008 | 0 | 2.2554 | 0.009935 | 0 | 68.5093 | 68.631 | 68.631 | -0.0045177 | -0.010013 | -0.0012176 | 0 | 0 | 0.019368 | 0.0062033 | -0.00067435 | 0.0052835 | -0.0015225 | -0.00010115 | -0.0035718 | -0.0025514 | 0.0026854 | 0.00056426 | 0 | 0 | 0 | 0 | 0 | 0 | 0 | 0 | 0 | 0 | 0 | 0.28423 | 0 | 0 | 0 | 0 | 1.3485 | 0 | 0 | 0
3 | 69 | 16 | 42.8 | 1.6985 | 63.3008 | 0 | 2.2554 | -0.00019949 | 0 | 68.631 | 68.6286 | 68.6286 | -0.0045391 | -0.01006 | -0.0012234 | 0 | 0 | 0.015125 | 0.0043024 | -0.00067586 | 0.0019982 | -0.0017304 | -0.00010163 | -0.0035887 | -0.0023909 | 0.0026854 | 0.00056426 | 0 | 0 | 0 | 0 | 0 | 0 | 0 | 0 | 0 | 0 | 0 | 0.28423 | 0 | 0 | 0 | 0 | 1.4143 | 0 | 0 | 0
3 | 69 | 17 | 42.8 | 1.9617 | 63.3008 | 0 | 2.2554 | -0.012976 | 0 | 68.6286 | 68.4696 | 68.4696 | -0.0045386 | -0.010059 | -0.0012232 | 0 | 0 | 0.0070785 | 0.0021417 | -0.00066636 | -0.0019896 | -0.0023159 | -0.00010162 | -0.0035884 | -0.0016401 | 0.0039265 | 0.00082442 | 0 | 0 | 0 | 0 | 0 | 0 | 0 | 0 | 0 | 0 | 0 | 0.28431 | 0 | 0 | 0 | 0 | 1.6774 | 0 | 0 | 0
3 | 69 | 18 | 42.8 | 2.5696 | 63.3008 | 0 | 3.8403 | -0.02388 | 0 | 68.4696 | 68.1769 | 68.1769 | -0.0045107 | -0.0099972 | -0.0012157 | 0 | 0 | 0.003464 | 0.00051604 | -0.00066551 | -0.0065999 | -0.0036286 | -0.000101 | -0.0035663 | -0.0018096 | 0.0042349 | 0.00088946 | 0 | 0 | 0 | 0 | 0 | 0 | 0 | 0 | 0 | 0 | 0 | 0.46463 | 0 | 0 | 0 | 0 | 2.105 | 0 | 0 | 0
3 | 69 | 19 | 39.2 | 3.9798 | 63.3008 | 0 | 3.8403 | -0.032758 | -0.018321 | 68.1769 | 67.7755 | 68 | -0.0050919 | -0.011285 | -0.0013723 | 0 | 0 | 0 | 0 | -0.00075231 | -0.0078118 | -0.0047371 | -0.00011401 | -0.0040258 | -0.0021127 | 0.0045452 | 0.0009545 | 0 | 1.443 | 0 | 0 | 0 | 0 | 0 | 0 | 0 | 0 | 0 | 0.46471 | 0 | 0 | 0 | 0 | 2.0721 | 0 | 0 | 0
3 | 69 | 20 | 39.2 | 4.7551 | 63.3008 | 0 | 3.8403 | -0.029835 | -0.029835 | 68 | 67.6344 | 68 | -0.0050608 | -0.011216 | -0.001364 | 0 | 0 | 0 | 0 | -0.00074374 | -0.0077641 | -0.0047066 | -0.00011331 | -0.0040012 | -0.0019916 | 0.0071272 | 0.0014959 | 0 | 2.3498 | 0 | 0 | 0 | 0 | 0 | 0 | 0 | 0 | 0 | 0.46471 | 0 | 0 | 0 | 0 | 1.9405 | 0 | 0 | 0
3 | 69 | 21 | 37.4 | 4.8549 | 63.3008 | 0 | 3.8403 | -0.032355 | -0.032355 | 68 | 67.6035 | 68 | -0.0053771 | -0.011917 | -0.0014492 | 0 | 0 | 0 | 0 | -0.00079356 | -0.0082494 | -0.0050018 | -0.00012039 | -0.0042513 | -0.002322 | 0.0071272 | 0.0014959 | 0 | 2.5483 | 0 | 0 | 0 | 0 | 0 | 0 | 0 | 0 | 0 | 0.46471 | 0 | 0 | 0 | 0 | 1.8419 | 0 | 0 | 0
3 | 69 | 22 | 35.6 | 4.8309 | 63.3008 | 0 | 3.1088 | -0.034359 | -0.034359 | 68 | 67.5789 | 68 | -0.0056934 | -0.012618 | -0.0015345 | 0 | 0 | 0 | 0 | -0.00083881 | -0.0087346 | -0.0052956 | -0.00012748 | -0.0045014 | -0.002456 | 0.0074411 | 0.0015609 | 0 | 2.7062 | 0 | 0 | 0 | 0 | 0 | 0 | 0 | 0 | 0 | 0.38156 | 0 | 0 | 0 | 0 | 1.7432 | 0 | 0 | 0
3 | 69 | 23 | 33.8 | 1.8618 | 63.3008 | 0 | 3.1088 | -0.036672 | 0 | 68 | 67.5506 | 67.5506 | -0.0060097 | -0.013319 | -0.0016197 | 0 | 0 | 0 | 0 | -0.0008838 | -0.0092199 | -0.0055893 | -0.00013456 | -0.0047514 | -0.002585 | 0.0074411 | 0.0015609 | 0 | 0 | 0 | 0 | 0 | 0 | 0 | 0 | 0 | 0 | 0 | 0.38177 | 0 | 0 | 0 | 0 | 1.4801 | 0 | 0 | 0
3 | 69 | 24 | 33.8 | 1.3044 | 63.3008 | 0 | 0.51813 | -0.036788 | 0 | 67.5506 | 67.0997 | 67.0997 | -0.0059307 | -0.013144 | -0.0015984 | 0 | 0 | 0 | 0 | -0.00087055 | -0.0090987 | -0.0055154 | -0.00013279 | -0.004689 | -0.0025233 | 0.0067153 | 0.0014098 | 0 | 0 | 0 | 0 | 0 | 0 | 0 | 0 | 0 | 0 | 0 | 0.087476 | 0 | 0 | 0 | 0 | 1.2169 | 0 | 0 | 0
3 | 70 | 1 | 32 | 1.0084 | 63.462 | 0 | 0.51756 | -0.043264 | 0 | 67.0997 | 66.5695 | 66.5695 | -0.0061678 | -0.01367 | -0.0016623 | 0 | 0 | 0 | 0 | -0.00090744 | -0.0094624 | -0.0057364 | -0.0001381 | -0.0048764 | -0.0027103 | 0.0020667 | 0.00043418 | 0 | 0 | 0 | 0 | 0 | 0 | 0 | 0 | 0 | 0 | 0 | 0.087519 | 0 | 0 | 0 | 0 | 0.92093 | 0 | 0 | 0
3 | 70 | 2 | 32 | 0.94292 | 63.462 | 0 | 0.51756 | -0.042544 | 0 | 66.5695 | 66.0481 | 66.0481 | -0.0060746 | -0.013463 | -0.0016372 | 0 | 0 | 0 | 0 | -0.00089186 | -0.0093195 | -0.0056492 | -0.00013601 | -0.0048028 | -0.0026361 | 0.0020667 | 0.00043418 | 0 | 0 | 0 | 0 | 0 | 0 | 0 | 0 | 0 | 0 | 0 | 0.087776 | 0 | 0 | 0 | 0 | 0.85515 | 0 | 0 | 0
3 | 70 | 3 | 30.2 | 4.0882 | 63.462 | 0 | 0.51756 | -0.044279 | -0.040351 | 66.0481 | 65.5055 | 66 | -0.0062993 | -0.013961 | -0.0016978 | 0 | 0 | 0 | 0 | -0.00092694 | -0.0096642 | -0.0058588 | -0.00014104 | -0.0049804 | -0.0028164 | 0.0020667 | 0.00043418 | 0 | 3.1781 | 0 | 0 | 0 | 0 | 0 | 0 | 0 | 0 | 0 | 0.0878 | 0 | 0 | 0 | 0 | 0.82226 | 0 | 0 | 0
3 | 70 | 4 | 28.4 | 4.5722 | 63.462 | 0 | 0.51756 | -0.046914 | -0.046914 | 66 | 65.4251 | 66 | -0.0066071 | -0.014644 | -0.0017807 | 0 | 0 | 0 | 0 | -0.00097622 | -0.010136 | -0.0061462 | -0.00014793 | -0.0052238 | -0.0033183 | 0.0020667 | 0.00043418 | 0 | 3.695 | 0 | 0 | 0 | 0 | 0 | 0 | 0 | 0 | 0 | 0.0878 | 0 | 0 | 0 | 0 | 0.78937 | 0 | 0 | 0
3 | 70 | 5 | 28.4 | 4.5823 | 63.462 | 0 | 0.51756 | -0.047043 | -0.047043 | 66 | 65.4235 | 66 | -0.0066071 | -0.014644 | -0.0017807 | 0 | 0 | 0 | 0 | -0.00097655 | -0.010136 | -0.0061463 | -0.00014793 | -0.0052238 | -0.003447 | 0.0020667 | 0.00043418 | 0 | 3.7052 | 0 | 0 | 0 | 0 | 0 | 0 | 0 | 0 | 0 | 0.0878 | 0 | 0 | 0 | 0 | 0.78937 | 0 | 0 | 0
3 | 70 | 6 | 30.2 | 17.2116 | 63.462 | 0 | 0.6089 | -0.042822 | -0.20602 | 66 | 65.4752 | 68 | -0.0062908 | -0.013943 | -0.0016955 | 0 | 0 | 0 | 0 | -0.0009215 | -0.0096512 | -0.0058497 | -0.00014085 | -0.0049737 | -0.0028095 | 0.0034529 | 0.00072422 | 0 | 16.2264 | 0 | 0 | 0 | 0 | 0 | 0 | 0 | 0 | 0 | 0.097171 | 0 | 0 | 0 | 0 | 0.88804 | 0 | 0 | 0
3 | 70 | 7 | 30.2 | 5.2146 | 63.462 | 0 | 4.5667 | -0.04466 | -0.04466 | 68 | 67.4527 | 68 | -0.0066423 | -0.014721 | -0.0017902 | 0 | 0 | 0 | 0 | -0.00097555 | -0.01019 | -0.0061773 | -0.00014872 | -0.0052516 | -0.0031012 | 0.0043383 | 0.00091055 | 0 | 3.5175 | 0 | 0 | 0 | 0 | 0 | 0 | 0 | 0 | 0 | 0.54595 | 0 | 0 | 0 | 0 | 1.1512 | 0 | 0 | 0
3 | 70 | 8 | 33.8 | 4.0202 | 63.462 | 0 | 4.5667 | -0.02699 | -0.02699 | 68 | 67.6692 | 68 | -0.0060097 | -0.013319 | -0.0016197 | 0 | 0 | 0.0054304 | 0.0012704 | -0.00087783 | -0.008436 | -0.0046335 | -0.00013456 | -0.0047514 | -0.002585 | 0.0086767 | 0.0018211 | 0 | 2.1257 | 0 | 0 | 0 | 0 | 0 | 0 | 0 | 0 | 0 | 0.54595 | 0 | 0 | 0 | 0 | 1.3485 | 0 | 0 | 0
3 | 70 | 9 | 39.2 | 2.3734 | 63.462 | 0 | 3.9578 | -0.0065397 | -0.0065397 | 68 | 67.9199 | 68 | -0.0050608 | -0.011216 | -0.001364 | 0 | 0 | 0.01472 | 0.003406 | -0.0007345 | -0.0028252 | -0.0025259 | -0.00011331 | -0.0040012 | -0.0018869 | 0.0050623 | 0.0010617 | 0 | 0.51507 | 0 | 0 | 0 | 0 | 0 | 0 | 0 | 0 | 0 | 0.47691 | 0 | 0 | 0 | 0 | 1.3814 | 0 | 0 | 0
3 | 70 | 10 | 44.6 | 1.8911 | 63.462 | 0 | 3.9578 | 0.010508 | 0 | 68 | 68.1288 | 68.1288 | -0.0041119 | -0.0091133 | -0.0011082 | 0 | 0 | 0.019438 | 0.005446 | -0.00060143 | 0.002724 | -0.0011102 | -9.2066e-05 | -0.003251 | -0.0014594 | 0.0030973 | 0.00065039 | 0 | 0 | 0 | 0 | 0 | 0 | 0 | 0 | 0 | 0 | 0 | 0.47684 | 0 | 0 | 0 | 0 | 1.4143 | 0 | 0 | 0
3 | 70 | 11 | 48.2 | 1.9239 | 63.462 | 0 | 3.9578 | 0.020854 | 0 | 68.1288 | 68.3844 | 68.3844 | -0.0035019 | -0.0077614 | -0.00094383 | 0 | 0 | 0.022005 | 0.0068251 | -0.00052163 | 0.0063967 | -0.00075915 | -7.8408e-05 | -0.0027687 | -0.0017849 | 0.0030973 | 0.00065039 | 0 | 0 | 0 | 0 | 0 | 0 | 0 | 0 | 0 | 0 | 0 | 0.47672 | 0 | 0 | 0 | 0 | 1.4472 | 0 | 0 | 0
3 | 70 | 12 | 50 | 1.7925 | 63.462 | 0 | 2.8009 | 0.027694 | 0 | 68.3844 | 68.7238 | 68.7238 | -0.0032305 | -0.0071599 | -0.00087068 | 0 | 0 | 0.023139 | 0.0076734 | -0.00048524 | 0.0090686 | -0.00073014 | -7.2332e-05 | -0.0025542 | -0.0020819 | 0.0041315 | 0.0008666 | 0 | 0 | 0 | 0 | 0 | 0 | 0 | 0 | 0 | 0 | 0 | 0.34537 | 0 | 0 | 0 | 0 | 1.4472 | 0 | 0 | 0
3 | 70 | 13 | 51.8 | 1.7595 | 63.462 | 0 | 2.8009 | 0.029547 | 0 | 68.7238 | 69.0859 | 69.0859 | -0.0029739 | -0.0065911 | -0.00080151 | 0 | 0 | 0.023689 | 0.008034 | -0.00044445 | 0.0099405 | -0.0010471 | -6.6585e-05 | -0.0023512 | -0.0015881 | 0.0030973 | 0.00065039 | 0 | 0 | 0 | 0 | 0 | 0 | 0 | 0 | 0 | 0 | 0 | 0.3452 | 0 | 0 | 0 | 0 | 1.4143 | 0 | 0 | 0
3 | 70 | 14 | 51.8 | 1.6643 | 63.462 | 0 | 2.2529 | 0.02578 | 0 | 69.0859 | 69.4018 | 69.4018 | -0.0030375 | -0.0067321 | -0.00081866 | 0 | 0 | 0.021965 | 0.0074508 | -0.00045752 | 0.0092973 | -0.00045774 | -6.801e-05 | -0.0024015 | -0.002085 | 0.0025838 | 0.00054141 | 0 | 0 | 0 | 0 | 0 | 0 | 0 | 0 | 0 | 0 | 0 | 0.2829 | 0 | 0 | 0 | 0 | 1.3814 | 0 | 0 | 0
3 | 70 | 15 | 51.8 | 1.6313 | 63.462 | 0 | 2.2529 | 0.020681 | 0 | 69.4018 | 69.6552 | 69.6552 | -0.003093 | -0.0068551 | -0.00083362 | 0 | 0 | 0.019395 | 0.0062535 | -0.00046262 | 0.0074243 | -0.00021028 | -6.9253e-05 | -0.0024454 | -0.0016717 | 0.0026854 | 0.00056426 | 0 | 0 | 0 | 0 | 0 | 0 | 0 | 0 | 0 | 0 | 0 | 0.28278 | 0 | 0 | 0 | 0 | 1.3485 | 0 | 0 | 0
3 | 70 | 16 | 51.8 | 1.697 | 63.462 | 0 | 2.2529 | 0.010141 | 0 | 69.6552 | 69.7795 | 69.7795 | -0.0031376 | -0.0069539 | -0.00084562 | 0 | 0 | 0.015059 | 0.0043227 | -0.00047154 | 0.0039918 | -0.00051513 | -7.025e-05 | -0.0024806 | -0.0020073 | 0.0026854 | 0.00056426 | 0 | 0 | 0 | 0 | 0 | 0 | 0 | 0 | 0 | 0 | 0 | 0.28272 | 0 | 0 | 0 | 0 | 1.4143 | 0 | 0 | 0
3 | 70 | 17 | 51.8 | 1.9601 | 63.462 | 0 | 2.2529 | -0.0043909 | 0 | 69.7795 | 69.7257 | 69.7257 | -0.0031594 | -0.0070023 | -0.00085151 | 0 | 0 | 0.0072521 | 0.0021771 | -0.00047694 | -0.00011011 | -0.001222 | -7.0739e-05 | -0.0024979 | -0.0023557 | 0.0039265 | 0.00082442 | 0 | 0 | 0 | 0 | 0 | 0 | 0 | 0 | 0 | 0 | 0 | 0.28274 | 0 | 0 | 0 | 0 | 1.6774 | 0 | 0 | 0
3 | 70 | 18 | 48.2 | 2.5674 | 63.462 | 0 | 3.8361 | -0.019583 | 0 | 69.7257 | 69.4857 | 69.4857 | -0.0037825 | -0.0083833 | -0.0010195 | 0 | 0 | 0.00337 | 0.00049346 | -0.00057047 | -0.0053025 | -0.0028161 | -8.4691e-05 | -0.0029906 | -0.0027321 | 0.0042349 | 0.00088946 | 0 | 0 | 0 | 0 | 0 | 0 | 0 | 0 | 0 | 0 | 0 | 0.46238 | 0 | 0 | 0 | 0 | 2.105 | 0 | 0 | 0
3 | 70 | 19 | 42.8 | 2.5347 | 63.462 | 0 | 3.8361 | -0.036336 | 0 | 69.4857 | 69.0404 | 69.0404 | -0.0046893 | -0.010393 | -0.0012638 | 0 | 0 | 6.4601e-05 | 2.245e-05 | -0.00071065 | -0.010074 | -0.0059542 | -0.00010499 | -0.0037075 | -0.0040716 | 0.0045452 | 0.0009545 | 0 | 0 | 0 | 0 | 0 | 0 | 0 | 0 | 0 | 0 | 0 | 0.46259 | 0 | 0 | 0 | 0 | 2.0721 | 0 | 0 | 0
3 | 70 | 20 | 39.2 | 2.4033 | 63.462 | 0 | 3.8361 | -0.033814 | 0 | 69.0404 | 68.626 | 68.626 | -0.0052436 | -0.011622 | -0.0014132 | 0 | 0 | 0 | 0 | -0.0007944 | -0.0080446 | -0.0048829 | -0.0001174 | -0.0041458 | -0.0046781 | 0.0071272 | 0.0014959 | 0 | 0 | 0 | 0 | 0 | 0 | 0 | 0 | 0 | 0 | 0 | 0.46279 | 0 | 0 | 0 | 0 | 1.9405 | 0 | 0 | 0
3 | 70 | 21 | 35.6 | 2.3049 | 63.462 | 0 | 3.8361 | -0.037194 | 0 | 68.626 | 68.1702 | 68.1702 | -0.0058034 | -0.012862 | -0.0015641 | 0 | 0 | 0 | 0 | -0.00087207 | -0.0089034 | -0.0054027 | -0.00012994 | -0.0045883 | -0.0041948 | 0.0071272 | 0.0014959 | 0 | 0 | 0 | 0 | 0 | 0 | 0 | 0 | 0 | 0 | 0 | 0.46302 | 0 | 0 | 0 | 0 | 1.8419 | 0 | 0 | 0
3 | 70 | 22 | 35.6 | 3.8426 | 63.462 | 0 | 3.1054 | -0.035715 | -0.021828 | 68.1702 | 67.7325 | 68 | -0.0057233 | -0.012685 | -0.0015425 | 0 | 0 | 0 | 0 | -0.00085469 | -0.0087805 | -0.0053266 | -0.00012814 | -0.004525 | -0.0035904 | 0.0074411 | 0.0015609 | 0 | 1.7192 | 0 | 0 | 0 | 0 | 0 | 0 | 0 | 0 | 0 | 0.38025 | 0 | 0 | 0 | 0 | 1.7432 | 0 | 0 | 0
3 | 70 | 23 | 33.8 | 1.8605 | 63.462 | 0 | 3.1054 | -0.038254 | 0 | 68 | 67.5312 | 67.5312 | -0.0060097 | -0.013319 | -0.0016197 | 0 | 0 | 0 | 0 | -0.00090075 | -0.0092199 | -0.0055941 | -0.00013456 | -0.0047514 | -0.0041457 | 0.0074411 | 0.0015609 | 0 | 0 | 0 | 0 | 0 | 0 | 0 | 0 | 0 | 0 | 0 | 0.38047 | 0 | 0 | 0 | 0 | 1.4801 | 0 | 0 | 0
3 | 70 | 24 | 30.2 | 1.3042 | 63.462 | 0 | 0.51756 | -0.043026 | 0 | 67.5312 | 67.0039 | 67.0039 | -0.0065599 | -0.014539 | -0.001768 | 0 | 0 | 0 | 0 | -0.00098156 | -0.010064 | -0.0061058 | -0.00014688 | -0.0051865 | -0.0043898 | 0.0067153 | 0.0014098 | 0 | 0 | 0 | 0 | 0 | 0 | 0 | 0 | 0 | 0 | 0 | 0.087305 | 0 | 0 | 0 | 0 | 1.2169 | 0 | 0 | 0
3 | 71 | 1 | 30.2 | 1.0083 | 63.6261 | 0 | 0.51698 | -0.046702 | 0 | 67.0039 | 66.4316 | 66.4316 | -0.0064672 | -0.014334 | -0.001743 | 0 | 0 | 0 | 0 | -0.000964 | -0.0099219 | -0.0060185 | -0.0001448 | -0.0051132 | -0.0040626 | 0.0020667 | 0.00043418 | 0 | 0 | 0 | 0 | 0 | 0 | 0 | 0 | 0 | 0 | 0 | 0.087365 | 0 | 0 | 0 | 0 | 0.92093 | 0 | 0 | 0
3 | 71 | 2 | 28.4 | 1.9815 | 63.6261 | 0 | 0.51698 | -0.048403 | -0.013189 | 66.4316 | 65.8384 | 66 | -0.006683 | -0.014812 | -0.0018012 | 0 | 0 | 0 | 0 | -0.00099721 | -0.010253 | -0.0062195 | -0.00014963 | -0.0052838 | -0.0042709 | 0.0020667 | 0.00043418 | 0 | 1.0388 | 0 | 0 | 0 | 0 | 0 | 0 | 0 | 0 | 0 | 0.087578 | 0 | 0 | 0 | 0 | 0.85515 | 0 | 0 | 0
3 | 71 | 3 | 28.4 | 4.6574 | 63.6261 | 0 | 0.51698 | -0.047581 | -0.047581 | 66 | 65.4169 | 66 | -0.0066071 | -0.014644 | -0.0017807 | 0 | 0 | 0 | 0 | -0.00098274 | -0.010136 | -0.0061481 | -0.00014793 | -0.0052238 | -0.003977 | 0.0020667 | 0.00043418 | 0 | 3.7475 | 0 | 0 | 0 | 0 | 0 | 0 | 0 | 0 | 0 | 0.087578 | 0 | 0 | 0 | 0 | 0.82226 | 0 | 0 | 0
3 | 71 | 4 | 26.6 | 4.8207 | 63.6261 | 0 | 0.51698 | -0.050072 | -0.050072 | 66 | 65.3864 | 66 | -0.0069234 | -0.015345 | -0.001866 | 0 | 0 | 0 | 0 | -0.001031 | -0.010622 | -0.0064427 | -0.00015502 | -0.0054739 | -0.00428 | 0.0020667 | 0.00043418 | 0 | 3.9437 | 0 | 0 | 0 | 0 | 0 | 0 | 0 | 0 | 0 | 0.087578 | 0 | 0 | 0 | 0 | 0.78937 | 0 | 0 | 0
3 | 71 | 5 | 26.6 | 4.8041 | 63.6261 | 0 | 0.51698 | -0.049861 | -0.049861 | 66 | 65.3889 | 66 | -0.0069234 | -0.015345 | -0.001866 | 0 | 0 | 0 | 0 | -0.0010277 | -0.010622 | -0.0064418 | -0.00015502 | -0.0054739 | -0.0040735 | 0.0020667 | 0.00043418 | 0 | 3.9271 | 0 | 0 | 0 | 0 | 0 | 0 | 0 | 0 | 0 | 0.087578 | 0 | 0 | 0 | 0 | 0.78937 | 0 | 0 | 0
3 | 71 | 6 | 26.6 | 17.6418 | 63.6261 | 0 | 0.60821 | -0.048289 | -0.21149 | 66 | 65.4082 | 68 | -0.0069234 | -0.015345 | -0.001866 | 0 | 0 | 0 | 0 | -0.0010255 | -0.010622 | -0.0064412 | -0.00015502 | -0.0054739 | -0.0038902 | 0.0034529 | 0.00072422 | 0 | 16.6569 | 0 | 0 | 0 | 0 | 0 | 0 | 0 | 0 | 0 | 0.09691 | 0 | 0 | 0 | 0 | 0.88804 | 0 | 0 | 0
3 | 71 | 7 | 24.8 | 5.8429 | 63.6261 | 0 | 4.5616 | -0.052662 | -0.052662 | 68 | 67.3546 | 68 | -0.0075912 | -0.016825 | -0.002046 | 0 | 0 | 0 | 0 | -0.0011261 | -0.011646 | -0.0070629 | -0.00016997 | -0.0060018 | -0.0045317 | 0.0043383 | 0.00091055 | 0 | 4.1477 | 0 | 0 | 0 | 0 | 0 | 0 | 0 | 0 | 0 | 0.54399 | 0 | 0 | 0 | 0 | 1.1512 | 0 | 0 | 0
3 | 71 | 8 | 28.4 | 4.6012 | 63.6261 | 0 | 4.5616 | -0.034391 | -0.034391 | 68 | 67.5785 | 68 | -0.0069586 | -0.015422 | -0.0018755 | 0 | 0 | 0.0056378 | 0.0013447 | -0.0010233 | -0.0099468 | -0.0055361 | -0.0001558 | -0.0055017 | -0.00363 | 0.0086767 | 0.0018211 | 0 | 2.7087 | 0 | 0 | 0 | 0 | 0 | 0 | 0 | 0 | 0 | 0.54399 | 0 | 0 | 0 | 0 | 1.3485 | 0 | 0 | 0
3 | 71 | 9 | 32 | 3.1735 | 63.6261 | 0 | 3.9534 | -0.016721 | -0.016721 | 68 | 67.7951 | 68 | -0.006326 | -0.01402 | -0.001705 | 0 | 0 | 0.014729 | 0.0034698 | -0.00094378 | -0.0042184 | -0.0034653 | -0.00014164 | -0.0050015 | -0.00416 | 0.0050623 | 0.0010617 | 0 | 1.3169 | 0 | 0 | 0 | 0 | 0 | 0 | 0 | 0 | 0 | 0.47521 | 0 | 0 | 0 | 0 | 1.3814 | 0 | 0 | 0
3 | 71 | 10 | 33.8 | 2.4854 | 63.6261 | 0 | 3.9534 | -0.007566 | -0.007566 | 68 | 67.9073 | 68 | -0.0060097 | -0.013319 | -0.0016197 | 0 | 0 | 0.017559 | 0.004632 | -0.00089477 | -9.1836e-05 | -0.0023987 | -0.00013456 | -0.0047514 | -0.0036345 | 0.0030973 | 0.00065039 | 0 | 0.59591 | 0 | 0 | 0 | 0 | 0 | 0 | 0 | 0 | 0 | 0.47521 | 0 | 0 | 0 | 0 | 1.4143 | 0 | 0 | 0
3 | 71 | 11 | 39.2 | 1.9223 | 63.6261 | 0 | 3.9534 | 0.0096111 | 0 | 68 | 68.1178 | 68.1178 | -0.0050608 | -0.011216 | -0.001364 | 0 | 0 | 0.021974 | 0.0067232 | -0.00075364 | 0.0045191 | -0.0018408 | -0.00011331 | -0.0040012 | -0.0030025 | 0.0030973 | 0.00065039 | 0 | 0 | 0 | 0 | 0 | 0 | 0 | 0 | 0 | 0 | 0 | 0.47515 | 0 | 0 | 0 | 0 | 1.4472 | 0 | 0 | 0
3 | 71 | 12 | 42.8 | 1.7915 | 63.6261 | 0 | 2.7978 | 0.019039 | 0 | 68.1178 | 68.3511 | 68.3511 | -0.0044489 | -0.0098602 | -0.0011991 | 0 | 0 | 0.022922 | 0.0076109 | -0.00065936 | 0.0072619 | -0.0018097 | -9.9611e-05 | -0.0035174 | -0.00216 | 0.0041315 | 0.0008666 | 0 | 0 | 0 | 0 | 0 | 0 | 0 | 0 | 0 | 0 | 0 | 0.34435 | 0 | 0 | 0 | 0 | 1.4472 | 0 | 0 | 0
3 | 71 | 13 | 44.6 | 1.7585 | 63.6261 | 0 | 2.7978 | 0.025473 | 0 | 68.3511 | 68.6633 | 68.6633 | -0.0041736 | -0.00925 | -0.0011249 | 0 | 0 | 0.024328 | 0.0080176 | -0.00061597 | 0.010252 | -0.00061732 | -9.3447e-05 | -0.0032998 | -0.0016971 | 0.0030973 | 0.00065039 | 0 | 0 | 0 | 0 | 0 | 0 | 0 | 0 | 0 | 0 | 0 | 0.3442 | 0 | 0 | 0 | 0 | 1.4143 | 0 | 0 | 0
3 | 71 | 14 | 44.6 | 1.6636 | 63.6261 | 0 | 2.2504 | 0.015882 | 0 | 68.6633 | 68.8579 | 68.8579 | -0.0042284 | -0.0093716 | -0.0011396 | 0 | 0 | 0.02175 | 0.0059208 | -0.00061883 | 0.0055225 | -0.00028625 | -9.4675e-05 | -0.0033431 | -0.0013537 | 0.0025838 | 0.00054141 | 0 | 0 | 0 | 0 | 0 | 0 | 0 | 0 | 0 | 0 | 0 | 0.2822 | 0 | 0 | 0 | 0 | 1.3814 | 0 | 0 | 0
3 | 71 | 15 | 46.4 | 1.6307 | 63.6261 | 0 | 2.2504 | 0.0045198 | 0 | 68.8579 | 68.9133 | 68.9133 | -0.0039463 | -0.0087464 | -0.0010636 | 0 | 0 | 0.015819 | 0.0038178 | -0.00058399 | 0.0017495 | -0.00089799 | -8.8359e-05 | -0.0031201 | -0.0016695 | 0.0026854 | 0.00056426 | 0 | 0 | 0 | 0 | 0 | 0 | 0 | 0 | 0 | 0 | 0 | 0.28217 | 0 | 0 | 0 | 0 | 1.3485 | 0 | 0 | 0
3 | 71 | 16 | 46.4 | 1.6965 | 63.6261 | 0 | 2.2504 | -0.0020317 | 0 | 68.9133 | 68.8884 | 68.8884 | -0.0039561 | -0.008768 | -0.0010662 | 0 | 0 | 0.012796 | 0.0030183 | -0.00058605 | 0.00016022 | -0.0014225 | -8.8577e-05 | -0.0031278 | -0.0016759 | 0.0026854 | 0.00056426 | 0 | 0 | 0 | 0 | 0 | 0 | 0 | 0 | 0 | 0 | 0 | 0.28219 | 0 | 0 | 0 | 0 | 1.4143 | 0 | 0 | 0
3 | 71 | 17 | 46.4 | 1.9597 | 63.6261 | 0 | 2.2504 | -0.013444 | 0 | 68.8884 | 68.7237 | 68.7237 | -0.0039517 | -0.0087583 | -0.0010651 | 0 | 0 | 0.0065462 | 0.001484 | -0.00058684 | -0.0032505 | -0.0027688 | -8.8479e-05 | -0.0031243 | -0.0018065 | 0.0039265 | 0.00082442 | 0 | 0 | 0 | 0 | 0 | 0 | 0 | 0 | 0 | 0 | 0 | 0.28227 | 0 | 0 | 0 | 0 | 1.6774 | 0 | 0 | 0
3 | 71 | 18 | 46.4 | 2.5662 | 63.6261 | 0 | 3.8318 | -0.02145 | 0 | 68.7237 | 68.4608 | 68.4608 | -0.0039227 | -0.0086941 | -0.0010572 | 0 | 0 | 0.0022199 | 0.00049568 | -0.00058395 | -0.0054288 | -0.0035923 | -8.7831e-05 | -0.0031015 | -0.0019324 | 0.0042349 | 0.00088946 | 0 | 0 | 0 | 0 | 0 | 0 | 0 | 0 | 0 | 0 | 0 | 0.46123 | 0 | 0 | 0 | 0 | 2.105 | 0 | 0 | 0
3 | 71 | 19 | 46.4 | 2.5335 | 63.6261 | 0 | 3.8318 | -0.025129 | 0 | 68.4608 | 68.1528 | 68.1528 | -0.0038766 | -0.0085917 | -0.0010448 | 0 | 0 | 7.9894e-05 | 2.1983e-05 | -0.00057845 | -0.0065614 | -0.0039159 | -8.6797e-05 | -0.0030649 | -0.0020556 | 0.0045452 | 0.0009545 | 0 | 0 | 0 | 0 | 0 | 0 | 0 | 0 | 0 | 0 | 0 | 0.46138 | 0 | 0 | 0 | 0 | 2.0721 | 0 | 0 | 0
3 | 71 | 20 | 46.4 | 3.0748 | 63.6261 | 0 | 3.8318 | -0.021012 | -0.0085419 | 68.1528 | 67.8953 | 68 | -0.0038224 | -0.0084718 | -0.0010302 | 0 | 0 | 0 | 0 | -0.00056755 | -0.0058643 | -0.0035565 | -8.5585e-05 | -0.0030221 | -0.0017188 | 0.0071272 | 0.0014959 | 0 | 0.67277 | 0 | 0 | 0 | 0 | 0 | 0 | 0 | 0 | 0 | 0.46145 | 0 | 0 | 0 | 0 | 1.9405 | 0 | 0 | 0
3 | 71 | 21 | 46.4 | 3.9227 | 63.6261 | 0 | 3.8318 | -0.020561 | -0.020561 | 68 | 67.748 | 68 | -0.0037956 | -0.0084123 | -0.001023 | 0 | 0 | 0 | 0 | -0.0005608 | -0.0058231 | -0.0035309 | -8.4984e-05 | -0.0030009 | -0.0014563 | 0.0071272 | 0.0014959 | 0 | 1.6194 | 0 | 0 | 0 | 0 | 0 | 0 | 0 | 0 | 0 | 0.46145 | 0 | 0 | 0 | 0 | 1.8419 | 0 | 0 | 0
3 | 71 | 22 | 44.6 | 3.9146 | 63.6261 | 0 | 3.1019 | -0.022759 | -0.022759 | 68 | 67.7211 | 68 | -0.0041119 | -0.0091133 | -0.0011082 | 0 | 0 | 0 | 0 | -0.00060992 | -0.0063083 | -0.0038258 | -9.2066e-05 | -0.003251 | -0.0017798 | 0.0074411 | 0.0015609 | 0 | 1.7926 | 0 | 0 | 0 | 0 | 0 | 0 | 0 | 0 | 0 | 0.37891 | 0 | 0 | 0 | 0 | 1.7432 | 0 | 0 | 0
3 | 71 | 23 | 44.6 | 1.8591 | 63.6261 | 0 | 3.1019 | -0.022633 | 0 | 68 | 67.7226 | 67.7226 | -0.0041119 | -0.0091133 | -0.0011082 | 0 | 0 | 0 | 0 | -0.0006077 | -0.0063083 | -0.0038251 | -9.2066e-05 | -0.003251 | -0.0016567 | 0.0074411 | 0.0015609 | 0 | 0 | 0 | 0 | 0 | 0 | 0 | 0 | 0 | 0 | 0 | 0.37905 | 0 | 0 | 0 | 0 | 1.4801 | 0 | 0 | 0
3 | 71 | 24 | 44.6 | 1.3038 | 63.6261 | 0 | 0.51698 | -0.022991 | 0 | 67.7226 | 67.4409 | 67.4409 | -0.0040631 | -0.0090053 | -0.0010951 | 0 | 0 | 0 | 0 | -0.00060054 | -0.0062336 | -0.0037798 | -9.0974e-05 | -0.0032125 | -0.0016251 | 0.0067153 | 0.0014098 | 0 | 0 | 0 | 0 | 0 | 0 | 0 | 0 | 0 | 0 | 0 | 0.086868 | 0 | 0 | 0 | 0 | 1.2169 | 0 | 0 | 0
3 | 72 | 1 | 44.6 | 1.0077 | 63.7932 | 0 | 0.51639 | -0.027675 | 0 | 67.4409 | 67.1017 | 67.1017 | -0.0040136 | -0.0088955 | -0.0010817 | 0 | 0 | 0 | 0 | -0.00059755 | -0.0061576 | -0.0037349 | -8.9866e-05 | -0.0031733 | -0.0019976 | 0.0020667 | 0.00043418 | 0 | 0 | 0 | 0 | 0 | 0 | 0 | 0 | 0 | 0 | 0 | 0.086809 | 0 | 0 | 0 | 0 | 0.92093 | 0 | 0 | 0
3 | 72 | 2 | 44.6 | 0.94212 | 63.7932 | 0 | 0.51639 | -0.02722 | 0 | 67.1017 | 66.7681 | 66.7681 | -0.003954 | -0.0087634 | -0.0010657 | 0 | 0 | 0 | 0 | -0.0005886 | -0.0060662 | -0.0036795 | -8.8531e-05 | -0.0031262 | -0.0019547 | 0.0020667 | 0.00043418 | 0 | 0 | 0 | 0 | 0 | 0 | 0 | 0 | 0 | 0 | 0 | 0.086973 | 0 | 0 | 0 | 0 | 0.85515 | 0 | 0 | 0
3 | 72 | 3 | 42.8 | 0.9094 | 63.7932 | 0 | 0.51639 | -0.029034 | 0 | 66.7681 | 66.4123 | 66.4123 | -0.0042117 | -0.0093346 | -0.0011351 | 0 | 0 | 0 | 0 | -0.00062617 | -0.0064615 | -0.003919 | -9.4301e-05 | -0.0033299 | -0.0019882 | 0.0020667 | 0.00043418 | 0 | 0 | 0 | 0 | 0 | 0 | 0 | 0 | 0 | 0 | 0 | 0.087148 | 0 | 0 | 0 | 0 | 0.82226 | 0 | 0 | 0
3 | 72 | 4 | 41 | 0.8767 | 63.7932 | 0 | 0.51639 | -0.03069 | 0 | 66.4123 | 66.0362 | 66.0362 | -0.0044655 | -0.009897 | -0.0012035 | 0 | 0 | 0 | 0 | -0.00066102 | -0.0068508 | -0.0041544 | -9.9983e-05 | -0.0035306 | -0.0018936 | 0.0020667 | 0.00043418 | 0 | 0 | 0 | 0 | 0 | 0 | 0 | 0 | 0 | 0 | 0 | 0.087334 | 0 | 0 | 0 | 0 | 0.78937 | 0 | 0 | 0
3 | 72 | 5 | 41 | 3.0126 | 63.7932 | 0 | 0.51639 | -0.030072 | -0.027118 | 66.0362 | 65.6677 | 66 | -0.0043994 | -0.0097505 | -0.0011857 | 0 | 0 | 0 | 0 | -0.00064891 | -0.0067494 | -0.0040922 | -9.8503e-05 | -0.0034783 | -0.0017353 | 0.0020667 | 0.00043418 | 0 | 2.1359 | 0 | 0 | 0 | 0 | 0 | 0 | 0 | 0 | 0 | 0.087351 | 0 | 0 | 0 | 0 | 0.78937 | 0 | 0 | 0
3 | 72 | 6 | 42.8 | 15.8983 | 63.7932 | 0 | 0.60752 | -0.026155 | -0.18935 | 66 | 65.6795 | 68 | -0.0040767 | -0.0090354 | -0.0010988 | 0 | 0 | 0 | 0 | -0.00059865 | -0.0062544 | -0.0037913 | -9.1279e-05 | -0.0032232 | -0.0014379 | 0.0034529 | 0.00072422 | 0 | 14.9136 | 0 | 0 | 0 | 0 | 0 | 0 | 0 | 0 | 0 | 0.096644 | 0 | 0 | 0 | 0 | 0.88804 | 0 | 0 | 0
3 | 72 | 7 | 42.8 | 3.909 | 63.7932 | 0 | 4.5564 | -0.028133 | -0.028133 | 68 | 67.6552 | 68 | -0.0044282 | -0.0098143 | -0.0011935 | 0 | 0 | 0 | 0 | -0.00065455 | -0.0067936 | -0.0041194 | -9.9148e-05 | -0.0035011 | -0.001868 | 0.0043383 | 0.00091055 | 0 | 2.2158 | 0 | 0 | 0 | 0 | 0 | 0 | 0 | 0 | 0 | 0.54199 | 0 | 0 | 0 | 0 | 1.1512 | 0 | 0 | 0
3 | 72 | 8 | 42.8 | 3.2825 | 63.7932 | 0 | 4.5564 | -0.017674 | -0.017674 | 68 | 67.7834 | 68 | -0.0044282 | -0.0098143 | -0.0011935 | 0 | 0 | 0.0033024 | 0.00075265 | -0.00065315 | -0.0053854 | -0.0035767 | -9.9148e-05 | -0.0035011 | -0.0017544 | 0.0086767 | 0.0018211 | 0 | 1.392 | 0 | 0 | 0 | 0 | 0 | 0 | 0 | 0 | 0 | 0.54199 | 0 | 0 | 0 | 0 | 1.3485 | 0 | 0 | 0
3 | 72 | 9 | 44.6 | 3.3996 | 63.7932 | 0 | 3.9489 | -0.019612 | -0.019612 | 68 | 67.7596 | 68 | -0.0041119 | -0.0091133 | -0.0011082 | 0 | 0 | 0.0031713 | 0.00070811 | -0.00061164 | -0.0048347 | -0.0033622 | -9.2066e-05 | -0.003251 | -0.002069 | 0.0050623 | 0.0010617 | 0 | 1.5447 | 0 | 0 | 0 | 0 | 0 | 0 | 0 | 0 | 0 | 0.47348 | 0 | 0 | 0 | 0 | 1.3814 | 0 | 0 | 0
3 | 72 | 10 | 46.4 | 3.0915 | 63.7932 | 0 | 3.9489 | -0.015283 | -0.015283 | 68 | 67.8127 | 68 | -0.0037956 | -0.0084123 | -0.001023 | 0 | 0 | 0.0049948 | 0.0011153 | -0.00056145 | -0.0033426 | -0.002698 | -8.4984e-05 | -0.0030009 | -0.0015717 | 0.0030973 | 0.00065039 | 0 | 1.2037 | 0 | 0 | 0 | 0 | 0 | 0 | 0 | 0 | 0 | 0.47348 | 0 | 0 | 0 | 0 | 1.4143 | 0 | 0 | 0
3 | 72 | 11 | 46.4 | 3.0581 | 63.7932 | 0 | 3.9489 | -0.014442 | -0.014442 | 68 | 67.823 | 68 | -0.0037956 | -0.0084123 | -0.001023 | 0 | 0 | 0.0055498 | 0.0012392 | -0.00056499 | -0.0030235 | -0.0025804 | -8.4984e-05 | -0.0030009 | -0.0018426 | 0.0030973 | 0.00065039 | 0 | 1.1375 | 0 | 0 | 0 | 0 | 0 | 0 | 0 | 0 | 0 | 0.47348 | 0 | 0 | 0 | 0 | 1.4472 | 0 | 0 | 0
3 | 72 | 12 | 48.2 | 2.5253 | 63.7932 | 0 | 2.7946 | -0.0093303 | -0.0093303 | 68 | 67.8857 | 68 | -0.0034793 | -0.0077112 | -0.00093773 | 0 | 0 | 0.0063426 | 0.0014162 | -0.00051591 | -0.0021196 | -0.0021334 | -7.7902e-05 | -0.0027508 | -0.0014947 | 0.0041315 | 0.0008666 | 0 | 0.73487 | 0 | 0 | 0 | 0 | 0 | 0 | 0 | 0 | 0 | 0.3433 | 0 | 0 | 0 | 0 | 1.4472 | 0 | 0 | 0
3 | 72 | 13 | 48.2 | 2.5407 | 63.7932 | 0 | 2.7946 | -0.0099433 | -0.0099433 | 68 | 67.8781 | 68 | -0.0034793 | -0.0077112 | -0.00093773 | 0 | 0 | 0.0066994 | 0.0014959 | -0.00051907 | -0.0019258 | -0.002065 | -7.7902e-05 | -0.0027508 | -0.001769 | 0.0030973 | 0.00065039 | 0 | 0.78315 | 0 | 0 | 0 | 0 | 0 | 0 | 0 | 0 | 0 | 0.3433 | 0 | 0 | 0 | 0 | 1.4143 | 0 | 0 | 0
3 | 72 | 14 | 51.8 | 1.8358 | 63.7932 | 0 | 2.2478 | -0.0021938 | -0.0021938 | 68 | 67.9731 | 68 | -0.0028467 | -0.0063092 | -0.00076723 | 0 | 0 | 0.0086989 | 0.0019782 | -0.00042636 | -6.0233e-05 | -0.0010937 | -6.3738e-05 | -0.0022507 | -0.0016368 | 0.0025838 | 0.00054141 | 0 | 0.17279 | 0 | 0 | 0 | 0 | 0 | 0 | 0 | 0 | 0 | 0.28164 | 0 | 0 | 0 | 0 | 1.3814 | 0 | 0 | 0
3 | 72 | 15 | 51.8 | 1.6301 | 63.7932 | 0 | 2.2478 | 0.0049437 | 0 | 68 | 68.0606 | 68.0606 | -0.0028467 | -0.0063092 | -0.00076723 | 0 | 0 | 0.011795 | 0.0027078 | -0.00042345 | 0.0015474 | -0.00046934 | -6.3738e-05 | -0.0022507 | -0.0012262 | 0.0026854 | 0.00056426 | 0 | 0 | 0 | 0 | 0 | 0 | 0 | 0 | 0 | 0 | 0 | 0.28161 | 0 | 0 | 0 | 0 | 1.3485 | 0 | 0 | 0
3 | 72 | 16 | 53.6 | 1.6959 | 63.7932 | 0 | 2.2478 | -0.0049035 | 0 | 68.0606 | 68.0005 | 68.0005 | -0.002541 | -0.0056318 | -0.00068485 | 0 | 0 | 0.0059462 | 0.0013277 | -0.00037972 | -0.00091587 | -0.0013469 | -5.6894e-05 | -0.002009 | -0.0012967 | 0.0026854 | 0.00056426 | 0 | 0 | 0 | 0 | 0 | 0 | 0 | 0 | 0 | 0 | 0 | 0.28164 | 0 | 0 | 0 | 0 | 1.4143 | 0 | 0 | 0
3 | 72 | 17 | 53.6 | 2.5087 | 63.7932 | 0 | 2.2478 | -0.0070195 | -0.0069793 | 68.0005 | 67.9145 | 68 | -0.0025305 | -0.0056084 | -0.00068201 | 0 | 0 | 0.0041227 | 0.00092055 | -0.0003773 | -0.0018878 | -0.0016952 | -5.6658e-05 | -0.0020007 | -0.0011507 | 0.0039265 | 0.00082442 | 0 | 0.5497 | 0 | 0 | 0 | 0 | 0 | 0 | 0 | 0 | 0 | 0.28164 | 0 | 0 | 0 | 0 | 1.6774 | 0 | 0 | 0
3 | 72 | 18 | 51.8 | 3.57 | 63.7932 | 0 | 3.8274 | -0.012763 | -0.012763 | 68 | 67.8436 | 68 | -0.0028467 | -0.0063092 | -0.00076723 | 0 | 0 | 0.0020614 | 0.00046027 | -0.00042181 | -0.0034678 | -0.0023794 | -6.3738e-05 | -0.0022507 | -0.0010134 | 0.0042349 | 0.00088946 | 0 | 1.0053 | 0 | 0 | 0 | 0 | 0 | 0 | 0 | 0 | 0 | 0.45978 | 0 | 0 | 0 | 0 | 2.105 | 0 | 0 | 0
3 | 72 | 19 | 51.8 | 3.8431 | 63.7932 | 0 | 3.8274 | -0.016648 | -0.016648 | 68 | 67.796 | 68 | -0.0028467 | -0.0063092 | -0.00076723 | 0 | 0 | 3.9641e-05 | 8.8514e-06 | -0.00042349 | -0.004575 | -0.0027793 | -6.3738e-05 | -0.0022507 | -0.0012262 | 0.0045452 | 0.0009545 | 0 | 1.3112 | 0 | 0 | 0 | 0 | 0 | 0 | 0 | 0 | 0 | 0.45978 | 0 | 0 | 0 | 0 | 2.0721 | 0 | 0 | 0
3 | 72 | 20 | 51.8 | 3.4765 | 63.7932 | 0 | 3.8274 | -0.013664 | -0.013664 | 68 | 67.8325 | 68 | -0.0028467 | -0.0063092 | -0.00076723 | 0 | 0 | 0 | 0 | -0.0004224 | -0.0043673 | -0.0026486 | -6.3738e-05 | -0.0022507 | -0.001115 | 0.0071272 | 0.0014959 | 0 | 1.0762 | 0 | 0 | 0 | 0 | 0 | 0 | 0 | 0 | 0 | 0.45978 | 0 | 0 | 0 | 0 | 1.9405 | 0 | 0 | 0
3 | 72 | 21 | 51.8 | 3.4193 | 63.7932 | 0 | 3.8274 | -0.014191 | -0.014191 | 68 | 67.8261 | 68 | -0.0028467 | -0.0063092 | -0.00076723 | 0 | 0 | 0 | 0 | -0.00042681 | -0.0043673 | -0.0026499 | -6.3738e-05 | -0.0022507 | -0.0016368 | 0.0071272 | 0.0014959 | 0 | 1.1177 | 0 | 0 | 0 | 0 | 0 | 0 | 0 | 0 | 0 | 0.45978 | 0 | 0 | 0 | 0 | 1.8419 | 0 | 0 | 0
3 | 72 | 22 | 51.8 | 3.1906 | 63.7932 | 0 | 3.0983 | -0.013584 | -0.013584 | 68 | 67.8335 | 68 | -0.0028467 | -0.0063092 | -0.00076723 | 0 | 0 | 0 | 0 | -0.00042451 | -0.0043673 | -0.0026492 | -6.3738e-05 | -0.0022507 | -0.0013462 | 0.0074411 | 0.0015609 | 0 | 1.0699 | 0 | 0 | 0 | 0 | 0 | 0 | 0 | 0 | 0 | 0.37756 | 0 | 0 | 0 | 0 | 1.7432 | 0 | 0 | 0
3 | 72 | 23 | 51.8 | 1.8577 | 63.7932 | 0 | 3.0983 | -0.01374 | 0 | 68 | 67.8316 | 67.8316 | -0.0028467 | -0.0063092 | -0.00076723 | 0 | 0 | 0 | 0 | -0.00042578 | -0.0043673 | -0.0026496 | -6.3738e-05 | -0.0022507 | -0.0015005 | 0.0074411 | 0.0015609 | 0 | 0 | 0 | 0 | 0 | 0 | 0 | 0 | 0 | 0 | 0 | 0.37764 | 0 | 0 | 0 | 0 | 1.4801 | 0 | 0 | 0
3 | 72 | 24 | 51.8 | 1.3035 | 63.7932 | 0 | 0.51639 | -0.013966 | 0 | 67.8316 | 67.6605 | 67.6605 | -0.0028171 | -0.0062436 | -0.00075926 | 0 | 0 | 0 | 0 | -0.00041905 | -0.0043219 | -0.0026214 | -6.3075e-05 | -0.0022273 | -0.0012086 | 0.0067153 | 0.0014098 | 0 | 0 | 0 | 0 | 0 | 0 | 0 | 0 | 0 | 0 | 0 | 0.086534 | 0 | 0 | 0 | 0 | 1.2169 | 0 | 0 | 0
3 | 73 | 1 | 50 | 1.0074 | 63.9632 | 0 | 0.51578 | -0.020647 | 0 | 67.6605 | 67.4074 | 67.4074 | -0.0031033 | -0.006878 | -0.0008364 | 0 | 0 | 0 | 0 | -0.00046106 | -0.004761 | -0.0028876 | -6.9484e-05 | -0.0024536 | -0.0012637 | 0.0020667 | 0.00043418 | 0 | 0 | 0 | 0 | 0 | 0 | 0 | 0 | 0 | 0 | 0 | 0.086428 | 0 | 0 | 0 | 0 | 0.92093 | 0 | 0 | 0
3 | 73 | 2 | 50 | 0.9417 | 63.9632 | 0 | 0.51578 | -0.020313 | 0 | 67.4074 | 67.1585 | 67.1585 | -0.0030589 | -0.0067794 | -0.00082442 | 0 | 0 | 0 | 0 | -0.00045397 | -0.0046928 | -0.0028461 | -6.8488e-05 | -0.0024184 | -0.0012374 | 0.0020667 | 0.00043418 | 0 | 0 | 0 | 0 | 0 | 0 | 0 | 0 | 0 | 0 | 0 | 0.086551 | 0 | 0 | 0 | 0 | 0.85515 | 0 | 0 | 0
3 | 73 | 3 | 50 | 0.90893 | 63.9632 | 0 | 0.51578 | -0.020104 | 0 | 67.1585 | 66.9121 | 66.9121 | -0.0030151 | -0.0066825 | -0.00081263 | 0 | 0 | 0 | 0 | -0.0004486 | -0.0046257 | -0.0028057 | -6.7509e-05 | -0.0023838 | -0.0013286 | 0.0020667 | 0.00043418 | 0 | 0 | 0 | 0 | 0 | 0 | 0 | 0 | 0 | 0 | 0 | 0.086672 | 0 | 0 | 0 | 0 | 0.82226 | 0 | 0 | 0
3 | 73 | 4 | 51.8 | 0.87614 | 63.9632 | 0 | 0.51578 | -0.017517 | 0 | 66.9121 | 66.6974 | 66.6974 | -0.0026555 | -0.0058855 | -0.00071571 | 0 | 0 | 0 | 0 | -0.00039565 | -0.004074 | -0.0024712 | -5.9457e-05 | -0.0020995 | -0.0012268 | 0.0020667 | 0.00043418 | 0 | 0 | 0 | 0 | 0 | 0 | 0 | 0 | 0 | 0 | 0 | 0.086778 | 0 | 0 | 0 | 0 | 0.78937 | 0 | 0 | 0
3 | 73 | 5 | 50 | 0.87626 | 63.9632 | 0 | 0.51578 | -0.019273 | 0 | 66.6974 | 66.4612 | 66.4612 | -0.0029341 | -0.0065029 | -0.00079079 | 0 | 0 | 0 | 0 | -0.00043481 | -0.0045014 | -0.0027298 | -6.5695e-05 | -0.0023198 | -0.0010606 | 0.0020667 | 0.00043418 | 0 | 0 | 0 | 0 | 0 | 0 | 0 | 0 | 0 | 0 | 0 | 0.086894 | 0 | 0 | 0 | 0 | 0.78937 | 0 | 0 | 0
3 | 73 | 6 | 50 | 12.2581 | 63.9632 | 0 | 0.6068 | -0.017577 | -0.14314 | 66.4612 | 66.2458 | 68 | -0.0028926 | -0.0064109 | -0.0007796 | 0 | 0 | 0 | 0 | -0.00042815 | -0.0044377 | -0.0026911 | -6.4766e-05 | -0.002287 | -0.0010381 | 0.0034529 | 0.00072422 | 0 | 11.2737 | 0 | 0 | 0 | 0 | 0 | 0 | 0 | 0 | 0 | 0.096373 | 0 | 0 | 0 | 0 | 0.88804 | 0 | 0 | 0
3 | 73 | 7 | 50 | 3.1568 | 63.9632 | 0 | 4.551 | -0.01861 | -0.01861 | 68 | 67.7719 | 68 | -0.003163 | -0.0070102 | -0.00085248 | 0 | 0 | 0 | 0 | -0.00046697 | -0.0048526 | -0.0029423 | -7.082e-05 | -0.0025008 | -0.0010888 | 0.0043383 | 0.00091055 | 0 | 1.4657 | 0 | 0 | 0 | 0 | 0 | 0 | 0 | 0 | 0 | 0.53996 | 0 | 0 | 0 | 0 | 1.1512 | 0 | 0 | 0
3 | 73 | 8 | 51.8 | 2.1705 | 63.9632 | 0 | 4.551 | -0.0035807 | -0.0035807 | 68 | 67.9561 | 68 | -0.0028467 | -0.0063092 | -0.00076723 | 0 | 0 | 0.004203 | 0.00098474 | -0.00041963 | -0.0022928 | -0.0015728 | -6.3738e-05 | -0.0022507 | -0.00092234 | 0.0086767 | 0.0018211 | 0 | 0.28202 | 0 | 0 | 0 | 0 | 0 | 0 | 0 | 0 | 0 | 0.53996 | 0 | 0 | 0 | 0 | 1.3485 | 0 | 0 | 0
3 | 73 | 9 | 51.8 | 2.4653 | 63.9632 | 0 | 3.9442 | -0.0077732 | -0.0077732 | 68 | 67.9047 | 68 | -0.0028467 | -0.0063092 | -0.00076723 | 0 | 0 | 0.0040434 | 0.00090285 | -0.00042136 | -0.0022217 | -0.0018877 | -6.3738e-05 | -0.0022507 | -0.0010134 | 0.0050623 | 0.0010617 | 0 | 0.61223 | 0 | 0 | 0 | 0 | 0 | 0 | 0 | 0 | 0 | 0.47172 | 0 | 0 | 0 | 0 | 1.3814 | 0 | 0 | 0
3 | 73 | 10 | 51.8 | 2.7418 | 63.9632 | 0 | 3.9442 | -0.010866 | -0.010866 | 68 | 67.8668 | 68 | -0.0028467 | -0.0063092 | -0.00076723 | 0 | 0 | 0.0034092 | 0.00076122 | -0.00042025 | -0.002551 | -0.0020026 | -6.3738e-05 | -0.0022507 | -0.00092234 | 0.0030973 | 0.00065039 | 0 | 0.85583 | 0 | 0 | 0 | 0 | 0 | 0 | 0 | 0 | 0 | 0.47172 | 0 | 0 | 0 | 0 | 1.4143 | 0 | 0 | 0
3 | 73 | 11 | 53.6 | 2.4259 | 63.9632 | 0 | 3.9442 | -0.0064377 | -0.0064377 | 68 | 67.9211 | 68 | -0.0025304 | -0.0056082 | -0.00068198 | 0 | 0 | 0.0045191 | 0.0010091 | -0.00037394 | -0.0014695 | -0.0014917 | -5.6656e-05 | -0.0020006 | -0.00085011 | 0.0030973 | 0.00065039 | 0 | 0.50704 | 0 | 0 | 0 | 0 | 0 | 0 | 0 | 0 | 0 | 0.47172 | 0 | 0 | 0 | 0 | 1.4472 | 0 | 0 | 0
3 | 73 | 12 | 53.6 | 2.1084 | 63.9632 | 0 | 2.7913 | -0.0040521 | -0.0040521 | 68 | 67.9503 | 68 | -0.0025304 | -0.0056082 | -0.00068198 | 0 | 0 | 0.0051534 | 0.0011507 | -0.00037345 | -0.0011112 | -0.0013575 | -5.6656e-05 | -0.0020006 | -0.00076769 | 0.0041315 | 0.0008666 | 0 | 0.31915 | 0 | 0 | 0 | 0 | 0 | 0 | 0 | 0 | 0 | 0.34205 | 0 | 0 | 0 | 0 | 1.4472 | 0 | 0 | 0
3 | 73 | 13 | 53.6 | 2.096 | 63.9632 | 0 | 2.7913 | -0.0043123 | -0.0043123 | 68 | 67.9472 | 68 | -0.0025304 | -0.0056082 | -0.00068198 | 0 | 0 | 0.0055102 | 0.0012303 | -0.00037249 | -0.00091785 | -0.0012864 | -5.6656e-05 | -0.0020006 | -0.00069558 | 0.0030973 | 0.00065039 | 0 | 0.33965 | 0 | 0 | 0 | 0 | 0 | 0 | 0 | 0 | 0 | 0.34205 | 0 | 0 | 0 | 0 | 1.4143 | 0 | 0 | 0
3 | 73 | 14 | 55.4 | 1.662 | 63.9632 | 0 | 2.2452 | 0.00045219 | 0 | 68 | 68.0055 | 68.0055 | -0.0022141 | -0.0049072 | -0.00059674 | 0 | 0 | 0.0070165 | 0.0015667 | -0.00032522 | 0.00038076 | -0.00069143 | -4.9574e-05 | -0.0017505 | -0.00056084 | 0.0025838 | 0.00054141 | 0 | 0 | 0 | 0 | 0 | 0 | 0 | 0 | 0 | 0 | 0 | 0.28063 | 0 | 0 | 0 | 0 | 1.3814 | 0 | 0 | 0
3 | 73 | 15 | 55.4 | 1.6967 | 63.9632 | 0 | 2.2452 | -0.0013104 | -0.00085819 | 68.0055 | 67.9895 | 68 | -0.0022151 | -0.0049093 | -0.000597 | 0 | 0 | 0.0061444 | 0.001372 | -0.00032771 | -9.4182e-05 | -0.00086887 | -4.9596e-05 | -0.0017513 | -0.00069914 | 0.0026854 | 0.00056426 | 0 | 0.067593 | 0 | 0 | 0 | 0 | 0 | 0 | 0 | 0 | 0 | 0.28063 | 0 | 0 | 0 | 0 | 1.3485 | 0 | 0 | 0
3 | 73 | 16 | 55.4 | 1.97 | 63.9632 | 0 | 2.2452 | -0.0034923 | -0.0034923 | 68 | 67.9572 | 68 | -0.0022141 | -0.0049072 | -0.00059674 | 0 | 0 | 0.0050741 | 0.001133 | -0.0003284 | -0.00067542 | -0.0010823 | -4.9574e-05 | -0.0017505 | -0.00078051 | 0.0026854 | 0.00056426 | 0 | 0.27506 | 0 | 0 | 0 | 0 | 0 | 0 | 0 | 0 | 0 | 0.28063 | 0 | 0 | 0 | 0 | 1.4143 | 0 | 0 | 0
3 | 73 | 17 | 55.4 | 2.4938 | 63.9632 | 0 | 2.2452 | -0.0068028 | -0.0068028 | 68 | 67.9166 | 68 | -0.0022141 | -0.0049072 | -0.00059674 | 0 | 0 | 0.0026956 | 0.0006019 | -0.00032753 | -0.0019442 | -0.0015383 | -4.9574e-05 | -0.0017505 | -0.00069869 | 0.0039265 | 0.00082442 | 0 | 0.5358 | 0 | 0 | 0 | 0 | 0 | 0 | 0 | 0 | 0 | 0.28063 | 0 | 0 | 0 | 0 | 1.6774 | 0 | 0 | 0
3 | 73 | 18 | 55.4 | 3.2851 | 63.9632 | 0 | 3.8228 | -0.0091676 | -0.0091676 | 68 | 67.8876 | 68 | -0.0022141 | -0.0049072 | -0.00059674 | 0 | 0 | 0.0013875 | 0.0003098 | -0.0003284 | -0.0026687 | -0.0018041 | -4.9574e-05 | -0.0017505 | -0.00078051 | 0.0042349 | 0.00088946 | 0 | 0.72205 | 0 | 0 | 0 | 0 | 0 | 0 | 0 | 0 | 0 | 0.45807 | 0 | 0 | 0 | 0 | 2.105 | 0 | 0 | 0
3 | 73 | 19 | 55.4 | 3.4299 | 63.9632 | 0 | 3.8228 | -0.011424 | -0.011424 | 68 | 67.86 | 68 | -0.0022141 | -0.0049072 | -0.00059674 | 0 | 0 | 3.9641e-05 | 8.8514e-06 | -0.00032753 | -0.0034039 | -0.0020693 | -4.9574e-05 | -0.0017505 | -0.00069869 | 0.0045452 | 0.0009545 | 0 | 0.89976 | 0 | 0 | 0 | 0 | 0 | 0 | 0 | 0 | 0 | 0.45807 | 0 | 0 | 0 | 0 | 2.0721 | 0 | 0 | 0
3 | 73 | 20 | 55.4 | 3.0975 | 63.9632 | 0 | 3.8228 | -0.0088737 | -0.0088737 | 68 | 67.8913 | 68 | -0.0022141 | -0.0049072 | -0.00059674 | 0 | 0 | 0 | 0 | -0.00032754 | -0.0033968 | -0.0020598 | -4.9574e-05 | -0.0017505 | -0.00069869 | 0.0071272 | 0.0014959 | 0 | 0.69891 | 0 | 0 | 0 | 0 | 0 | 0 | 0 | 0 | 0 | 0.45807 | 0 | 0 | 0 | 0 | 1.9405 | 0 | 0 | 0
3 | 73 | 21 | 57.2 | 2.8276 | 63.9632 | 0 | 3.8228 | -0.0066993 | -0.0066993 | 68 | 67.9179 | 68 | -0.0018978 | -0.0042061 | -0.00051149 | 0 | 0 | 0 | 0 | -0.00028188 | -0.0029115 | -0.0017658 | -4.2492e-05 | -0.0015005 | -0.00070881 | 0.0071272 | 0.0014959 | 0 | 0.52765 | 0 | 0 | 0 | 0 | 0 | 0 | 0 | 0 | 0 | 0.45807 | 0 | 0 | 0 | 0 | 1.8419 | 0 | 0 | 0
3 | 73 | 22 | 57.2 | 2.629 | 63.9632 | 0 | 3.0947 | -0.0064704 | -0.0064704 | 68 | 67.9207 | 68 | -0.0018978 | -0.0042061 | -0.00051149 | 0 | 0 | 0 | 0 | -0.00028288 | -0.0029115 | -0.0017661 | -4.2492e-05 | -0.0015005 | -0.00079258 | 0.0074411 | 0.0015609 | 0 | 0.50962 | 0 | 0 | 0 | 0 | 0 | 0 | 0 | 0 | 0 | 0.37618 | 0 | 0 | 0 | 0 | 1.7432 | 0 | 0 | 0
3 | 73 | 23 | 57.2 | 1.8563 | 63.9632 | 0 | 3.0947 | -0.0064704 | 0 | 68 | 67.9207 | 67.9207 | -0.0018978 | -0.0042061 | -0.00051149 | 0 | 0 | 0 | 0 | -0.00028288 | -0.0029115 | -0.0017661 | -4.2492e-05 | -0.0015005 | -0.00079258 | 0.0074411 | 0.0015609 | 0 | 0 | 0 | 0 | 0 | 0 | 0 | 0 | 0 | 0 | 0 | 0.37622 | 0 | 0 | 0 | 0 | 1.4801 | 0 | 0 | 0
3 | 73 | 24 | 57.2 | 1.3032 | 63.9632 | 0 | 0.51578 | -0.0073937 | 0 | 67.9207 | 67.8301 | 67.8301 | -0.0018839 | -0.0041753 | -0.00050773 | 0 | 0 | 0 | 0 | -0.000283 | -0.0028902 | -0.0017538 | -4.218e-05 | -0.0014894 | -0.0010836 | 0.0067153 | 0.0014098 | 0 | 0 | 0 | 0 | 0 | 0 | 0 | 0 | 0 | 0 | 0 | 0.08622 | 0 | 0 | 0 | 0 | 1.2169 | 0 | 0 | 0
3 | 74 | 1 | 57.2 | 1.007 | 64.136 | 0 | 0.51516 | -0.011922 | 0 | 67.8301 | 67.684 | 67.684 | -0.0018679 | -0.00414 | -0.00050344 | 0 | 0 | 0 | 0 | -0.0002806 | -0.0028657 | -0.0017389 | -4.1823e-05 | -0.0014769 | -0.0010729 | 0.0020667 | 0.00043418 | 0 | 0 | 0 | 0 | 0 | 0 | 0 | 0 | 0 | 0 | 0 | 0.086058 | 0 | 0 | 0 | 0 | 0.92093 | 0 | 0 | 0
3 | 74 | 2 | 57.2 | 0.94127 | 64.136 | 0 | 0.51516 | -0.011432 | 0 | 67.684 | 67.5439 | 67.5439 | -0.0018423 | -0.0040831 | -0.00049652 | 0 | 0 | 0 | 0 | -0.00027458 | -0.0028263 | -0.0017144 | -4.1248e-05 | -0.0014566 | -0.00076329 | 0.0020667 | 0.00043418 | 0 | 0 | 0 | 0 | 0 | 0 | 0 | 0 | 0 | 0 | 0 | 0.086127 | 0 | 0 | 0 | 0 | 0.85515 | 0 | 0 | 0
3 | 74 | 3 | 57.2 | 0.90845 | 64.136 | 0 | 0.51516 | -0.011353 | 0 | 67.5439 | 67.4048 | 67.4048 | -0.0018176 | -0.0040285 | -0.00048989 | 0 | 0 | 0 | 0 | -0.00027174 | -0.0027886 | -0.0016918 | -4.0697e-05 | -0.0014371 | -0.00085364 | 0.0020667 | 0.00043418 | 0 | 0 | 0 | 0 | 0 | 0 | 0 | 0 | 0 | 0 | 0 | 0.086196 | 0 | 0 | 0 | 0 | 0.82226 | 0 | 0 | 0
3 | 74 | 4 | 57.2 | 0.87563 | 64.136 | 0 | 0.51516 | -0.01126 | 0 | 67.4048 | 67.2668 | 67.2668 | -0.0017932 | -0.0039743 | -0.0004833 | 0 | 0 | 0 | 0 | -0.00026873 | -0.0027511 | -0.0016692 | -4.015e-05 | -0.0014178 | -0.00092937 | 0.0020667 | 0.00043418 | 0 | 0 | 0 | 0 | 0 | 0 | 0 | 0 | 0 | 0 | 0 | 0.086264 | 0 | 0 | 0 | 0 | 0.78937 | 0 | 0 | 0
3 | 74 | 5 | 57.2 | 0.8757 | 64.136 | 0 | 0.51516 | -0.010988 | 0 | 67.2668 | 67.1321 | 67.1321 | -0.0017689 | -0.0039206 | -0.00047676 | 0 | 0 | 0 | 0 | -0.00026444 | -0.0027139 | -0.0016464 | -3.9607e-05 | -0.0013986 | -0.00082584 | 0.0020667 | 0.00043418 | 0 | 0 | 0 | 0 | 0 | 0 | 0 | 0 | 0 | 0 | 0 | 0.08633 | 0 | 0 | 0 | 0 | 0.78937 | 0 | 0 | 0
3 | 74 | 6 | 57.2 | 7.3185 | 64.136 | 0 | 0.60607 | -0.0096055 | -0.080425 | 67.1321 | 67.0144 | 68 | -0.0017453 | -0.0038681 | -0.00047038 | 0 | 0 | 0 | 0 | -0.00026217 | -0.0026776 | -0.0016248 | -3.9077e-05 | -0.0013799 | -0.00099114 | 0.0034529 | 0.00072422 | 0 | 6.3344 | 0 | 0 | 0 | 0 | 0 | 0 | 0 | 0 | 0 | 0.096098 | 0 | 0 | 0 | 0 | 0.88804 | 0 | 0 | 0
3 | 74 | 7 | 57.2 | 2.4751 | 64.136 | 0 | 4.5455 | -0.0099794 | -0.0099794 | 68 | 67.8777 | 68 | -0.0018978 | -0.0042061 | -0.00051149 | 0 | 0 | 0 | 0 | -0.00028573 | -0.0029115 | -0.0017669 | -4.2492e-05 | -0.0015005 | -0.0011952 | 0.0043383 | 0.00091055 | 0 | 0.78599 | 0 | 0 | 0 | 0 | 0 | 0 | 0 | 0 | 0 | 0.5379 | 0 | 0 | 0 | 0 | 1.1512 | 0 | 0 | 0
3 | 74 | 8 | 57.2 | 1.9488 | 64.136 | 0 | 4.5455 | -0.00079276 | -0.00079276 | 68 | 67.9903 | 68 | -0.0018978 | -0.0042061 | -0.00051149 | 0 | 0 | 0.0025371 | 0.00056649 | -0.00028639 | -0.0015484 | -0.0012792 | -4.2492e-05 | -0.0015005 | -0.0013006 | 0.0086767 | 0.0018211 | 0 | 0.062439 | 0 | 0 | 0 | 0 | 0 | 0 | 0 | 0 | 0 | 0.5379 | 0 | 0 | 0 | 0 | 1.3485 | 0 | 0 | 0
3 | 74 | 9 | 57.2 | 2.2108 | 64.136 | 0 | 3.9395 | -0.0045644 | -0.0045644 | 68 | 67.9441 | 68 | -0.0018978 | -0.0042061 | -0.00051149 | 0 | 0 | 0.0022992 | 0.00051338 | -0.0002844 | -0.0016773 | -0.0013248 | -4.2492e-05 | -0.0015005 | -0.00099447 | 0.0050623 | 0.0010617 | 0 | 0.3595 | 0 | 0 | 0 | 0 | 0 | 0 | 0 | 0 | 0 | 0.46993 | 0 | 0 | 0 | 0 | 1.3814 | 0 | 0 | 0
3 | 74 | 10 | 60.8 | 1.8842 | 64.136 | 0 | 3.9395 | 0.0023047 | 0 | 68 | 68.0282 | 68.0282 | -0.0012652 | -0.0028041 | -0.00034099 | 0 | 0 | 0.0044795 | 0.0010002 | -0.00019051 | 0.00043874 | -0.0003258 | -2.8328e-05 | -0.0010003 | -0.00075579 | 0.0030973 | 0.00065039 | 0 | 0 | 0 | 0 | 0 | 0 | 0 | 0 | 0 | 0 | 0 | 0.46992 | 0 | 0 | 0 | 0 | 1.4143 | 0 | 0 | 0
3 | 74 | 11 | 60.8 | 1.9171 | 64.136 | 0 | 3.9395 | 0.0025253 | 0 | 68.0282 | 68.0592 | 68.0592 | -0.0012702 | -0.0028151 | -0.00034233 | 0 | 0 | 0.0045191 | 0.0010091 | -0.00018983 | 0.000437 | -0.00033081 | -2.8439e-05 | -0.0010042 | -0.00055629 | 0.0030973 | 0.00065039 | 0 | 0 | 0 | 0 | 0 | 0 | 0 | 0 | 0 | 0 | 0 | 0.4699 | 0 | 0 | 0 | 0 | 1.4472 | 0 | 0 | 0
3 | 74 | 12 | 60.8 | 1.7879 | 64.136 | 0 | 2.7879 | 0.0054548 | 0 | 68.0592 | 68.126 | 68.126 | -0.0012756 | -0.0028271 | -0.0003438 | 0 | 0 | 0.0051138 | 0.0011418 | -0.00019112 | 0.00073076 | -0.00023052 | -2.8561e-05 | -0.0010085 | -0.00062439 | 0.0041315 | 0.0008666 | 0 | 0 | 0 | 0 | 0 | 0 | 0 | 0 | 0 | 0 | 0 | 0.34073 | 0 | 0 | 0 | 0 | 1.4472 | 0 | 0 | 0
3 | 74 | 13 | 62.6 | 1.755 | 64.136 | 0 | 2.7879 | 0.00812 | 0 | 68.126 | 68.2256 | 68.2256 | -0.00097104 | -0.0021522 | -0.00026171 | 0 | 0 | 0.0059859 | 0.0013366 | -0.00014581 | 0.0016594 | 0.00022173 | -2.1742e-05 | -0.00076774 | -0.000511 | 0.0030973 | 0.00065039 | 0 | 0 | 0 | 0 | 0 | 0 | 0 | 0 | 0 | 0 | 0 | 0.34068 | 0 | 0 | 0 | 0 | 1.4143 | 0 | 0 | 0
3 | 74 | 14 | 62.6 | 1.6609 | 64.136 | 0 | 2.2425 | 0.0060415 | 0 | 68.2256 | 68.2996 | 68.2996 | -0.00098853 | -0.0021909 | -0.00026643 | 0 | 0 | 0.0053912 | 0.0012038 | -0.00014913 | 0.0012836 | 6.9356e-05 | -2.2133e-05 | -0.00078156 | -0.00063296 | 0.0025838 | 0.00054141 | 0 | 0 | 0 | 0 | 0 | 0 | 0 | 0 | 0 | 0 | 0 | 0.27947 | 0 | 0 | 0 | 0 | 1.3814 | 0 | 0 | 0
3 | 74 | 15 | 62.6 | 1.6279 | 64.136 | 0 | 2.2425 | 0.0049461 | 0 | 68.2996 | 68.3602 | 68.3602 | -0.0010015 | -0.0022197 | -0.00026993 | 0 | 0 | 0.0047966 | 0.001071 | -0.00015075 | 0.0009343 | -6.4722e-05 | -2.2425e-05 | -0.00079185 | -0.00058453 | 0.0026854 | 0.00056426 | 0 | 0 | 0 | 0 | 0 | 0 | 0 | 0 | 0 | 0 | 0 | 0.27944 | 0 | 0 | 0 | 0 | 1.3485 | 0 | 0 | 0
3 | 74 | 16 | 60.8 | 1.6937 | 64.136 | 0 | 2.2425 | -0.00024777 | 0 | 68.3602 | 68.3572 | 68.3572 | -0.0013285 | -0.0029444 | -0.00035805 | 0 | 0 | 0.0037659 | 0.00084089 | -0.00020098 | -0.00011073 | -0.00056684 | -2.9745e-05 | -0.0010503 | -0.00095042 | 0.0026854 | 0.00056426 | 0 | 0 | 0 | 0 | 0 | 0 | 0 | 0 | 0 | 0 | 0 | 0.27944 | 0 | 0 | 0 | 0 | 1.4143 | 0 | 0 | 0
3 | 74 | 17 | 60.8 | 1.9568 | 64.136 | 0 | 2.2425 | -0.00090704 | 0 | 68.3572 | 68.3461 | 68.3461 | -0.001328 | -0.0029432 | -0.00035791 | 0 | 0 | 0.0026956 | 0.0006019 | -0.00020036 | -0.00061653 | -0.00073258 | -2.9733e-05 | -0.0010499 | -0.00087284 | 0.0039265 | 0.00082442 | 0 | 0 | 0 | 0 | 0 | 0 | 0 | 0 | 0 | 0 | 0 | 0.27945 | 0 | 0 | 0 | 0 | 1.6774 | 0 | 0 | 0
3 | 74 | 18 | 60.98 | 2.5612 | 64.136 | 0 | 3.8182 | -0.0031814 | 0 | 68.3461 | 68.3071 | 68.3071 | -0.0012944 | -0.0028688 | -0.00034886 | 0 | 0 | 0.0012289 | 0.00027439 | -0.00019484 | -0.0013826 | -0.0010026 | -2.8981e-05 | -0.0010234 | -0.00077518 | 0.0042349 | 0.00088946 | 0 | 0 | 0 | 0 | 0 | 0 | 0 | 0 | 0 | 0 | 0 | 0.45619 | 0 | 0 | 0 | 0 | 2.105 | 0 | 0 | 0
3 | 74 | 19 | 60.8 | 2.5283 | 64.136 | 0 | 3.8182 | -0.0050645 | 0 | 68.3071 | 68.245 | 68.245 | -0.0013192 | -0.0029237 | -0.00035553 | 0 | 0 | 0.00014811 | 3.5554e-05 | -0.00019813 | -0.0020476 | -0.0011577 | -2.9536e-05 | -0.001043 | -0.00071911 | 0.0045452 | 0.0009545 | 0 | 0 | 0 | 0 | 0 | 0 | 0 | 0 | 0 | 0 | 0 | 0.45622 | 0 | 0 | 0 | 0 | 2.0721 | 0 | 0 | 0
3 | 74 | 20 | 60.8 | 2.3968 | 64.136 | 0 | 3.8182 | -0.0027033 | 0 | 68.245 | 68.2119 | 68.2119 | -0.0013082 | -0.0028995 | -0.0003526 | 0 | 0 | 0 | 0 | -0.00019694 | -0.0020071 | -0.001218 | -2.9292e-05 | -0.0010343 | -0.00078442 | 0.0071272 | 0.0014959 | 0 | 0 | 0 | 0 | 0 | 0 | 0 | 0 | 0 | 0 | 0 | 0.45623 | 0 | 0 | 0 | 0 | 1.9405 | 0 | 0 | 0
3 | 74 | 21 | 60.8 | 2.2981 | 64.136 | 0 | 3.8182 | -0.0026591 | 0 | 68.2119 | 68.1793 | 68.1793 | -0.0013024 | -0.0028866 | -0.00035103 | 0 | 0 | 0 | 0 | -0.00019606 | -0.0019981 | -0.0012126 | -2.9161e-05 | -0.0010297 | -0.00078054 | 0.0071272 | 0.0014959 | 0 | 0 | 0 | 0 | 0 | 0 | 0 | 0 | 0 | 0 | 0 | 0.45625 | 0 | 0 | 0 | 0 | 1.8419 | 0 | 0 | 0
3 | 74 | 22 | 60.8 | 2.1179 | 64.136 | 0 | 3.091 | -0.0025296 | 0 | 68.1793 | 68.1483 | 68.1483 | -0.0012967 | -0.0028739 | -0.00034948 | 0 | 0 | 0 | 0 | -0.00019649 | -0.0019894 | -0.0012076 | -2.9033e-05 | -0.0010252 | -0.0010028 | 0.0074411 | 0.0015609 | 0 | 0 | 0 | 0 | 0 | 0 | 0 | 0 | 0 | 0 | 0 | 0.3747 | 0 | 0 | 0 | 0 | 1.7432 | 0 | 0 | 0
3 | 74 | 23 | 60.8 | 1.8548 | 64.136 | 0 | 3.091 | -0.0022605 | 0 | 68.1483 | 68.1206 | 68.1206 | -0.0012913 | -0.0028618 | -0.00034801 | 0 | 0 | 0 | 0 | -0.00019438 | -0.001981 | -0.0012022 | -2.8911e-05 | -0.0010209 | -0.0007731 | 0.0074411 | 0.0015609 | 0 | 0 | 0 | 0 | 0 | 0 | 0 | 0 | 0 | 0 | 0 | 0.37471 | 0 | 0 | 0 | 0 | 1.4801 | 0 | 0 | 0
3 | 74 | 24 | 62.6 | 1.3028 | 64.136 | 0 | 0.51516 | -0.00092361 | 0 | 68.1206 | 68.1093 | 68.1093 | -0.00097009 | -0.00215 | -0.00026145 | 0 | 0 | 0 | 0 | -0.00014794 | -0.0014883 | -0.0009037 | -2.172e-05 | -0.00076698 | -0.0009287 | 0.0067153 | 0.0014098 | 0 | 0 | 0 | 0 | 0 | 0 | 0 | 0 | 0 | 0 | 0 | 0.085849 | 0 | 0 | 0 | 0 | 1.2169 | 0 | 0 | 0
3 | 75 | 1 | 62.6 | 1.0066 | 64.3117 | 0 | 0.51452 | -0.0054949 | 0 | 68.1093 | 68.0419 | 68.0419 | -0.0009681 | -0.0021456 | -0.00026092 | 0 | 0 | 0 | 0 | -0.00014735 | -0.0014852 | -0.00090177 | -2.1676e-05 | -0.00076541 | -0.00086552 | 0.0020667 | 0.00043418 | 0 | 0 | 0 | 0 | 0 | 0 | 0 | 0 | 0 | 0 | 0 | 0.085644 | 0 | 0 | 0 | 0 | 0.92093 | 0 | 0 | 0
3 | 75 | 2 | 60.8 | 0.94084 | 64.3117 | 0 | 0.51452 | -0.0078896 | 0 | 68.0419 | 67.9452 | 67.9452 | -0.0012726 | -0.0028204 | -0.00034298 | 0 | 0 | 0 | 0 | -0.00019377 | -0.0019523 | -0.0011854 | -2.8493e-05 | -0.0010061 | -0.0011542 | 0.0020667 | 0.00043418 | 0 | 0 | 0 | 0 | 0 | 0 | 0 | 0 | 0 | 0 | 0 | 0.085692 | 0 | 0 | 0 | 0 | 0.85515 | 0 | 0 | 0
3 | 75 | 3 | 60.8 | 0.90799 | 64.3117 | 0 | 0.51452 | -0.0076775 | 0 | 67.9452 | 67.8511 | 67.8511 | -0.0012556 | -0.0027828 | -0.0003384 | 0 | 0 | 0 | 0 | -0.00019073 | -0.0019263 | -0.0011694 | -2.8112e-05 | -0.00099269 | -0.0010602 | 0.0020667 | 0.00043418 | 0 | 0 | 0 | 0 | 0 | 0 | 0 | 0 | 0 | 0 | 0 | 0.085738 | 0 | 0 | 0 | 0 | 0.82226 | 0 | 0 | 0
3 | 75 | 4 | 59 | 0.87517 | 64.3117 | 0 | 0.51452 | -0.010121 | 0 | 67.8511 | 67.7271 | 67.7271 | -0.0015553 | -0.0034471 | -0.00041919 | 0 | 0 | 0 | 0 | -0.00023684 | -0.0023862 | -0.0014488 | -3.4824e-05 | -0.0012297 | -0.0014293 | 0.0020667 | 0.00043418 | 0 | 0 | 0 | 0 | 0 | 0 | 0 | 0 | 0 | 0 | 0 | 0.085799 | 0 | 0 | 0 | 0 | 0.78937 | 0 | 0 | 0
3 | 75 | 5 | 59 | 0.87522 | 64.3117 | 0 | 0.51452 | -0.0097418 | 0 | 67.7271 | 67.6077 | 67.6077 | -0.0015335 | -0.0033988 | -0.00041332 | 0 | 0 | 0 | 0 | -0.00023239 | -0.0023527 | -0.0014282 | -3.4336e-05 | -0.0012125 | -0.0012026 | 0.0020667 | 0.00043418 | 0 | 0 | 0 | 0 | 0 | 0 | 0 | 0 | 0 | 0 | 0 | 0.085858 | 0 | 0 | 0 | 0 | 0.78937 | 0 | 0 | 0
3 | 75 | 6 | 59 | 4.189 | 64.3117 | 0 | 0.60532 | -0.0086848 | -0.040694 | 67.6077 | 67.5013 | 68 | -0.0015126 | -0.0033523 | -0.00040766 | 0 | 0 | 0 | 0 | -0.00023156 | -0.0023205 | -0.0014093 | -3.3866e-05 | -0.0011959 | -0.001674 | 0.0034529 | 0.00072422 | 0 | 3.2051 | 0 | 0 | 0 | 0 | 0 | 0 | 0 | 0 | 0 | 0.095818 | 0 | 0 | 0 | 0 | 0.88804 | 0 | 0 | 0
3 | 75 | 7 | 57.2 | 2.4813 | 64.3117 | 0 | 4.5399 | -0.010086 | -0.010086 | 68 | 67.8764 | 68 | -0.0018978 | -0.0042061 | -0.00051149 | 0 | 0 | 0 | 0 | -0.00028651 | -0.0029115 | -0.0017671 | -4.2492e-05 | -0.0015005 | -0.0013006 | 0.0043383 | 0.00091055 | 0 | 0.79437 | 0 | 0 | 0 | 0 | 0 | 0 | 0 | 0 | 0 | 0.5358 | 0 | 0 | 0 | 0 | 1.1512 | 0 | 0 | 0
3 | 75 | 8 | 55.4 | 2.0419 | 64.3117 | 0 | 4.5399 | -0.0020011 | -0.0020011 | 68 | 67.9755 | 68 | -0.0022141 | -0.0049072 | -0.00059674 | 0 | 0 | 0.0028938 | 0.00064615 | -0.00032708 | -0.0020936 | -0.0016538 | -4.9574e-05 | -0.0017505 | -0.0006252 | 0.0086767 | 0.0018211 | 0 | 0.15761 | 0 | 0 | 0 | 0 | 0 | 0 | 0 | 0 | 0 | 0.5358 | 0 | 0 | 0 | 0 | 1.3485 | 0 | 0 | 0
3 | 75 | 9 | 57.2 | 2.1534 | 64.3117 | 0 | 3.9346 | -0.0038587 | -0.0038587 | 68 | 67.9527 | 68 | -0.0018978 | -0.0042061 | -0.00051149 | 0 | 0 | 0.0025767 | 0.00057534 | -0.00028188 | -0.0016069 | -0.0013171 | -4.2492e-05 | -0.0015005 | -0.00070881 | 0.0050623 | 0.0010617 | 0 | 0.30392 | 0 | 0 | 0 | 0 | 0 | 0 | 0 | 0 | 0 | 0.46811 | 0 | 0 | 0 | 0 | 1.3814 | 0 | 0 | 0
3 | 75 | 10 | 59 | 1.8824 | 64.3117 | 0 | 3.9346 | 0.0060812 | 0 | 68 | 68.0745 | 68.0745 | -0.0015815 | -0.0035051 | -0.00042624 | 0 | 0 | 0.0073337 | 0.0016375 | -0.00023797 | 0.0014529 | -8.3438e-05 | -3.541e-05 | -0.0012504 | -0.00097052 | 0.0030973 | 0.00065039 | 0 | 0 | 0 | 0 | 0 | 0 | 0 | 0 | 0 | 0 | 0 | 0.46808 | 0 | 0 | 0 | 0 | 1.4143 | 0 | 0 | 0
3 | 75 | 11 | 60.8 | 1.9151 | 64.3117 | 0 | 3.9346 | 0.022141 | 0 | 68.0745 | 68.3459 | 68.3459 | -0.0012783 | -0.0028331 | -0.00034452 | 0 | 0 | 0.01437 | 0.0034832 | -0.00019098 | 0.0052777 | 0.001509 | -2.8621e-05 | -0.0010107 | -0.00056046 | 0.0030973 | 0.00065039 | 0 | 0 | 0 | 0 | 0 | 0 | 0 | 0 | 0 | 0 | 0 | 0.46794 | 0 | 0 | 0 | 0 | 1.4472 | 0 | 0 | 0
3 | 75 | 12 | 60.8 | 1.7864 | 64.3117 | 0 | 2.7845 | 0.010345 | 0 | 68.3459 | 68.4726 | 68.4726 | -0.001326 | -0.0029388 | -0.00035737 | 0 | 0 | 0.0078094 | 0.0017437 | -0.00019818 | 0.0020537 | 0.00022379 | -2.9689e-05 | -0.0010484 | -0.00058507 | 0.0041315 | 0.0008666 | 0 | 0 | 0 | 0 | 0 | 0 | 0 | 0 | 0 | 0 | 0 | 0.33927 | 0 | 0 | 0 | 0 | 1.4472 | 0 | 0 | 0
3 | 75 | 13 | 60.8 | 1.7535 | 64.3117 | 0 | 2.7845 | 0.0047088 | 0 | 68.4726 | 68.5304 | 68.5304 | -0.0013483 | -0.0029882 | -0.00036338 | 0 | 0 | 0.0055102 | 0.0012303 | -0.00019929 | 0.00080032 | -0.000237 | -3.0187e-05 | -0.001066 | -0.00034746 | 0.0030973 | 0.00065039 | 0 | 0 | 0 | 0 | 0 | 0 | 0 | 0 | 0 | 0 | 0 | 0.33924 | 0 | 0 | 0 | 0 | 1.4143 | 0 | 0 | 0
3 | 75 | 14 | 60.8 | 1.6597 | 64.3117 | 0 | 2.2397 | 0.00368 | 0 | 68.5304 | 68.5755 | 68.5755 | -0.0013584 | -0.0030106 | -0.00036611 | 0 | 0 | 0.0053912 | 0.0012038 | -0.00020189 | 0.00072866 | -0.00026602 | -3.0415e-05 | -0.001074 | -0.00046138 | 0.0025838 | 0.00054141 | 0 | 0 | 0 | 0 | 0 | 0 | 0 | 0 | 0 | 0 | 0 | 0.2783 | 0 | 0 | 0 | 0 | 1.3814 | 0 | 0 | 0
3 | 75 | 15 | 60.8 | 1.6266 | 64.3117 | 0 | 2.2397 | 0.031412 | 0 | 68.5755 | 68.9604 | 68.9604 | -0.0013663 | -0.0030282 | -0.00036825 | 0 | 0 | 0.018674 | 0.0050721 | -0.0002036 | 0.0086728 | 0.0023473 | -3.0592e-05 | -0.0010803 | -0.00052678 | 0.0026854 | 0.00056426 | 0 | 0 | 0 | 0 | 0 | 0 | 0 | 0 | 0 | 0 | 0 | 0.27811 | 0 | 0 | 0 | 0 | 1.3485 | 0 | 0 | 0
3 | 75 | 16 | 62.6 | 1.6922 | 64.3117 | 0 | 2.2397 | 0.026721 | 0 | 68.9604 | 69.2879 | 69.2879 | -0.0011177 | -0.0024771 | -0.00030123 | 0 | 0 | 0.01553 | 0.0039131 | -0.0001651 | 0.0070513 | 0.0022169 | -2.5025e-05 | -0.00088366 | -0.0002702 | 0.0026854 | 0.00056426 | 0 | 0 | 0 | 0 | 0 | 0 | 0 | 0 | 0 | 0 | 0 | 0.27795 | 0 | 0 | 0 | 0 | 1.4143 | 0 | 0 | 0
3 | 75 | 17 | 62.6 | 1.9553 | 64.3117 | 0 | 2.2397 | 0.016719 | 0 | 69.2879 | 69.4928 | 69.4928 | -0.0011752 | -0.0026046 | -0.00031674 | 0 | 0 | 0.0099804 | 0.0024591 | -0.00017564 | 0.0040315 | 0.001233 | -2.6313e-05 | -0.00092916 | -0.00050815 | 0.0039265 | 0.00082442 | 0 | 0 | 0 | 0 | 0 | 0 | 0 | 0 | 0 | 0 | 0 | 0.27785 | 0 | 0 | 0 | 0 | 1.6774 | 0 | 0 | 0
3 | 75 | 18 | 62.6 | 2.5588 | 64.3117 | 0 | 3.8135 | 0.0041203 | 0 | 69.4928 | 69.5433 | 69.5433 | -0.0012112 | -0.0026844 | -0.00032644 | 0 | 0 | 0.0037746 | 0.00074391 | -0.00018102 | 0.00085421 | 0.0004268 | -2.7119e-05 | -0.00095762 | -0.00052629 | 0.0042349 | 0.00088946 | 0 | 0 | 0 | 0 | 0 | 0 | 0 | 0 | 0 | 0 | 0 | 0.45383 | 0 | 0 | 0 | 0 | 2.105 | 0 | 0 | 0
3 | 75 | 19 | 59 | 2.526 | 64.3117 | 0 | 3.8135 | -0.0086764 | 0 | 69.5433 | 69.4369 | 69.4369 | -0.0018527 | -0.0041062 | -0.00049933 | 0 | 0 | 0.00022505 | 5.401e-05 | -0.00027596 | -0.0029954 | -0.001578 | -4.1482e-05 | -0.0014648 | -0.00068679 | 0.0045452 | 0.0009545 | 0 | 0 | 0 | 0 | 0 | 0 | 0 | 0 | 0 | 0 | 0 | 0.45388 | 0 | 0 | 0 | 0 | 2.0721 | 0 | 0 | 0
3 | 75 | 20 | 57.2 | 2.3945 | 64.3117 | 0 | 3.8135 | -0.0082679 | 0 | 69.4369 | 69.3356 | 69.3356 | -0.0021503 | -0.0047658 | -0.00057954 | 0 | 0 | 0 | 0 | -0.00031691 | -0.0032989 | -0.0020002 | -4.8145e-05 | -0.0017001 | -0.0005352 | 0.0071272 | 0.0014959 | 0 | 0 | 0 | 0 | 0 | 0 | 0 | 0 | 0 | 0 | 0 | 0.45393 | 0 | 0 | 0 | 0 | 1.9405 | 0 | 0 | 0
3 | 75 | 21 | 57.2 | 2.2958 | 64.3117 | 0 | 3.8135 | -0.0083529 | 0 | 69.3356 | 69.2333 | 69.2333 | -0.0021325 | -0.0047263 | -0.00057474 | 0 | 0 | 0 | 0 | -0.00031629 | -0.0032716 | -0.0019841 | -4.7747e-05 | -0.001686 | -0.00074077 | 0.0071272 | 0.0014959 | 0 | 0 | 0 | 0 | 0 | 0 | 0 | 0 | 0 | 0 | 0 | 0.45398 | 0 | 0 | 0 | 0 | 1.8419 | 0 | 0 | 0
3 | 75 | 22 | 55.4 | 2.116 | 64.3117 | 0 | 3.0871 | -0.01008 | 0 | 69.2333 | 69.1097 | 69.1097 | -0.0024308 | -0.0053875 | -0.00065514 | 0 | 0 | 0 | 0 | -0.00035922 | -0.0037293 | -0.0022613 | -5.4426e-05 | -0.0019219 | -0.0007215 | 0.0074411 | 0.0015609 | 0 | 0 | 0 | 0 | 0 | 0 | 0 | 0 | 0 | 0 | 0 | 0.37281 | 0 | 0 | 0 | 0 | 1.7432 | 0 | 0 | 0
3 | 75 | 23 | 53.6 | 1.8529 | 64.3117 | 0 | 3.0871 | -0.012178 | 0 | 69.1097 | 68.9605 | 68.9605 | -0.0027254 | -0.0060404 | -0.00073454 | 0 | 0 | 0 | 0 | -0.00040194 | -0.0041812 | -0.0025351 | -6.1022e-05 | -0.0021548 | -0.00078487 | 0.0074411 | 0.0015609 | 0 | 0 | 0 | 0 | 0 | 0 | 0 | 0 | 0 | 0 | 0 | 0.37288 | 0 | 0 | 0 | 0 | 1.4801 | 0 | 0 | 0
3 | 75 | 24 | 53.6 | 1.3022 | 64.3117 | 0 | 0.51452 | -0.012582 | 0 | 68.9605 | 68.8063 | 68.8063 | -0.0026992 | -0.0059822 | -0.00072747 | 0 | 0 | 0 | 0 | -0.00039537 | -0.004141 | -0.0025099 | -6.0435e-05 | -0.002134 | -0.00064788 | 0.0067153 | 0.0014098 | 0 | 0 | 0 | 0 | 0 | 0 | 0 | 0 | 0 | 0 | 0 | 0.085268 | 0 | 0 | 0 | 0 | 1.2169 | 0 | 0 | 0
3 | 76 | 1 | 51.8 | 1.0061 | 64.4901 | 0 | 0.51388 | -0.019582 | 0 | 68.8063 | 68.5663 | 68.5663 | -0.0029884 | -0.0066232 | -0.00080542 | 0 | 0 | 0 | 0 | -0.00044191 | -0.0045847 | -0.00278 | -6.691e-05 | -0.0023627 | -0.00099547 | 0.0020667 | 0.00043418 | 0 | 0 | 0 | 0 | 0 | 0 | 0 | 0 | 0 | 0 | 0 | 0.085145 | 0 | 0 | 0 | 0 | 0.92093 | 0 | 0 | 0
3 | 76 | 2 | 51.8 | 0.94041 | 64.4901 | 0 | 0.51388 | -0.019363 | 0 | 68.5663 | 68.329 | 68.329 | -0.0029462 | -0.0065298 | -0.00079405 | 0 | 0 | 0 | 0 | -0.00043612 | -0.00452 | -0.0027409 | -6.5966e-05 | -0.0023294 | -0.0010672 | 0.0020667 | 0.00043418 | 0 | 0 | 0 | 0 | 0 | 0 | 0 | 0 | 0 | 0 | 0 | 0.085262 | 0 | 0 | 0 | 0 | 0.85515 | 0 | 0 | 0
3 | 76 | 3 | 51.8 | 0.90763 | 64.4901 | 0 | 0.51388 | -0.019052 | 0 | 68.329 | 68.0955 | 68.0955 | -0.0029045 | -0.0064373 | -0.00078281 | 0 | 0 | 0 | 0 | -0.00042993 | -0.004456 | -0.0027021 | -6.5032e-05 | -0.0022964 | -0.0010445 | 0.0020667 | 0.00043418 | 0 | 0 | 0 | 0 | 0 | 0 | 0 | 0 | 0 | 0 | 0 | 0.085377 | 0 | 0 | 0 | 0 | 0.82226 | 0 | 0 | 0
3 | 76 | 4 | 51.8 | 0.87486 | 64.4901 | 0 | 0.51388 | -0.01885 | 0 | 68.0955 | 67.8645 | 67.8645 | -0.0028635 | -0.0063464 | -0.00077176 | 0 | 0 | 0 | 0 | -0.00042493 | -0.0043931 | -0.0026643 | -6.4113e-05 | -0.002264 | -0.0011245 | 0.0020667 | 0.00043418 | 0 | 0 | 0 | 0 | 0 | 0 | 0 | 0 | 0 | 0 | 0 | 0.08549 | 0 | 0 | 0 | 0 | 0.78937 | 0 | 0 | 0
3 | 76 | 5 | 50 | 0.87499 | 64.4901 | 0 | 0.51388 | -0.021491 | 0 | 67.8645 | 67.6011 | 67.6011 | -0.0031392 | -0.0069575 | -0.00084606 | 0 | 0 | 0 | 0 | -0.00047104 | -0.004816 | -0.0029222 | -7.0287e-05 | -0.0024819 | -0.0018531 | 0.0020667 | 0.00043418 | 0 | 0 | 0 | 0 | 0 | 0 | 0 | 0 | 0 | 0 | 0 | 0.08562 | 0 | 0 | 0 | 0 | 0.78937 | 0 | 0 | 0
3 | 76 | 6 | 48.2 | 5.3651 | 64.4901 | 0 | 0.60456 | -0.023084 | -0.05563 | 67.6011 | 67.3182 | 68 | -0.0034092 | -0.0075559 | -0.00091884 | 0 | 0 | 0 | 0 | -0.00051711 | -0.0052303 | -0.0031751 | -7.6332e-05 | -0.0026954 | -0.0029583 | 0.0034529 | 0.00072422 | 0 | 4.3815 | 0 | 0 | 0 | 0 | 0 | 0 | 0 | 0 | 0 | 0.095534 | 0 | 0 | 0 | 0 | 0.88804 | 0 | 0 | 0
3 | 76 | 7 | 48.2 | 3.4179 | 64.4901 | 0 | 4.5342 | -0.022004 | -0.022004 | 68 | 67.7303 | 68 | -0.0034793 | -0.0077112 | -0.00093773 | 0 | 0 | 0 | 0 | -0.0005229 | -0.0053378 | -0.0032391 | -7.7902e-05 | -0.0027508 | -0.0022854 | 0.0043383 | 0.00091055 | 0 | 1.7331 | 0 | 0 | 0 | 0 | 0 | 0 | 0 | 0 | 0 | 0.53367 | 0 | 0 | 0 | 0 | 1.1512 | 0 | 0 | 0
3 | 76 | 8 | 46.4 | 2.7793 | 64.4901 | 0 | 4.5342 | -0.011391 | -0.011391 | 68 | 67.8604 | 68 | -0.0037956 | -0.0084123 | -0.001023 | 0 | 0 | 0.0043331 | 0.0010482 | -0.00056962 | -0.0037583 | -0.0024353 | -8.4984e-05 | -0.0030009 | -0.0023689 | 0.0086767 | 0.0018211 | 0 | 0.89716 | 0 | 0 | 0 | 0 | 0 | 0 | 0 | 0 | 0 | 0.53367 | 0 | 0 | 0 | 0 | 1.3485 | 0 | 0 | 0
3 | 76 | 9 | 48.2 | 2.9165 | 64.4901 | 0 | 3.9296 | -0.013571 | -0.013571 | 68 | 67.8337 | 68 | -0.0034793 | -0.0077112 | -0.00093773 | 0 | 0 | 0.0037263 | 0.00083203 | -0.00051721 | -0.0034788 | -0.0026118 | -7.7902e-05 | -0.0027508 | -0.0016265 | 0.0050623 | 0.0010617 | 0 | 1.0689 | 0 | 0 | 0 | 0 | 0 | 0 | 0 | 0 | 0 | 0.46627 | 0 | 0 | 0 | 0 | 1.3814 | 0 | 0 | 0
3 | 76 | 10 | 48.2 | 2.8682 | 64.4901 | 0 | 3.9296 | -0.01254 | -0.01254 | 68 | 67.8463 | 68 | -0.0034793 | -0.0077112 | -0.00093773 | 0 | 0 | 0.0052327 | 0.0011684 | -0.00051778 | -0.0026362 | -0.0023011 | -7.7902e-05 | -0.0027508 | -0.0016265 | 0.0030973 | 0.00065039 | 0 | 0.9877 | 0 | 0 | 0 | 0 | 0 | 0 | 0 | 0 | 0 | 0.46627 | 0 | 0 | 0 | 0 | 1.4143 | 0 | 0 | 0
3 | 76 | 11 | 48.2 | 2.9986 | 64.4901 | 0 | 3.9296 | -0.013777 | -0.013777 | 68 | 67.8312 | 68 | -0.0034793 | -0.0077112 | -0.00093773 | 0 | 0 | 0.0045191 | 0.0010091 | -0.00051648 | -0.0030049 | -0.0024296 | -7.7902e-05 | -0.0027508 | -0.0014947 | 0.0030973 | 0.00065039 | 0 | 1.0851 | 0 | 0 | 0 | 0 | 0 | 0 | 0 | 0 | 0 | 0.46627 | 0 | 0 | 0 | 0 | 1.4472 | 0 | 0 | 0
3 | 76 | 12 | 48.2 | 2.6781 | 64.4901 | 0 | 2.781 | -0.011334 | -0.011334 | 68 | 67.8611 | 68 | -0.0034793 | -0.0077112 | -0.00093773 | 0 | 0 | 0.0053912 | 0.0012038 | -0.00051906 | -0.0025469 | -0.0022689 | -7.7902e-05 | -0.0027508 | -0.001769 | 0.0041315 | 0.0008666 | 0 | 0.89271 | 0 | 0 | 0 | 0 | 0 | 0 | 0 | 0 | 0 | 0.33819 | 0 | 0 | 0 | 0 | 1.4472 | 0 | 0 | 0
3 | 76 | 13 | 51.8 | 1.7525 | 64.4901 | 0 | 2.781 | 0.0016434 | 0 | 68 | 68.0201 | 68.0201 | -0.0028467 | -0.0063092 | -0.00076723 | 0 | 0 | 0.010029 | 0.0022394 | -0.00042166 | 0.00085339 | -0.00080173 | -6.3738e-05 | -0.0022507 | -0.001115 | 0.0030973 | 0.00065039 | 0 | 0 | 0 | 0 | 0 | 0 | 0 | 0 | 0 | 0 | 0 | 0.33819 | 0 | 0 | 0 | 0 | 1.4143 | 0 | 0 | 0
3 | 76 | 14 | 51.8 | 1.6589 | 64.4901 | 0 | 2.2369 | -0.0012509 | 0 | 68.0201 | 68.0048 | 68.0048 | -0.0028502 | -0.006317 | -0.00076819 | 0 | 0 | 0.0089394 | 0.0020345 | -0.00042402 | 0.00011303 | -0.0010165 | -6.3817e-05 | -0.0022535 | -0.0012284 | 0.0025838 | 0.00054141 | 0 | 0 | 0 | 0 | 0 | 0 | 0 | 0 | 0 | 0 | 0 | 0.27753 | 0 | 0 | 0 | 0 | 1.3814 | 0 | 0 | 0
3 | 76 | 15 | 51.8 | 1.626 | 64.4901 | 0 | 2.2369 | 0.0077184 | 0 | 68.0048 | 68.0994 | 68.0994 | -0.0028475 | -0.0063111 | -0.00076746 | 0 | 0 | 0.012962 | 0.0029774 | -0.00041823 | 0.0021834 | -0.00021854 | -6.3757e-05 | -0.0022514 | -0.00077596 | 0.0026854 | 0.00056426 | 0 | 0 | 0 | 0 | 0 | 0 | 0 | 0 | 0 | 0 | 0 | 0.27748 | 0 | 0 | 0 | 0 | 1.3485 | 0 | 0 | 0
3 | 76 | 16 | 53.6 | 1.6917 | 64.4901 | 0 | 2.2369 | 0.0048667 | 0 | 68.0994 | 68.159 | 68.159 | -0.0025479 | -0.0056469 | -0.00068669 | 0 | 0 | 0.010462 | 0.0023934 | -0.00037441 | 0.0012608 | -0.00046852 | -5.7047e-05 | -0.0020144 | -0.00070339 | 0.0026854 | 0.00056426 | 0 | 0 | 0 | 0 | 0 | 0 | 0 | 0 | 0 | 0 | 0 | 0.27745 | 0 | 0 | 0 | 0 | 1.4143 | 0 | 0 | 0
3 | 76 | 17 | 53.6 | 1.9548 | 64.4901 | 0 | 2.2369 | 0.0013978 | 0 | 68.159 | 68.1762 | 68.1762 | -0.0025583 | -0.0056701 | -0.00068952 | 0 | 0 | 0.0088294 | 0.0021202 | -0.00037327 | -0.00033268 | -0.0012471 | -5.7281e-05 | -0.0020227 | -0.00052718 | 0.0039265 | 0.00082442 | 0 | 0 | 0 | 0 | 0 | 0 | 0 | 0 | 0 | 0 | 0 | 0.27744 | 0 | 0 | 0 | 0 | 1.6774 | 0 | 0 | 0
3 | 76 | 18 | 55.4 | 2.5577 | 64.4901 | 0 | 3.8087 | -0.007 | 0 | 68.1762 | 68.0904 | 68.0904 | -0.002245 | -0.0049758 | -0.00060508 | 0 | 0 | 0.0036031 | 0.00079982 | -0.0003259 | -0.0030339 | -0.0022157 | -5.0267e-05 | -0.001775 | -0.00041124 | 0.0042349 | 0.00088946 | 0 | 0 | 0 | 0 | 0 | 0 | 0 | 0 | 0 | 0 | 0 | 0.45274 | 0 | 0 | 0 | 0 | 2.105 | 0 | 0 | 0
3 | 76 | 19 | 51.8 | 3.3904 | 64.4901 | 0 | 3.8087 | -0.018364 | -0.010989 | 68.0904 | 67.8653 | 68 | -0.0028626 | -0.0063444 | -0.00077151 | 0 | 0 | 0.00011892 | 2.6554e-05 | -0.00042382 | -0.005842 | -0.0035528 | -6.4093e-05 | -0.0022632 | -0.00093042 | 0.0045452 | 0.0009545 | 0 | 0.86549 | 0 | 0 | 0 | 0 | 0 | 0 | 0 | 0 | 0 | 0.45278 | 0 | 0 | 0 | 0 | 2.0721 | 0 | 0 | 0
3 | 76 | 20 | 51.8 | 3.4477 | 64.4901 | 0 | 3.8087 | -0.013387 | -0.013387 | 68 | 67.8359 | 68 | -0.0028467 | -0.0063092 | -0.00076723 | 0 | 0 | 0 | 0 | -0.00041919 | -0.0043673 | -0.0026476 | -6.3738e-05 | -0.0022507 | -0.00084276 | 0.0071272 | 0.0014959 | 0 | 1.0544 | 0 | 0 | 0 | 0 | 0 | 0 | 0 | 0 | 0 | 0.45278 | 0 | 0 | 0 | 0 | 1.9405 | 0 | 0 | 0
3 | 76 | 21 | 50 | 3.5338 | 64.4901 | 0 | 3.8087 | -0.015734 | -0.015734 | 68 | 67.8072 | 68 | -0.003163 | -0.0070102 | -0.00085248 | 0 | 0 | 0 | 0 | -0.00046669 | -0.0048526 | -0.0029422 | -7.082e-05 | -0.0025008 | -0.001002 | 0.0071272 | 0.0014959 | 0 | 1.2392 | 0 | 0 | 0 | 0 | 0 | 0 | 0 | 0 | 0 | 0.45278 | 0 | 0 | 0 | 0 | 1.8419 | 0 | 0 | 0
3 | 76 | 22 | 48.2 | 3.5313 | 64.4901 | 0 | 3.0833 | -0.017981 | -0.017981 | 68 | 67.7796 | 68 | -0.0034793 | -0.0077112 | -0.00093773 | 0 | 0 | 0 | 0 | -0.00051586 | -0.0053378 | -0.0032371 | -7.7902e-05 | -0.0027508 | -0.0013745 | 0.0074411 | 0.0015609 | 0 | 1.4162 | 0 | 0 | 0 | 0 | 0 | 0 | 0 | 0 | 0 | 0.3719 | 0 | 0 | 0 | 0 | 1.7432 | 0 | 0 | 0
3 | 76 | 23 | 48.2 | 1.8521 | 64.4901 | 0 | 3.0833 | -0.017776 | 0 | 68 | 67.7822 | 67.7822 | -0.0034793 | -0.0077112 | -0.00093773 | 0 | 0 | 0 | 0 | -0.00051266 | -0.0053378 | -0.0032362 | -7.7902e-05 | -0.0027508 | -0.0011731 | 0.0074411 | 0.0015609 | 0 | 0 | 0 | 0 | 0 | 0 | 0 | 0 | 0 | 0 | 0 | 0.372 | 0 | 0 | 0 | 0 | 1.4801 | 0 | 0 | 0
3 | 76 | 24 | 46.4 | 1.3026 | 64.4901 | 0 | 0.51388 | -0.020418 | 0 | 67.7822 | 67.5319 | 67.5319 | -0.0037573 | -0.0083274 | -0.0010127 | 0 | 0 | 0 | 0 | -0.00055238 | -0.0057644 | -0.0034945 | -8.4126e-05 | -0.0029706 | -0.0011702 | 0.0067153 | 0.0014098 | 0 | 0 | 0 | 0 | 0 | 0 | 0 | 0 | 0 | 0 | 0 | 0.085654 | 0 | 0 | 0 | 0 | 1.2169 | 0 | 0 | 0
3 | 77 | 1 | 46.4 | 1.0065 | 64.6712 | 0 | 0.51321 | -0.024817 | 0 | 67.5319 | 67.2278 | 67.2278 | -0.0037133 | -0.00823 | -0.0010008 | 0 | 0 | 0 | 0 | -0.00054616 | -0.0056969 | -0.0034536 | -8.3142e-05 | -0.0029359 | -0.0012239 | 0.0020667 | 0.00043418 | 0 | 0 | 0 | 0 | 0 | 0 | 0 | 0 | 0 | 0 | 0 | 0.085559 | 0 | 0 | 0 | 0 | 0.92093 | 0 | 0 | 0
3 | 77 | 2 | 48.2 | 0.94084 | 64.6712 | 0 | 0.51321 | -0.022229 | 0 | 67.2278 | 66.9554 | 66.9554 | -0.0033436 | -0.0074105 | -0.00090116 | 0 | 0 | 0 | 0 | -0.0004932 | -0.0051296 | -0.0031102 | -7.4863e-05 | -0.0026436 | -0.0011891 | 0.0020667 | 0.00043418 | 0 | 0 | 0 | 0 | 0 | 0 | 0 | 0 | 0 | 0 | 0 | 0.085693 | 0 | 0 | 0 | 0 | 0.85515 | 0 | 0 | 0
3 | 77 | 3 | 48.2 | 0.90808 | 64.6712 | 0 | 0.51321 | -0.022221 | 0 | 66.9554 | 66.683 | 66.683 | -0.0032957 | -0.0073044 | -0.00088825 | 0 | 0 | 0 | 0 | -0.00049047 | -0.0050562 | -0.0030668 | -7.3792e-05 | -0.0026057 | -0.0015059 | 0.0020667 | 0.00043418 | 0 | 0 | 0 | 0 | 0 | 0 | 0 | 0 | 0 | 0 | 0 | 0.085827 | 0 | 0 | 0 | 0 | 0.82226 | 0 | 0 | 0
3 | 77 | 4 | 48.2 | 0.87532 | 64.6712 | 0 | 0.51321 | -0.021424 | 0 | 66.683 | 66.4205 | 66.4205 | -0.0032479 | -0.0071984 | -0.00087536 | 0 | 0 | 0 | 0 | -0.00047844 | -0.0049828 | -0.0030209 | -7.272e-05 | -0.0025679 | -0.0010468 | 0.0020667 | 0.00043418 | 0 | 0 | 0 | 0 | 0 | 0 | 0 | 0 | 0 | 0 | 0 | 0.085956 | 0 | 0 | 0 | 0 | 0.78937 | 0 | 0 | 0
3 | 77 | 5 | 48.2 | 0.87545 | 64.6712 | 0 | 0.51321 | -0.021081 | 0 | 66.4205 | 66.1621 | 66.1621 | -0.0032017 | -0.0070961 | -0.00086292 | 0 | 0 | 0 | 0 | -0.00047171 | -0.004912 | -0.002978 | -7.1687e-05 | -0.0025314 | -0.0010224 | 0.0020667 | 0.00043418 | 0 | 0 | 0 | 0 | 0 | 0 | 0 | 0 | 0 | 0 | 0 | 0.086083 | 0 | 0 | 0 | 0 | 0.78937 | 0 | 0 | 0
3 | 77 | 6 | 48.2 | 14.3081 | 64.6712 | 0 | 0.60378 | -0.019213 | -0.16918 | 66.1621 | 65.9267 | 68 | -0.0031563 | -0.0069955 | -0.00085069 | 0 | 0 | 0 | 0 | -0.00046269 | -0.0048424 | -0.0029352 | -7.0671e-05 | -0.0024955 | -0.00085687 | 0.0034529 | 0.00072422 | 0 | 13.3248 | 0 | 0 | 0 | 0 | 0 | 0 | 0 | 0 | 0 | 0.095246 | 0 | 0 | 0 | 0 | 0.88804 | 0 | 0 | 0
3 | 77 | 7 | 48.2 | 3.3346 | 64.6712 | 0 | 4.5284 | -0.020974 | -0.020974 | 68 | 67.743 | 68 | -0.0034793 | -0.0077112 | -0.00093773 | 0 | 0 | 0 | 0 | -0.00051387 | -0.0053378 | -0.0032366 | -7.7902e-05 | -0.0027508 | -0.0012669 | 0.0043383 | 0.00091055 | 0 | 1.6519 | 0 | 0 | 0 | 0 | 0 | 0 | 0 | 0 | 0 | 0.53151 | 0 | 0 | 0 | 0 | 1.1512 | 0 | 0 | 0
3 | 77 | 8 | 51.8 | 2.6588 | 64.6712 | 0 | 4.5284 | -0.0098873 | -0.0098873 | 68 | 67.8788 | 68 | -0.0028467 | -0.0063092 | -0.00076723 | 0 | 0 | 0.0015857 | 0.00035406 | -0.00041491 | -0.0043135 | -0.0028253 | -6.3738e-05 | -0.0022507 | -0.00071247 | 0.0086767 | 0.0018211 | 0 | 0.77874 | 0 | 0 | 0 | 0 | 0 | 0 | 0 | 0 | 0 | 0.53151 | 0 | 0 | 0 | 0 | 1.3485 | 0 | 0 | 0
3 | 77 | 9 | 53.6 | 1.8457 | 64.6712 | 0 | 3.9246 | 0.014666 | 0 | 68 | 68.1797 | 68.1797 | -0.0025304 | -0.0056082 | -0.00068198 | 0 | 0 | 0.014228 | 0.0035908 | -0.00037085 | 0.0024202 | 0.00018603 | -5.6656e-05 | -0.0020006 | -0.00063465 | 0.0050623 | 0.0010617 | 0 | 0 | 0 | 0 | 0 | 0 | 0 | 0 | 0 | 0 | 0 | 0.4643 | 0 | 0 | 0 | 0 | 1.3814 | 0 | 0 | 0
3 | 77 | 10 | 60.8 | 1.8784 | 64.6712 | 0 | 3.9246 | 0.032399 | 0 | 68.1797 | 68.5768 | 68.5768 | -0.0012968 | -0.0028741 | -0.0003495 | 0 | 0 | 0.019007 | 0.0058944 | -0.00019093 | 0.0080299 | 0.0016953 | -2.9035e-05 | -0.0010253 | -0.00020974 | 0.0030973 | 0.00065039 | 0 | 0 | 0 | 0 | 0 | 0 | 0 | 0 | 0 | 0 | 0 | 0.46411 | 0 | 0 | 0 | 0 | 1.4143 | 0 | 0 | 0
3 | 77 | 11 | 62.6 | 1.911 | 64.6712 | 0 | 3.9246 | 0.041212 | 0 | 68.5768 | 69.0819 | 69.0819 | -0.0010503 | -0.0023277 | -0.00028306 | 0 | 0 | 0.021464 | 0.0073407 | -0.00015422 | 0.011575 | 0.0019318 | -2.3515e-05 | -0.00083036 | -0.00017824 | 0.0030973 | 0.00065039 | 0 | 0 | 0 | 0 | 0 | 0 | 0 | 0 | 0 | 0 | 0 | 0.46387 | 0 | 0 | 0 | 0 | 1.4472 | 0 | 0 | 0
3 | 77 | 12 | 66.2 | 1.7832 | 64.6712 | 0 | 2.7774 | 0.050661 | 0 | 69.0819 | 69.7027 | 69.7027 | -0.0005064 | -0.0011224 | -0.00013648 | 0 | 0 | 0.022541 | 0.0082812 | -7.4745e-05 | 0.014915 | 0.0022583 | -1.1338e-05 | -0.00040038 | -8.1503e-05 | 0.0041315 | 0.0008666 | 0 | 0 | 0 | 0 | 0 | 0 | 0 | 0 | 0 | 0 | 0 | 0.33604 | 0 | 0 | 0 | 0 | 1.4472 | 0 | 0 | 0
3 | 77 | 13 | 69.8 | 1.75 | 64.6712 | 0 | 2.7774 | 0.053561 | 0 | 69.7027 | 70.3591 | 70.3591 | 1.7096e-05 | 3.7891e-05 | 4.6077e-06 | 0 | 0 | 0.022836 | 0.0084412 | 2.5125e-06 | 0.016046 | 0.0024141 | 3.8279e-07 | 1.3517e-05 | 1.0178e-06 | 0.0030973 | 0.00065039 | 0 | 0 | 0 | 0 | 0 | 0 | 0 | 0 | 0 | 0 | 0 | 0.33572 | 0 | 0 | 0 | 0 | 1.4143 | 0 | 0 | 0
3 | 77 | 14 | 73.4 | 1.6564 | 64.6712 | 0 | 2.234 | 0.053712 | 0 | 70.3591 | 71.0174 | 71.0174 | 0.00053435 | 0.0011843 | 0.00014402 | 0 | 0 | 0.021041 | 0.0077981 | 7.9732e-05 | 0.015848 | 0.003345 | 1.1964e-05 | 0.00042247 | 0.00017819 | 0.0025838 | 0.00054141 | 0 | 0 | 0 | 0 | 0 | 0 | 0 | 0 | 0 | 0 | 0 | 0.27499 | 0 | 0 | 0 | 0 | 1.3814 | 0 | 0 | 0
3 | 77 | 15 | 75.2 | 1.6232 | 64.6712 | 0 | 2.234 | 0.049601 | 0 | 71.0174 | 71.6252 | 71.6252 | 0.00073498 | 0.001629 | 0.00019809 | 0 | 0 | 0.018183 | 0.0065079 | 0.00010903 | 0.01435 | 0.003854 | 1.6456e-05 | 0.0005811 | 0.0001876 | 0.0026854 | 0.00056426 | 0 | 0 | 0 | 0 | 0 | 0 | 0 | 0 | 0 | 0 | 0 | 0.27469 | 0 | 0 | 0 | 0 | 1.3485 | 0 | 0 | 0
3 | 77 | 16 | 77 | 1.6887 | 64.6712 | 0 | 2.234 | 0.041991 | 0 | 71.6252 | 72.1398 | 72.1398 | 0.00094446 | 0.0020932 | 0.00025455 | 0 | 0 | 0.014262 | 0.0046499 | 0.00014084 | 0.01149 | 0.0037988 | 2.1147e-05 | 0.00074672 | 0.00033948 | 0.0026854 | 0.00056426 | 0 | 0 | 0 | 0 | 0 | 0 | 0 | 0 | 0 | 0 | 0 | 0.27444 | 0 | 0 | 0 | 0 | 1.4143 | 0 | 0 | 0
3 | 77 | 17 | 77 | 1.9517 | 64.6712 | 0 | 2.234 | 0.02894 | 0 | 72.1398 | 72.4945 | 72.4945 | 0.00085404 | 0.0018928 | 0.00023018 | 0 | 0 | 0.0067119 | 0.0023969 | 0.00012762 | 0.0076593 | 0.0032686 | 1.9122e-05 | 0.00067523 | 0.00035301 | 0.0039265 | 0.00082442 | 0 | 0 | 0 | 0 | 0 | 0 | 0 | 0 | 0 | 0 | 0 | 0.27427 | 0 | 0 | 0 | 0 | 1.6774 | 0 | 0 | 0
3 | 77 | 18 | 75.2 | 2.5537 | 64.6712 | 0 | 3.8038 | 0.015575 | 0 | 72.4945 | 72.6854 | 72.6854 | 0.00047542 | 0.0010537 | 0.00012813 | 0 | 0 | 0.0034122 | 0.00060724 | 7.1226e-05 | 0.0024566 | 0.0016486 | 1.0645e-05 | 0.00037588 | 0.00021093 | 0.0042349 | 0.00088946 | 0 | 0 | 0 | 0 | 0 | 0 | 0 | 0 | 0 | 0 | 0 | 0.44869 | 0 | 0 | 0 | 0 | 2.105 | 0 | 0 | 0
3 | 77 | 19 | 73.4 | 2.5208 | 64.6712 | 0 | 3.8038 | 0.0033893 | 0 | 72.6854 | 72.7269 | 72.7269 | 0.00012558 | 0.00027832 | 3.3845e-05 | 0 | 0 | 0.00028396 | 6.2844e-05 | 1.8771e-05 | -0.0014742 | -0.00063351 | 2.8117e-06 | 9.9286e-05 | 4.6335e-05 | 0.0045452 | 0.0009545 | 0 | 0 | 0 | 0 | 0 | 0 | 0 | 0 | 0 | 0 | 0 | 0.44867 | 0 | 0 | 0 | 0 | 2.0721 | 0 | 0 | 0
3 | 77 | 20 | 69.8 | 2.3892 | 64.6712 | 0 | 3.8038 | 0.0034488 | 0 | 72.7269 | 72.7692 | 72.7692 | -0.00051432 | -0.0011399 | -0.00013862 | 0 | 0 | 0 | 0 | -7.6361e-05 | -0.00078905 | -0.0004785 | -1.1516e-05 | -0.00040664 | -0.00012341 | 0.0071272 | 0.0014959 | 0 | 0 | 0 | 0 | 0 | 0 | 0 | 0 | 0 | 0 | 0 | 0.44865 | 0 | 0 | 0 | 0 | 1.9405 | 0 | 0 | 0
3 | 77 | 21 | 71.6 | 2.2905 | 64.6712 | 0 | 3.8038 | 0.00563 | 0 | 72.7692 | 72.8382 | 72.8382 | -0.00020545 | -0.00045534 | -5.5372e-05 | 0 | 0 | 0 | 0 | -3.0708e-05 | -0.00031519 | -0.00019122 | -4.6e-06 | -0.00016243 | -7.6821e-05 | 0.0071272 | 0.0014959 | 0 | 0 | 0 | 0 | 0 | 0 | 0 | 0 | 0 | 0 | 0 | 0.44862 | 0 | 0 | 0 | 0 | 1.8419 | 0 | 0 | 0
3 | 77 | 22 | 69.8 | 2.1112 | 64.6712 | 0 | 3.0793 | 0.0035725 | 0 | 72.8382 | 72.8819 | 72.8819 | -0.00053387 | -0.0011832 | -0.00014389 | 0 | 0 | 0 | 0 | -7.9587e-05 | -0.00081905 | -0.00049683 | -1.1953e-05 | -0.0004221 | -0.00017802 | 0.0074411 | 0.0015609 | 0 | 0 | 0 | 0 | 0 | 0 | 0 | 0 | 0 | 0 | 0 | 0.36805 | 0 | 0 | 0 | 0 | 1.7432 | 0 | 0 | 0
3 | 77 | 23 | 68 | 1.8481 | 64.6712 | 0 | 3.0793 | 0.0011104 | 0 | 72.8819 | 72.8956 | 72.8956 | -0.00085786 | -0.0019013 | -0.00023121 | 0 | 0 | 0 | 0 | -0.0001286 | -0.0013161 | -0.00079855 | -1.9208e-05 | -0.00067825 | -0.00039958 | 0.0074411 | 0.0015609 | 0 | 0 | 0 | 0 | 0 | 0 | 0 | 0 | 0 | 0 | 0 | 0.36804 | 0 | 0 | 0 | 0 | 1.4801 | 0 | 0 | 0
3 | 77 | 24 | 66.2 | 1.2997 | 64.6712 | 0 | 0.51321 | -0.0022544 | 0 | 72.8956 | 72.8679 | 72.8679 | -0.0011766 | -0.0026076 | -0.0003171 | 0 | 0 | 0 | 0 | -0.00017799 | -0.001805 | -0.0010956 | -2.6343e-05 | -0.00093022 | -0.00083315 | 0.0067153 | 0.0014098 | 0 | 0 | 0 | 0 | 0 | 0 | 0 | 0 | 0 | 0 | 0 | 0.082782 | 0 | 0 | 0 | 0 | 1.2169 | 0 | 0 | 0
3 | 78 | 1 | 64.4 | 1.0035 | 64.8549 | 0 | 0.51254 | -0.0086733 | 0 | 72.8679 | 72.7616 | 72.7616 | -0.001488 | -0.0032979 | -0.00040104 | 0 | 0 | 0 | 0 | -0.00022081 | -0.0022828 | -0.0013845 | -3.3316e-05 | -0.0011765 | -0.0004551 | 0.0020667 | 0.00043418 | 0 | 0 | 0 | 0 | 0 | 0 | 0 | 0 | 0 | 0 | 0 | 0.082585 | 0 | 0 | 0 | 0 | 0.92093 | 0 | 0 | 0
3 | 78 | 2 | 57.2 | 0.93784 | 64.8549 | 0 | 0.51254 | -0.018264 | 0 | 72.7616 | 72.5378 | 72.5378 | -0.0027345 | -0.0060606 | -0.000737 | 0 | 0 | 0 | 0 | -0.00041014 | -0.0041952 | -0.0025455 | -6.1226e-05 | -0.002162 | -0.0014246 | 0.0020667 | 0.00043418 | 0 | 0 | 0 | 0 | 0 | 0 | 0 | 0 | 0 | 0 | 0 | 0.082696 | 0 | 0 | 0 | 0 | 0.85515 | 0 | 0 | 0
3 | 78 | 3 | 51.8 | 0.9051 | 64.8549 | 0 | 0.51254 | -0.025376 | 0 | 72.5378 | 72.2268 | 72.2268 | -0.0036441 | -0.0080765 | -0.00098214 | 0 | 0 | 0 | 0 | -0.00054756 | -0.0055906 | -0.0033925 | -8.1591e-05 | -0.0028811 | -0.0022461 | 0.0020667 | 0.00043418 | 0 | 0 | 0 | 0 | 0 | 0 | 0 | 0 | 0 | 0 | 0 | 0.082849 | 0 | 0 | 0 | 0 | 0.82226 | 0 | 0 | 0
3 | 78 | 4 | 51.8 | 0.87236 | 64.8549 | 0 | 0.51254 | -0.024183 | 0 | 72.2268 | 71.9304 | 71.9304 | -0.0035894 | -0.0079554 | -0.00096741 | 0 | 0 | 0 | 0 | -0.00053148 | -0.0055068 | -0.0033394 | -8.0368e-05 | -0.0028379 | -0.0014419 | 0.0020667 | 0.00043418 | 0 | 0 | 0 | 0 | 0 | 0 | 0 | 0 | 0 | 0 | 0 | 0.082995 | 0 | 0 | 0 | 0 | 0.78937 | 0 | 0 | 0
3 | 78 | 5 | 51.8 | 0.8725 | 64.8549 | 0 | 0.51254 | -0.023503 | 0 | 71.9304 | 71.6424 | 71.6424 | -0.0035374 | -0.0078399 | -0.00095338 | 0 | 0 | 0 | 0 | -0.00052008 | -0.0054269 | -0.0032899 | -7.9202e-05 | -0.0027967 | -0.0011257 | 0.0020667 | 0.00043418 | 0 | 0 | 0 | 0 | 0 | 0 | 0 | 0 | 0 | 0 | 0 | 0.083136 | 0 | 0 | 0 | 0 | 0.78937 | 0 | 0 | 0
3 | 78 | 6 | 51.8 | 0.98133 | 64.8549 | 0 | 0.60299 | -0.021663 | 0 | 71.6424 | 71.3769 | 71.3769 | -0.0034867 | -0.0077278 | -0.00093974 | 0 | 0 | 0 | 0 | -0.00051141 | -0.0053493 | -0.0032425 | -7.8069e-05 | -0.0027567 | -0.0010238 | 0.0034529 | 0.00072422 | 0 | 0 | 0 | 0 | 0 | 0 | 0 | 0 | 0 | 0 | 0 | 0.093291 | 0 | 0 | 0 | 0 | 0.88804 | 0 | 0 | 0
3 | 78 | 7 | 51.8 | 1.679 | 64.8549 | 0 | 4.5224 | -0.02068 | 0 | 71.3769 | 71.1235 | 71.1235 | -0.0034401 | -0.0076244 | -0.00092716 | 0 | 0 | 0 | 0 | -0.00050823 | -0.0052777 | -0.0032001 | -7.7024e-05 | -0.0027198 | -0.0012442 | 0.0043383 | 0.00091055 | 0 | 0 | 0 | 0 | 0 | 0 | 0 | 0 | 0 | 0 | 0 | 0.5278 | 0 | 0 | 0 | 0 | 1.1512 | 0 | 0 | 0
3 | 78 | 8 | 51.8 | 1.8764 | 64.8549 | 0 | 4.5224 | -0.0088132 | 0 | 71.1235 | 71.0155 | 71.0155 | -0.0033956 | -0.0075257 | -0.00091516 | 0 | 0 | 0.0042031 | 0.00099678 | -0.00050157 | -0.0037882 | -0.0025842 | -7.6027e-05 | -0.0026846 | -0.0012187 | 0.0086767 | 0.0018211 | 0 | 0 | 0 | 0 | 0 | 0 | 0 | 0 | 0 | 0 | 0 | 0.52786 | 0 | 0 | 0 | 0 | 1.3485 | 0 | 0 | 0
3 | 78 | 9 | 51.8 | 1.8425 | 64.8549 | 0 | 3.9194 | -0.0098817 | 0 | 71.0155 | 70.8944 | 70.8944 | -0.0033766 | -0.0074836 | -0.00091005 | 0 | 0 | 0.0057084 | 0.0012746 | -0.00050756 | -0.0024524 | -0.0022509 | -7.5602e-05 | -0.0026696 | -0.0022007 | 0.0050623 | 0.0010617 | 0 | 0 | 0 | 0 | 0 | 0 | 0 | 0 | 0 | 0 | 0 | 0.46109 | 0 | 0 | 0 | 0 | 1.3814 | 0 | 0 | 0
3 | 78 | 10 | 51.8 | 1.8754 | 64.8549 | 0 | 3.9194 | -0.0043302 | 0 | 70.8944 | 70.8413 | 70.8413 | -0.0033553 | -0.0074364 | -0.00090431 | 0 | 0 | 0.0092622 | 0.0021149 | -0.00050047 | -0.00068707 | -0.0015102 | -7.5125e-05 | -0.0026528 | -0.0016828 | 0.0030973 | 0.00065039 | 0 | 0 | 0 | 0 | 0 | 0 | 0 | 0 | 0 | 0 | 0 | 0.46111 | 0 | 0 | 0 | 0 | 1.4143 | 0 | 0 | 0
3 | 78 | 11 | 48.2 | 1.9084 | 64.8549 | 0 | 3.9194 | -0.015669 | 0 | 70.8413 | 70.6493 | 70.6493 | -0.0039786 | -0.0088178 | -0.0010723 | 0 | 0 | 0.0057877 | 0.0012923 | -0.00059622 | -0.0031311 | -0.0026778 | -8.9081e-05 | -0.0031456 | -0.0023376 | 0.0030973 | 0.00065039 | 0 | 0 | 0 | 0 | 0 | 0 | 0 | 0 | 0 | 0 | 0 | 0.46121 | 0 | 0 | 0 | 0 | 1.4472 | 0 | 0 | 0
3 | 78 | 12 | 46.4 | 1.7815 | 64.8549 | 0 | 2.7737 | -0.017797 | 0 | 70.6493 | 70.4312 | 70.4312 | -0.0042611 | -0.0094441 | -0.0011484 | 0 | 0 | 0.0056291 | 0.0012569 | -0.00064244 | -0.0036842 | -0.0029963 | -9.5407e-05 | -0.003369 | -0.0031741 | 0.0041315 | 0.0008666 | 0 | 0 | 0 | 0 | 0 | 0 | 0 | 0 | 0 | 0 | 0 | 0.33434 | 0 | 0 | 0 | 0 | 1.4472 | 0 | 0 | 0
3 | 78 | 13 | 46.4 | 1.7487 | 64.8549 | 0 | 2.7737 | -0.010926 | 0 | 70.4312 | 70.2973 | 70.2973 | -0.0042228 | -0.0093591 | -0.0011381 | 0 | 0 | 0.010098 | 0.002296 | -0.00064191 | -0.0014102 | -0.0021151 | -9.4549e-05 | -0.0033387 | -0.0040969 | 0.0030973 | 0.00065039 | 0 | 0 | 0 | 0 | 0 | 0 | 0 | 0 | 0 | 0 | 0 | 0.3344 | 0 | 0 | 0 | 0 | 1.4143 | 0 | 0 | 0
3 | 78 | 14 | 48.2 | 1.6557 | 64.8549 | 0 | 2.231 | -0.0044247 | 0 | 70.2973 | 70.2431 | 70.2431 | -0.003883 | -0.0086059 | -0.0010465 | 0 | 0 | 0.012554 | 0.0028753 | -0.00059113 | 0.00020316 | -0.0014188 | -8.694e-05 | -0.00307 | -0.0039385 | 0.0025838 | 0.00054141 | 0 | 0 | 0 | 0 | 0 | 0 | 0 | 0 | 0 | 0 | 0 | 0.27428 | 0 | 0 | 0 | 0 | 1.3814 | 0 | 0 | 0
3 | 78 | 15 | 46.4 | 1.6229 | 64.8549 | 0 | 2.231 | -0.011721 | 0 | 70.2431 | 70.0994 | 70.0994 | -0.0041897 | -0.0092858 | -0.0011292 | 0 | 0 | 0.0098697 | 0.0022384 | -0.00063708 | -0.0016058 | -0.0022015 | -9.3809e-05 | -0.0033125 | -0.0040592 | 0.0026854 | 0.00056426 | 0 | 0 | 0 | 0 | 0 | 0 | 0 | 0 | 0 | 0 | 0 | 0.27435 | 0 | 0 | 0 | 0 | 1.3485 | 0 | 0 | 0
3 | 78 | 16 | 46.4 | 1.6887 | 64.8549 | 0 | 2.231 | -0.014512 | 0 | 70.0994 | 69.9216 | 69.9216 | -0.0041645 | -0.0092299 | -0.0011224 | 0 | 0 | 0.0081588 | 0.0018455 | -0.00063147 | -0.0024244 | -0.0024943 | -9.3244e-05 | -0.0032926 | -0.0037489 | 0.0026854 | 0.00056426 | 0 | 0 | 0 | 0 | 0 | 0 | 0 | 0 | 0 | 0 | 0 | 0.27444 | 0 | 0 | 0 | 0 | 1.4143 | 0 | 0 | 0
3 | 78 | 17 | 44.6 | 1.952 | 64.8549 | 0 | 2.231 | -0.021285 | 0 | 69.9216 | 69.6607 | 69.6607 | -0.0044495 | -0.0098617 | -0.0011992 | 0 | 0 | 0.005193 | 0.0011595 | -0.00067503 | -0.0043535 | -0.0033482 | -9.9626e-05 | -0.003518 | -0.0040593 | 0.0039265 | 0.00082442 | 0 | 0 | 0 | 0 | 0 | 0 | 0 | 0 | 0 | 0 | 0 | 0.27457 | 0 | 0 | 0 | 0 | 1.6774 | 0 | 0 | 0
3 | 78 | 18 | 44.6 | 2.5535 | 64.8549 | 0 | 3.7988 | -0.026569 | 0 | 69.6607 | 69.3351 | 69.3351 | -0.0044037 | -0.0097601 | -0.0011869 | 0 | 0 | 0.0022992 | 0.00051338 | -0.00066941 | -0.0058477 | -0.0038635 | -9.8599e-05 | -0.0034817 | -0.0043049 | 0.0042349 | 0.00088946 | 0 | 0 | 0 | 0 | 0 | 0 | 0 | 0 | 0 | 0 | 0 | 0.44848 | 0 | 0 | 0 | 0 | 2.105 | 0 | 0 | 0
3 | 78 | 19 | 44.6 | 2.5207 | 64.8549 | 0 | 3.7988 | -0.029547 | 0 | 69.3351 | 68.973 | 68.973 | -0.0043465 | -0.0096333 | -0.0011715 | 0 | 0 | 0.00011892 | 2.6554e-05 | -0.00065773 | -0.0069522 | -0.0042339 | -9.7318e-05 | -0.0034365 | -0.003709 | 0.0045452 | 0.0009545 | 0 | 0 | 0 | 0 | 0 | 0 | 0 | 0 | 0 | 0 | 0 | 0.44865 | 0 | 0 | 0 | 0 | 2.0721 | 0 | 0 | 0
3 | 78 | 20 | 44.6 | 2.3893 | 64.8549 | 0 | 3.7988 | -0.025262 | 0 | 68.973 | 68.6634 | 68.6634 | -0.0042829 | -0.0094922 | -0.0011543 | 0 | 0 | 0 | 0 | -0.00064242 | -0.0065706 | -0.0039868 | -9.5894e-05 | -0.0033862 | -0.0027783 | 0.0071272 | 0.0014959 | 0 | 0 | 0 | 0 | 0 | 0 | 0 | 0 | 0 | 0 | 0 | 0.4488 | 0 | 0 | 0 | 0 | 1.9405 | 0 | 0 | 0
3 | 78 | 21 | 42.8 | 2.2908 | 64.8549 | 0 | 3.7988 | -0.027519 | 0 | 68.6634 | 68.3261 | 68.3261 | -0.0045448 | -0.010073 | -0.0012249 | 0 | 0 | 0 | 0 | -0.00068378 | -0.0069724 | -0.0042312 | -0.00010176 | -0.0035932 | -0.0032218 | 0.0071272 | 0.0014959 | 0 | 0 | 0 | 0 | 0 | 0 | 0 | 0 | 0 | 0 | 0 | 0.44897 | 0 | 0 | 0 | 0 | 1.8419 | 0 | 0 | 0
3 | 78 | 22 | 42.8 | 2.1961 | 64.8549 | 0 | 3.0752 | -0.02768 | -0.0010668 | 68.3261 | 67.9869 | 68 | -0.0044855 | -0.0099413 | -0.0012089 | 0 | 0 | 0 | 0 | -0.00068025 | -0.0068815 | -0.0041775 | -0.00010043 | -0.0035464 | -0.0040989 | 0.0074411 | 0.0015609 | 0 | 0.084025 | 0 | 0 | 0 | 0 | 0 | 0 | 0 | 0 | 0 | 0.36893 | 0 | 0 | 0 | 0 | 1.7432 | 0 | 0 | 0
3 | 78 | 23 | 42.8 | 1.8492 | 64.8549 | 0 | 3.0752 | -0.02608 | 0 | 68 | 67.6804 | 67.6804 | -0.0044282 | -0.0098143 | -0.0011935 | 0 | 0 | 0 | 0 | -0.00066423 | -0.0067936 | -0.0041221 | -9.9148e-05 | -0.0035011 | -0.0029046 | 0.0074411 | 0.0015609 | 0 | 0 | 0 | 0 | 0 | 0 | 0 | 0 | 0 | 0 | 0 | 0.36909 | 0 | 0 | 0 | 0 | 1.4801 | 0 | 0 | 0
3 | 78 | 24 | 42.8 | 1.3022 | 64.8549 | 0 | 0.51254 | -0.027792 | 0 | 67.6804 | 67.3398 | 67.3398 | -0.004372 | -0.0096898 | -0.0011783 | 0 | 0 | 0 | 0 | -0.00066464 | -0.0067074 | -0.0040722 | -9.789e-05 | -0.0034567 | -0.0042683 | 0.0067153 | 0.0014098 | 0 | 0 | 0 | 0 | 0 | 0 | 0 | 0 | 0 | 0 | 0 | 0.085255 | 0 | 0 | 0 | 0 | 1.2169 | 0 | 0 | 0
3 | 79 | 1 | 42.8 | 1.0061 | 65.0412 | 0 | 0.51185 | -0.031958 | 0 | 67.3398 | 66.9481 | 66.9481 | -0.0043122 | -0.0095572 | -0.0011622 | 0 | 0 | 0 | 0 | -0.00065548 | -0.0066156 | -0.0040165 | -9.655e-05 | -0.0034093 | -0.0041993 | 0.0020667 | 0.00043418 | 0 | 0 | 0 | 0 | 0 | 0 | 0 | 0 | 0 | 0 | 0 | 0.085195 | 0 | 0 | 0 | 0 | 0.92093 | 0 | 0 | 0
3 | 79 | 2 | 42.8 | 0.94053 | 65.0412 | 0 | 0.51185 | -0.030653 | 0 | 66.9481 | 66.5725 | 66.5725 | -0.0042434 | -0.0094047 | -0.0011437 | 0 | 0 | 0 | 0 | -0.00064074 | -0.00651 | -0.0039512 | -9.5009e-05 | -0.0033549 | -0.003376 | 0.0020667 | 0.00043418 | 0 | 0 | 0 | 0 | 0 | 0 | 0 | 0 | 0 | 0 | 0 | 0.08538 | 0 | 0 | 0 | 0 | 0.85515 | 0 | 0 | 0
3 | 79 | 3 | 41 | 0.90784 | 65.0412 | 0 | 0.51185 | -0.033423 | 0 | 66.5725 | 66.1629 | 66.1629 | -0.0044936 | -0.0099594 | -0.0012111 | 0 | 0 | 0 | 0 | -0.00068338 | -0.006894 | -0.0041856 | -0.00010061 | -0.0035528 | -0.0044093 | 0.0020667 | 0.00043418 | 0 | 0 | 0 | 0 | 0 | 0 | 0 | 0 | 0 | 0 | 0 | 0.085582 | 0 | 0 | 0 | 0 | 0.82226 | 0 | 0 | 0
3 | 79 | 4 | 41 | 2.3722 | 65.0412 | 0 | 0.51185 | -0.0323 | -0.019009 | 66.1629 | 65.767 | 66 | -0.0044217 | -0.0097999 | -0.0011917 | 0 | 0 | 0 | 0 | -0.00066912 | -0.0067836 | -0.0041176 | -9.9001e-05 | -0.0034959 | -0.0037877 | 0.0020667 | 0.00043418 | 0 | 1.4972 | 0 | 0 | 0 | 0 | 0 | 0 | 0 | 0 | 0 | 0.085662 | 0 | 0 | 0 | 0 | 0.78937 | 0 | 0 | 0
3 | 79 | 5 | 41 | 3.4435 | 65.0412 | 0 | 0.51185 | -0.03261 | -0.03261 | 66 | 65.6004 | 66 | -0.004393 | -0.0097364 | -0.001184 | 0 | 0 | 0 | 0 | -0.0006678 | -0.0067397 | -0.0040918 | -9.8361e-05 | -0.0034733 | -0.0042926 | 0.0020667 | 0.00043418 | 0 | 2.5684 | 0 | 0 | 0 | 0 | 0 | 0 | 0 | 0 | 0 | 0.085662 | 0 | 0 | 0 | 0 | 0.78937 | 0 | 0 | 0
3 | 79 | 6 | 39.2 | 16.4322 | 65.0412 | 0 | 0.60217 | -0.032959 | -0.19616 | 66 | 65.5961 | 68 | -0.0047093 | -0.010437 | -0.0012692 | 0 | 0 | 0 | 0 | -0.00071154 | -0.0072249 | -0.0043852 | -0.00010544 | -0.0037234 | -0.0038457 | 0.0034529 | 0.00072422 | 0 | 15.4495 | 0 | 0 | 0 | 0 | 0 | 0 | 0 | 0 | 0 | 0.094657 | 0 | 0 | 0 | 0 | 0.88804 | 0 | 0 | 0
3 | 79 | 7 | 38.3 | 4.5241 | 65.0412 | 0 | 4.5163 | -0.036132 | -0.036132 | 68 | 67.5572 | 68 | -0.0052189 | -0.011567 | -0.0014066 | 0 | 0 | 0 | 0 | -0.00078841 | -0.0080067 | -0.0048597 | -0.00011685 | -0.0041263 | -0.0043801 | 0.0043383 | 0.00091055 | 0 | 2.8458 | 0 | 0 | 0 | 0 | 0 | 0 | 0 | 0 | 0 | 0.52709 | 0 | 0 | 0 | 0 | 1.1512 | 0 | 0 | 0
3 | 79 | 8 | 39.2 | 3.7236 | 65.0412 | 0 | 4.5163 | -0.023464 | -0.023464 | 68 | 67.7124 | 68 | -0.0050608 | -0.011216 | -0.001364 | 0 | 0 | 0.0036853 | 0.00089387 | -0.00076418 | -0.0060797 | -0.0039081 | -0.00011331 | -0.0040012 | -0.004212 | 0.0086767 | 0.0018211 | 0 | 1.848 | 0 | 0 | 0 | 0 | 0 | 0 | 0 | 0 | 0 | 0.52709 | 0 | 0 | 0 | 0 | 1.3485 | 0 | 0 | 0
3 | 79 | 9 | 41 | 3.7946 | 65.0412 | 0 | 3.9141 | -0.024792 | -0.024792 | 68 | 67.6962 | 68 | -0.0047445 | -0.010515 | -0.0012787 | 0 | 0 | 0.0034092 | 0.00076122 | -0.00071296 | -0.0056267 | -0.0038805 | -0.00010623 | -0.0037511 | -0.0034087 | 0.0050623 | 0.0010617 | 0 | 1.9527 | 0 | 0 | 0 | 0 | 0 | 0 | 0 | 0 | 0 | 0.46056 | 0 | 0 | 0 | 0 | 1.3814 | 0 | 0 | 0
3 | 79 | 10 | 44.6 | 1.8748 | 65.0412 | 0 | 3.9141 | 7.24e-05 | 0 | 68 | 68.0009 | 68.0009 | -0.0041119 | -0.0091133 | -0.0011082 | 0 | 0 | 0.014504 | 0.0036003 | -0.00061437 | 0.00081953 | -0.0012139 | -9.2066e-05 | -0.003251 | -0.0024445 | 0.0030973 | 0.00065039 | 0 | 0 | 0 | 0 | 0 | 0 | 0 | 0 | 0 | 0 | 0 | 0.46056 | 0 | 0 | 0 | 0 | 1.4143 | 0 | 0 | 0
3 | 79 | 11 | 46.4 | 1.9076 | 65.0412 | 0 | 3.9141 | 0.015804 | 0 | 68.0009 | 68.1946 | 68.1946 | -0.0037957 | -0.0084126 | -0.001023 | 0 | 0 | 0.020158 | 0.005639 | -0.00056891 | 0.0054653 | 4.8914e-05 | -8.4987e-05 | -0.003001 | -0.002369 | 0.0030973 | 0.00065039 | 0 | 0 | 0 | 0 | 0 | 0 | 0 | 0 | 0 | 0 | 0 | 0.46047 | 0 | 0 | 0 | 0 | 1.4472 | 0 | 0 | 0
3 | 79 | 12 | 48.2 | 1.7811 | 65.0412 | 0 | 2.77 | 0.026547 | 0 | 68.1946 | 68.5199 | 68.5199 | -0.0035135 | -0.007787 | -0.00094694 | 0 | 0 | 0.022854 | 0.0080714 | -0.000529 | 0.0095761 | -0.00082694 | -7.8667e-05 | -0.0027779 | -0.0024926 | 0.0041315 | 0.0008666 | 0 | 0 | 0 | 0 | 0 | 0 | 0 | 0 | 0 | 0 | 0 | 0.3339 | 0 | 0 | 0 | 0 | 1.4472 | 0 | 0 | 0
3 | 79 | 13 | 51.8 | 1.748 | 65.0412 | 0 | 2.77 | 0.031862 | 0 | 68.5199 | 68.9104 | 68.9104 | -0.002938 | -0.0065117 | -0.00079185 | 0 | 0 | 0.022759 | 0.0084425 | -0.00043761 | 0.011759 | -0.00037228 | -6.5783e-05 | -0.0023229 | -0.0014047 | 0.0030973 | 0.00065039 | 0 | 0 | 0 | 0 | 0 | 0 | 0 | 0 | 0 | 0 | 0 | 0.33371 | 0 | 0 | 0 | 0 | 1.4143 | 0 | 0 | 0
3 | 79 | 14 | 53.6 | 1.6551 | 65.0412 | 0 | 2.228 | 0.02874 | 0 | 68.9104 | 69.2626 | 69.2626 | -0.0026904 | -0.0059627 | -0.0007251 | 0 | 0 | 0.020651 | 0.0077587 | -0.00040679 | 0.011041 | 0.00023242 | -6.0238e-05 | -0.0021271 | -0.0020962 | 0.0025838 | 0.00054141 | 0 | 0 | 0 | 0 | 0 | 0 | 0 | 0 | 0 | 0 | 0 | 0.27367 | 0 | 0 | 0 | 0 | 1.3814 | 0 | 0 | 0
3 | 79 | 15 | 53.6 | 1.622 | 65.0412 | 0 | 2.228 | 0.023016 | 0 | 69.2626 | 69.5447 | 69.5447 | -0.0027523 | -0.0060999 | -0.00074178 | 0 | 0 | 0.017821 | 0.0065245 | -0.00041632 | 0.0092832 | 0.00053757 | -6.1623e-05 | -0.002176 | -0.0021522 | 0.0026854 | 0.00056426 | 0 | 0 | 0 | 0 | 0 | 0 | 0 | 0 | 0 | 0 | 0 | 0.27353 | 0 | 0 | 0 | 0 | 1.3485 | 0 | 0 | 0
3 | 79 | 16 | 55.4 | 1.6877 | 65.0412 | 0 | 2.228 | 0.016441 | 0 | 69.5447 | 69.7462 | 69.7462 | -0.0024855 | -0.0055087 | -0.00066989 | 0 | 0 | 0.013914 | 0.0047435 | -0.0003732 | 0.0065572 | 0.00054284 | -5.5651e-05 | -0.0019651 | -0.0015076 | 0.0026854 | 0.00056426 | 0 | 0 | 0 | 0 | 0 | 0 | 0 | 0 | 0 | 0 | 0 | 0.27343 | 0 | 0 | 0 | 0 | 1.4143 | 0 | 0 | 0
3 | 79 | 17 | 55.4 | 1.9508 | 65.0412 | 0 | 2.228 | 0.0010654 | 0 | 69.7462 | 69.7592 | 69.7592 | -0.0025209 | -0.0055872 | -0.00067943 | 0 | 0 | 0.0068136 | 0.0024328 | -0.00038212 | 0.0016854 | -0.00048449 | -5.6444e-05 | -0.0019931 | -0.0020891 | 0.0039265 | 0.00082442 | 0 | 0 | 0 | 0 | 0 | 0 | 0 | 0 | 0 | 0 | 0 | 0.27342 | 0 | 0 | 0 | 0 | 1.6774 | 0 | 0 | 0
3 | 79 | 18 | 53.6 | 2.5514 | 65.0412 | 0 | 3.7937 | -0.011504 | 0 | 69.7592 | 69.6182 | 69.6182 | -0.0028395 | -0.0062933 | -0.0007653 | 0 | 0 | 0.0033513 | 0.00061813 | -0.00042882 | -0.0031863 | -0.0018121 | -6.3577e-05 | -0.002245 | -0.0020745 | 0.0042349 | 0.00088946 | 0 | 0 | 0 | 0 | 0 | 0 | 0 | 0 | 0 | 0 | 0 | 0.44647 | 0 | 0 | 0 | 0 | 2.105 | 0 | 0 | 0
3 | 79 | 19 | 53.6 | 2.5187 | 65.0412 | 0 | 3.7937 | -0.019432 | 0 | 69.6182 | 69.3801 | 69.3801 | -0.0028147 | -0.0062384 | -0.00075862 | 0 | 0 | 0.00039191 | 7.8971e-05 | -0.00041759 | -0.0069824 | -0.0038509 | -6.3023e-05 | -0.0022254 | -0.001097 | 0.0045452 | 0.0009545 | 0 | 0 | 0 | 0 | 0 | 0 | 0 | 0 | 0 | 0 | 0 | 0.44659 | 0 | 0 | 0 | 0 | 2.0721 | 0 | 0 | 0
3 | 79 | 20 | 51.8 | 2.3872 | 65.0412 | 0 | 3.7937 | -0.015481 | 0 | 69.3801 | 69.1904 | 69.1904 | -0.0030892 | -0.0068467 | -0.00083259 | 0 | 0 | 0 | 0 | -0.00045897 | -0.0047394 | -0.0028742 | -6.9168e-05 | -0.0024424 | -0.0012553 | 0.0071272 | 0.0014959 | 0 | 0 | 0 | 0 | 0 | 0 | 0 | 0 | 0 | 0 | 0 | 0.44668 | 0 | 0 | 0 | 0 | 1.9405 | 0 | 0 | 0
3 | 79 | 21 | 50 | 2.2886 | 65.0412 | 0 | 3.7937 | -0.017739 | 0 | 69.1904 | 68.973 | 68.973 | -0.0033722 | -0.0074738 | -0.00090886 | 0 | 0 | 0 | 0 | -0.00050229 | -0.0051735 | -0.0031381 | -7.5503e-05 | -0.0026661 | -0.0015557 | 0.0071272 | 0.0014959 | 0 | 0 | 0 | 0 | 0 | 0 | 0 | 0 | 0 | 0 | 0 | 0.44678 | 0 | 0 | 0 | 0 | 1.8419 | 0 | 0 | 0
3 | 79 | 22 | 48.2 | 2.1102 | 65.0412 | 0 | 3.0711 | -0.019684 | 0 | 68.973 | 68.7317 | 68.7317 | -0.0036503 | -0.0080902 | -0.00098381 | 0 | 0 | 0 | 0 | -0.00054506 | -0.0056001 | -0.0033973 | -8.173e-05 | -0.002886 | -0.0018904 | 0.0074411 | 0.0015609 | 0 | 0 | 0 | 0 | 0 | 0 | 0 | 0 | 0 | 0 | 0 | 0.36707 | 0 | 0 | 0 | 0 | 1.7432 | 0 | 0 | 0
3 | 79 | 23 | 46.4 | 1.8473 | 65.0412 | 0 | 3.0711 | -0.021337 | 0 | 68.7317 | 68.4703 | 68.4703 | -0.0039242 | -0.0086973 | -0.0010576 | 0 | 0 | 0 | 0 | -0.00058193 | -0.0060204 | -0.0036511 | -8.7863e-05 | -0.0031026 | -0.001655 | 0.0074411 | 0.0015609 | 0 | 0 | 0 | 0 | 0 | 0 | 0 | 0 | 0 | 0 | 0 | 0.36719 | 0 | 0 | 0 | 0 | 1.4801 | 0 | 0 | 0
3 | 79 | 24 | 44.6 | 1.3015 | 65.0412 | 0 | 0.51185 | -0.024254 | 0 | 68.4703 | 68.173 | 68.173 | -0.0041945 | -0.0092964 | -0.0011305 | 0 | 0 | 0 | 0 | -0.00062364 | -0.0064351 | -0.003903 | -9.3916e-05 | -0.0033163 | -0.0019759 | 0.0067153 | 0.0014098 | 0 | 0 | 0 | 0 | 0 | 0 | 0 | 0 | 0 | 0 | 0 | 0.084592 | 0 | 0 | 0 | 0 | 1.2169 | 0 | 0 | 0
3 | 80 | 1 | 42.8 | 1.0055 | 65.2301 | 0 | 0.51114 | -0.031083 | 0 | 68.173 | 67.7921 | 67.7921 | -0.0044586 | -0.0098817 | -0.0012017 | 0 | 0 | 0 | 0 | -0.00066452 | -0.0068402 | -0.0041492 | -9.9828e-05 | -0.0035251 | -0.0023288 | 0.0020667 | 0.00043418 | 0 | 0 | 0 | 0 | 0 | 0 | 0 | 0 | 0 | 0 | 0 | 0.084524 | 0 | 0 | 0 | 0 | 0.92093 | 0 | 0 | 0
3 | 80 | 2 | 41 | 0.93987 | 65.2301 | 0 | 0.51114 | -0.033001 | 0 | 67.7921 | 67.3877 | 67.3877 | -0.0047079 | -0.010434 | -0.0012689 | 0 | 0 | 0 | 0 | -0.00070176 | -0.0072228 | -0.0043813 | -0.00010541 | -0.0037223 | -0.0025231 | 0.0020667 | 0.00043418 | 0 | 0 | 0 | 0 | 0 | 0 | 0 | 0 | 0 | 0 | 0 | 0.084723 | 0 | 0 | 0 | 0 | 0.85515 | 0 | 0 | 0
3 | 80 | 3 | 39.2 | 0.90719 | 65.2301 | 0 | 0.51114 | -0.034715 | 0 | 67.3877 | 66.9622 | 66.9622 | -0.0049532 | -0.010978 | -0.001335 | 0 | 0 | 0 | 0 | -0.00073673 | -0.007599 | -0.0046091 | -0.0001109 | -0.0039161 | -0.0025442 | 0.0020667 | 0.00043418 | 0 | 0 | 0 | 0 | 0 | 0 | 0 | 0 | 0 | 0 | 0 | 0.084933 | 0 | 0 | 0 | 0 | 0.82226 | 0 | 0 | 0
3 | 80 | 4 | 39.2 | 0.8745 | 65.2301 | 0 | 0.51114 | -0.033836 | 0 | 66.9622 | 66.5475 | 66.5475 | -0.0048784 | -0.010812 | -0.0013148 | 0 | 0 | 0 | 0 | -0.00072146 | -0.0074843 | -0.0045383 | -0.00010923 | -0.003857 | -0.0021869 | 0.0020667 | 0.00043418 | 0 | 0 | 0 | 0 | 0 | 0 | 0 | 0 | 0 | 0 | 0 | 0.085137 | 0 | 0 | 0 | 0 | 0.78937 | 0 | 0 | 0
3 | 80 | 5 | 37.4 | 0.87472 | 65.2301 | 0 | 0.51114 | -0.035572 | 0 | 66.5475 | 66.1116 | 66.1116 | -0.0051219 | -0.011352 | -0.0013804 | 0 | 0 | 0 | 0 | -0.00075709 | -0.0078578 | -0.0047647 | -0.00011468 | -0.0040495 | -0.002241 | 0.0020667 | 0.00043418 | 0 | 0 | 0 | 0 | 0 | 0 | 0 | 0 | 0 | 0 | 0 | 0.085352 | 0 | 0 | 0 | 0 | 0.78937 | 0 | 0 | 0
3 | 80 | 6 | 37.4 | 15.765 | 65.2301 | 0 | 0.60135 | -0.033599 | -0.18769 | 66.1116 | 65.6998 | 68 | -0.0050452 | -0.011182 | -0.0013598 | 0 | 0 | 0 | 0 | -0.00074467 | -0.0077403 | -0.0046931 | -0.00011296 | -0.0039889 | -0.0021848 | 0.0034529 | 0.00072422 | 0 | 14.7826 | 0 | 0 | 0 | 0 | 0 | 0 | 0 | 0 | 0 | 0.094356 | 0 | 0 | 0 | 0 | 0.88804 | 0 | 0 | 0
3 | 80 | 7 | 37.4 | 4.4527 | 65.2301 | 0 | 4.5101 | -0.035254 | -0.035254 | 68 | 67.568 | 68 | -0.0053771 | -0.011917 | -0.0014492 | 0 | 0 | 0 | 0 | -0.00079362 | -0.0082494 | -0.0050018 | -0.00012039 | -0.0042513 | -0.0024327 | 0.0043383 | 0.00091055 | 0 | 2.7767 | 0 | 0 | 0 | 0 | 0 | 0 | 0 | 0 | 0 | 0.52483 | 0 | 0 | 0 | 0 | 1.1512 | 0 | 0 | 0
3 | 80 | 8 | 41 | 3.0929 | 65.2301 | 0 | 4.5101 | -0.015484 | -0.015484 | 68 | 67.8102 | 68 | -0.0047445 | -0.010515 | -0.0012787 | 0 | 0 | 0.0059636 | 0.0017096 | -0.00070157 | -0.0054503 | -0.0030582 | -0.00010623 | -0.0037511 | -0.0022276 | 0.0086767 | 0.0018211 | 0 | 1.2195 | 0 | 0 | 0 | 0 | 0 | 0 | 0 | 0 | 0 | 0.52483 | 0 | 0 | 0 | 0 | 1.3485 | 0 | 0 | 0
3 | 80 | 9 | 44.6 | 1.84 | 65.2301 | 0 | 3.9087 | 0.0024326 | 0 | 68 | 68.0298 | 68.0298 | -0.0041119 | -0.0091133 | -0.0011082 | 0 | 0 | 0.014217 | 0.0039487 | -0.00060767 | 0.00039632 | -0.0011274 | -9.2066e-05 | -0.003251 | -0.0017798 | 0.0050623 | 0.0010617 | 0 | 0 | 0 | 0 | 0 | 0 | 0 | 0 | 0 | 0 | 0 | 0.45859 | 0 | 0 | 0 | 0 | 1.3814 | 0 | 0 | 0
3 | 80 | 10 | 48.2 | 1.8728 | 65.2301 | 0 | 3.9087 | 0.016036 | 0 | 68.0298 | 68.2263 | 68.2263 | -0.0034845 | -0.0077229 | -0.00093914 | 0 | 0 | 0.018318 | 0.0058712 | -0.00051316 | 0.0051005 | -0.00023858 | -7.8019e-05 | -0.002755 | -0.00127 | 0.0030973 | 0.00065039 | 0 | 0 | 0 | 0 | 0 | 0 | 0 | 0 | 0 | 0 | 0 | 0.4585 | 0 | 0 | 0 | 0 | 1.4143 | 0 | 0 | 0
3 | 80 | 11 | 50 | 1.9055 | 65.2301 | 0 | 3.9087 | 0.026031 | 0 | 68.2263 | 68.5453 | 68.5453 | -0.0032028 | -0.0070984 | -0.0008632 | 0 | 0 | 0.021195 | 0.0074397 | -0.00047101 | 0.008874 | 3.6509e-05 | -7.171e-05 | -0.0025322 | -0.0010229 | 0.0030973 | 0.00065039 | 0 | 0 | 0 | 0 | 0 | 0 | 0 | 0 | 0 | 0 | 0 | 0.45834 | 0 | 0 | 0 | 0 | 1.4472 | 0 | 0 | 0
3 | 80 | 12 | 51.8 | 1.7795 | 65.2301 | 0 | 2.7662 | 0.032398 | 0 | 68.5453 | 68.9424 | 68.9424 | -0.0029425 | -0.0065216 | -0.00079306 | 0 | 0 | 0.022006 | 0.008346 | -0.0004326 | 0.011273 | -0.00025314 | -6.5883e-05 | -0.0023264 | -0.00088975 | 0.0041315 | 0.0008666 | 0 | 0 | 0 | 0 | 0 | 0 | 0 | 0 | 0 | 0 | 0 | 0.33232 | 0 | 0 | 0 | 0 | 1.4472 | 0 | 0 | 0
3 | 80 | 13 | 55.4 | 1.7464 | 65.2301 | 0 | 2.7662 | 0.036096 | 0 | 68.9424 | 69.3847 | 69.3847 | -0.0023797 | -0.0052742 | -0.00064137 | 0 | 0 | 0.02252 | 0.0084397 | -0.00035256 | 0.012639 | 0.00019579 | -5.3282e-05 | -0.0018815 | -0.00086359 | 0.0030973 | 0.00065039 | 0 | 0 | 0 | 0 | 0 | 0 | 0 | 0 | 0 | 0 | 0 | 0.3321 | 0 | 0 | 0 | 0 | 1.4143 | 0 | 0 | 0
3 | 80 | 14 | 55.4 | 1.6537 | 65.2301 | 0 | 2.225 | 0.032077 | 0 | 69.3847 | 69.7779 | 69.7779 | -0.0024574 | -0.0054465 | -0.00066232 | 0 | 0 | 0.021116 | 0.0075731 | -0.00036358 | 0.011234 | 0.00077114 | -5.5022e-05 | -0.0019429 | -0.00081411 | 0.0025838 | 0.00054141 | 0 | 0 | 0 | 0 | 0 | 0 | 0 | 0 | 0 | 0 | 0 | 0.2723 | 0 | 0 | 0 | 0 | 1.3814 | 0 | 0 | 0
3 | 80 | 15 | 60.8 | 1.6206 | 65.2301 | 0 | 2.225 | 0.030458 | 0 | 69.7779 | 70.1511 | 70.1511 | -0.0015776 | -0.0034965 | -0.00042519 | 0 | 0 | 0.018501 | 0.0057725 | -0.00023355 | 0.0088928 | 0.0014891 | -3.5323e-05 | -0.0012473 | -0.00043123 | 0.0026854 | 0.00056426 | 0 | 0 | 0 | 0 | 0 | 0 | 0 | 0 | 0 | 0 | 0 | 0.27212 | 0 | 0 | 0 | 0 | 1.3485 | 0 | 0 | 0
3 | 80 | 16 | 60.8 | 1.6863 | 65.2301 | 0 | 2.225 | 0.021183 | 0 | 70.1511 | 70.4107 | 70.4107 | -0.0016432 | -0.0036419 | -0.00044287 | 0 | 0 | 0.014527 | 0.0042221 | -0.00024295 | 0.0059762 | 0.00097114 | -3.6791e-05 | -0.0012992 | -0.00045643 | 0.0026854 | 0.00056426 | 0 | 0 | 0 | 0 | 0 | 0 | 0 | 0 | 0 | 0 | 0 | 0.27199 | 0 | 0 | 0 | 0 | 1.4143 | 0 | 0 | 0
3 | 80 | 17 | 59 | 1.9493 | 65.2301 | 0 | 2.225 | 0.008899 | 0 | 70.4107 | 70.5198 | 70.5198 | -0.0020051 | -0.004444 | -0.00054041 | 0 | 0 | 0.0093728 | 0.0023959 | -0.00029547 | 0.0019501 | -0.00017675 | -4.4895e-05 | -0.0015853 | -0.00047881 | 0.0039265 | 0.00082442 | 0 | 0 | 0 | 0 | 0 | 0 | 0 | 0 | 0 | 0 | 0 | 0.27194 | 0 | 0 | 0 | 0 | 1.6774 | 0 | 0 | 0
3 | 80 | 18 | 57.2 | 2.5492 | 65.2301 | 0 | 3.7885 | -0.0060458 | 0 | 70.5198 | 70.4457 | 70.4457 | -0.0023406 | -0.0051875 | -0.00063082 | 0 | 0 | 0.0041781 | 0.00088695 | -0.00034672 | -0.0024422 | -0.0017372 | -5.2406e-05 | -0.0018505 | -0.0007578 | 0.0042349 | 0.00088946 | 0 | 0 | 0 | 0 | 0 | 0 | 0 | 0 | 0 | 0 | 0 | 0.44417 | 0 | 0 | 0 | 0 | 2.105 | 0 | 0 | 0
3 | 80 | 19 | 57.2 | 2.5163 | 65.2301 | 0 | 3.7885 | -0.014584 | 0 | 70.4457 | 70.267 | 70.267 | -0.0023276 | -0.0051586 | -0.00062732 | 0 | 0 | 0.000255 | 5.6843e-05 | -0.00034254 | -0.0053123 | -0.0031724 | -5.2114e-05 | -0.0018402 | -0.00060772 | 0.0045452 | 0.0009545 | 0 | 0 | 0 | 0 | 0 | 0 | 0 | 0 | 0 | 0 | 0 | 0.44426 | 0 | 0 | 0 | 0 | 2.0721 | 0 | 0 | 0
3 | 80 | 20 | 53.6 | 2.3849 | 65.2301 | 0 | 3.7885 | -0.01379 | 0 | 70.267 | 70.098 | 70.098 | -0.0029287 | -0.0064911 | -0.00078935 | 0 | 0 | 0 | 0 | -0.00042985 | -0.0044932 | -0.0027226 | -6.5575e-05 | -0.0023156 | -0.00068083 | 0.0071272 | 0.0014959 | 0 | 0 | 0 | 0 | 0 | 0 | 0 | 0 | 0 | 0 | 0 | 0.44434 | 0 | 0 | 0 | 0 | 1.9405 | 0 | 0 | 0
3 | 80 | 21 | 48.2 | 2.2863 | 65.2301 | 0 | 3.7885 | -0.0206 | 0 | 70.098 | 69.8455 | 69.8455 | -0.0038479 | -0.0085283 | -0.0010371 | 0 | 0 | 0 | 0 | -0.00056652 | -0.0059034 | -0.003579 | -8.6156e-05 | -0.0030423 | -0.001136 | 0.0071272 | 0.0014959 | 0 | 0 | 0 | 0 | 0 | 0 | 0 | 0 | 0 | 0 | 0 | 0.44447 | 0 | 0 | 0 | 0 | 1.8419 | 0 | 0 | 0
3 | 80 | 22 | 48.2 | 2.1083 | 65.2301 | 0 | 3.0669 | -0.01995 | 0 | 69.8455 | 69.601 | 69.601 | -0.0038036 | -0.00843 | -0.0010251 | 0 | 0 | 0 | 0 | -0.00055639 | -0.0058354 | -0.0035367 | -8.5163e-05 | -0.0030072 | -0.0011117 | 0.0074411 | 0.0015609 | 0 | 0 | 0 | 0 | 0 | 0 | 0 | 0 | 0 | 0 | 0 | 0.36511 | 0 | 0 | 0 | 0 | 1.7432 | 0 | 0 | 0
3 | 80 | 23 | 44.6 | 1.8453 | 65.2301 | 0 | 3.0669 | -0.024466 | 0 | 69.601 | 69.3012 | 69.3012 | -0.0043932 | -0.0097368 | -0.001184 | 0 | 0 | 0 | 0 | -0.00064756 | -0.00674 | -0.0040864 | -9.8365e-05 | -0.0034734 | -0.0015474 | 0.0074411 | 0.0015609 | 0 | 0 | 0 | 0 | 0 | 0 | 0 | 0 | 0 | 0 | 0 | 0.36525 | 0 | 0 | 0 | 0 | 1.4801 | 0 | 0 | 0
3 | 80 | 24 | 44.6 | 1.3009 | 65.2301 | 0 | 0.51114 | -0.024696 | 0 | 69.3012 | 68.9985 | 68.9985 | -0.0043405 | -0.00962 | -0.0011698 | 0 | 0 | 0 | 0 | -0.00063551 | -0.0066591 | -0.0040361 | -9.7185e-05 | -0.0034318 | -0.001421 | 0.0067153 | 0.0014098 | 0 | 0 | 0 | 0 | 0 | 0 | 0 | 0 | 0 | 0 | 0 | 0.08393 | 0 | 0 | 0 | 0 | 1.2169 | 0 | 0 | 0
3 | 81 | 1 | 42.8 | 1.0048 | 65.4215 | 0 | 0.51043 | -0.031329 | 0 | 68.9985 | 68.6146 | 68.6146 | -0.0046036 | -0.010203 | -0.0012408 | 0 | 0 | 0 | 0 | -0.00067598 | -0.0070628 | -0.0042813 | -0.00010308 | -0.0036398 | -0.0015846 | 0.0020667 | 0.00043418 | 0 | 0 | 0 | 0 | 0 | 0 | 0 | 0 | 0 | 0 | 0 | 0.08386 | 0 | 0 | 0 | 0 | 0.92093 | 0 | 0 | 0
3 | 81 | 2 | 42.8 | 0.93919 | 65.4215 | 0 | 0.51043 | -0.030818 | 0 | 68.6146 | 68.2369 | 68.2369 | -0.0045362 | -0.010054 | -0.0012226 | 0 | 0 | 0 | 0 | -0.00066448 | -0.0069593 | -0.0042181 | -0.00010157 | -0.0035865 | -0.0015419 | 0.0020667 | 0.00043418 | 0 | 0 | 0 | 0 | 0 | 0 | 0 | 0 | 0 | 0 | 0 | 0.084046 | 0 | 0 | 0 | 0 | 0.85515 | 0 | 0 | 0
3 | 81 | 3 | 39.2 | 0.90651 | 65.4215 | 0 | 0.51043 | -0.035108 | 0 | 68.2369 | 67.8067 | 67.8067 | -0.0051024 | -0.011309 | -0.0013752 | 0 | 0 | 0 | 0 | -0.00075109 | -0.007828 | -0.0047457 | -0.00011424 | -0.0040341 | -0.0019155 | 0.0020667 | 0.00043418 | 0 | 0 | 0 | 0 | 0 | 0 | 0 | 0 | 0 | 0 | 0 | 0.084258 | 0 | 0 | 0 | 0 | 0.82226 | 0 | 0 | 0
3 | 81 | 4 | 39.2 | 0.87383 | 65.4215 | 0 | 0.51043 | -0.03453 | 0 | 67.8067 | 67.3835 | 67.3835 | -0.0050268 | -0.011141 | -0.0013548 | 0 | 0 | 0 | 0 | -0.00073686 | -0.007712 | -0.0046745 | -0.00011255 | -0.0039744 | -0.0018636 | 0.0020667 | 0.00043418 | 0 | 0 | 0 | 0 | 0 | 0 | 0 | 0 | 0 | 0 | 0 | 0.084467 | 0 | 0 | 0 | 0 | 0.78937 | 0 | 0 | 0
3 | 81 | 5 | 39.2 | 0.87404 | 65.4215 | 0 | 0.51043 | -0.033966 | 0 | 67.3835 | 66.9672 | 66.9672 | -0.0049524 | -0.010976 | -0.0013348 | 0 | 0 | 0 | 0 | -0.000726 | -0.0075979 | -0.0046054 | -0.00011089 | -0.0039156 | -0.0018132 | 0.0020667 | 0.00043418 | 0 | 0 | 0 | 0 | 0 | 0 | 0 | 0 | 0 | 0 | 0 | 0.084671 | 0 | 0 | 0 | 0 | 0.78937 | 0 | 0 | 0
3 | 81 | 6 | 39.2 | 10.1418 | 65.4215 | 0 | 0.6005 | -0.032025 | -0.1163 | 66.9672 | 66.5748 | 68 | -0.0048793 | -0.010814 | -0.0013151 | 0 | 0 | 0 | 0 | -0.00071519 | -0.0074857 | -0.0045373 | -0.00010925 | -0.0038577 | -0.0017641 | 0.0034529 | 0.00072422 | 0 | 9.1597 | 0 | 0 | 0 | 0 | 0 | 0 | 0 | 0 | 0 | 0.094051 | 0 | 0 | 0 | 0 | 0.88804 | 0 | 0 | 0
3 | 81 | 7 | 39.2 | 4.3265 | 65.4215 | 0 | 4.5038 | -0.033681 | -0.033681 | 68 | 67.5872 | 68 | -0.0050608 | -0.011216 | -0.001364 | 0 | 0 | 0.00025176 | 2.0533e-05 | -0.00074374 | -0.0077641 | -0.006037 | -0.00011331 | -0.0040012 | -0.0019916 | 0.0043383 | 0.00091055 | 0 | 2.6528 | 0 | 0 | 0 | 0 | 0 | 0 | 0 | 0 | 0 | 0.52255 | 0 | 0 | 0 | 0 | 1.1512 | 0 | 0 | 0
3 | 81 | 8 | 44.6 | 2.7725 | 65.4215 | 0 | 4.5038 | -0.011446 | -0.011446 | 68 | 67.8597 | 68 | -0.0041119 | -0.0091133 | -0.0011082 | 0 | 0 | 0.0058668 | 0.0016938 | -0.00059525 | -0.0051632 | -0.0029629 | -9.2066e-05 | -0.003251 | -0.0012853 | 0.0086767 | 0.0018211 | 0 | 0.90148 | 0 | 0 | 0 | 0 | 0 | 0 | 0 | 0 | 0 | 0.52255 | 0 | 0 | 0 | 0 | 1.3485 | 0 | 0 | 0
3 | 81 | 9 | 50 | 1.838 | 65.4215 | 0 | 3.9033 | 0.010406 | 0 | 68 | 68.1275 | 68.1275 | -0.003163 | -0.0070102 | -0.00085248 | 0 | 0 | 0.01419 | 0.0040136 | -0.00046182 | 0.0015006 | -0.00050281 | -7.082e-05 | -0.0025008 | -0.0008601 | 0.0050623 | 0.0010617 | 0 | 0 | 0 | 0 | 0 | 0 | 0 | 0 | 0 | 0 | 0 | 0.45656 | 0 | 0 | 0 | 0 | 1.3814 | 0 | 0 | 0
3 | 81 | 10 | 55.4 | 1.8707 | 65.4215 | 0 | 3.9033 | 0.025883 | 0 | 68.1275 | 68.4447 | 68.4447 | -0.0022365 | -0.0049568 | -0.00060278 | 0 | 0 | 0.018366 | 0.0060273 | -0.00032597 | 0.0071563 | 0.00093459 | -5.0075e-05 | -0.0017682 | -0.00040826 | 0.0030973 | 0.00065039 | 0 | 0 | 0 | 0 | 0 | 0 | 0 | 0 | 0 | 0 | 0 | 0.45641 | 0 | 0 | 0 | 0 | 1.4143 | 0 | 0 | 0
3 | 81 | 11 | 60.8 | 1.9034 | 65.4215 | 0 | 3.9033 | 0.03847 | 0 | 68.4447 | 68.9162 | 68.9162 | -0.0013433 | -0.0029773 | -0.00036205 | 0 | 0 | 0.020813 | 0.0074495 | -0.00019938 | 0.011289 | 0.0015438 | -3.0078e-05 | -0.0010621 | -0.00039805 | 0.0030973 | 0.00065039 | 0 | 0 | 0 | 0 | 0 | 0 | 0 | 0 | 0 | 0 | 0 | 0.45618 | 0 | 0 | 0 | 0 | 1.4472 | 0 | 0 | 0
3 | 81 | 12 | 62.6 | 1.7778 | 65.4215 | 0 | 2.7623 | 0.045303 | 0 | 68.9162 | 69.4714 | 69.4714 | -0.0011099 | -0.0024599 | -0.00029913 | 0 | 0 | 0.021839 | 0.0084023 | -0.00016298 | 0.013839 | 0.0013517 | -2.4851e-05 | -0.00087751 | -0.00019331 | 0.0041315 | 0.0008666 | 0 | 0 | 0 | 0 | 0 | 0 | 0 | 0 | 0 | 0 | 0 | 0.33066 | 0 | 0 | 0 | 0 | 1.4472 | 0 | 0 | 0
3 | 81 | 13 | 64.4 | 1.7447 | 65.4215 | 0 | 2.7623 | 0.046054 | 0 | 69.4714 | 70.0358 | 70.0358 | -0.00089115 | -0.0019751 | -0.00024018 | 0 | 0 | 0.022182 | 0.0085598 | -0.00013089 | 0.014471 | 0.0011958 | -1.9953e-05 | -0.00070457 | -0.00014054 | 0.0030973 | 0.00065039 | 0 | 0 | 0 | 0 | 0 | 0 | 0 | 0 | 0 | 0 | 0 | 0.33038 | 0 | 0 | 0 | 0 | 1.4143 | 0 | 0 | 0
3 | 81 | 14 | 66.2 | 1.6522 | 65.4215 | 0 | 2.2219 | 0.044197 | 0 | 70.0358 | 70.5774 | 70.5774 | -0.00067403 | -0.0014939 | -0.00018166 | 0 | 0 | 0.020376 | 0.0079239 | -9.903e-05 | 0.013942 | 0.0019214 | -1.5092e-05 | -0.00053291 | -9.5094e-05 | 0.0025838 | 0.00054141 | 0 | 0 | 0 | 0 | 0 | 0 | 0 | 0 | 0 | 0 | 0 | 0.27078 | 0 | 0 | 0 | 0 | 1.3814 | 0 | 0 | 0
3 | 81 | 15 | 68 | 1.619 | 65.4215 | 0 | 2.2219 | 0.040242 | 0 | 70.5774 | 71.0706 | 71.0706 | -0.00045291 | -0.0010038 | -0.00012207 | 0 | 0 | 0.017546 | 0.0065878 | -6.6151e-05 | 0.012415 | 0.0024868 | -1.0141e-05 | -0.00035808 | -3.1228e-05 | 0.0026854 | 0.00056426 | 0 | 0 | 0 | 0 | 0 | 0 | 0 | 0 | 0 | 0 | 0 | 0.27054 | 0 | 0 | 0 | 0 | 1.3485 | 0 | 0 | 0
3 | 81 | 16 | 69.8 | 1.6846 | 65.4215 | 0 | 2.2219 | 0.032049 | 0 | 71.0706 | 71.4633 | 71.4633 | -0.00022327 | -0.00049484 | -6.0175e-05 | 0 | 0 | 0.013627 | 0.0048122 | -3.2821e-05 | 0.009223 | 0.0021534 | -4.999e-06 | -0.00017652 | -2.3573e-05 | 0.0026854 | 0.00056426 | 0 | 0 | 0 | 0 | 0 | 0 | 0 | 0 | 0 | 0 | 0 | 0.27035 | 0 | 0 | 0 | 0 | 1.4143 | 0 | 0 | 0
3 | 81 | 17 | 69.8 | 1.9476 | 65.4215 | 0 | 2.2219 | 0.021907 | 0 | 71.4633 | 71.7318 | 71.7318 | -0.00029229 | -0.0006478 | -7.8776e-05 | 0 | 0 | 0.0086033 | 0.0024767 | -4.3164e-05 | 0.0055805 | 0.0018485 | -6.5443e-06 | -0.00023109 | -5.3345e-05 | 0.0039265 | 0.00082442 | 0 | 0 | 0 | 0 | 0 | 0 | 0 | 0 | 0 | 0 | 0 | 0.27022 | 0 | 0 | 0 | 0 | 1.6774 | 0 | 0 | 0
3 | 81 | 18 | 69.8 | 2.5466 | 65.4215 | 0 | 3.7832 | 0.0090703 | 0 | 71.7318 | 71.843 | 71.843 | -0.00033946 | -0.00075236 | -9.1491e-05 | 0 | 0 | 0.0034487 | 0.00067503 | -5.0278e-05 | 0.0008633 | 0.00054571 | -7.6006e-06 | -0.00026839 | -7.7283e-05 | 0.0042349 | 0.00088946 | 0 | 0 | 0 | 0 | 0 | 0 | 0 | 0 | 0 | 0 | 0 | 0.44158 | 0 | 0 | 0 | 0 | 2.105 | 0 | 0 | 0
3 | 81 | 19 | 62.6 | 2.5137 | 65.4215 | 0 | 3.7832 | -0.0093822 | 0 | 71.843 | 71.728 | 71.728 | -0.0016242 | -0.0035997 | -0.00043775 | 0 | 0 | 0.00042133 | 8.0335e-05 | -0.00024127 | -0.004404 | -0.0023525 | -3.6366e-05 | -0.0012841 | -0.00044907 | 0.0045452 | 0.0009545 | 0 | 0 | 0 | 0 | 0 | 0 | 0 | 0 | 0 | 0 | 0 | 0.44163 | 0 | 0 | 0 | 0 | 2.0721 | 0 | 0 | 0
3 | 81 | 20 | 62.6 | 2.3822 | 65.4215 | 0 | 3.7832 | -0.0046023 | 0 | 71.728 | 71.6716 | 71.6716 | -0.001604 | -0.003555 | -0.0004323 | 0 | 0 | 0 | 0 | -0.00023905 | -0.0024608 | -0.0014927 | -3.5913e-05 | -0.0012682 | -0.0006416 | 0.0071272 | 0.0014959 | 0 | 0 | 0 | 0 | 0 | 0 | 0 | 0 | 0 | 0 | 0 | 0.44166 | 0 | 0 | 0 | 0 | 1.9405 | 0 | 0 | 0
3 | 81 | 21 | 60.8 | 2.2836 | 65.4215 | 0 | 3.7832 | -0.0068783 | 0 | 71.6716 | 71.5873 | 71.5873 | -0.0019104 | -0.004234 | -0.00051488 | 0 | 0 | 0 | 0 | -0.000285 | -0.0029308 | -0.0017779 | -4.2773e-05 | -0.0015104 | -0.00079927 | 0.0071272 | 0.0014959 | 0 | 0 | 0 | 0 | 0 | 0 | 0 | 0 | 0 | 0 | 0 | 0.4417 | 0 | 0 | 0 | 0 | 1.8419 | 0 | 0 | 0
3 | 81 | 22 | 60.8 | 2.1058 | 65.4215 | 0 | 3.0626 | -0.0066574 | 0 | 71.5873 | 71.5057 | 71.5057 | -0.0018956 | -0.0042012 | -0.00051089 | 0 | 0 | 0 | 0 | -0.00028409 | -0.0029081 | -0.0017645 | -4.2442e-05 | -0.0014987 | -0.00099307 | 0.0074411 | 0.0015609 | 0 | 0 | 0 | 0 | 0 | 0 | 0 | 0 | 0 | 0 | 0 | 0.36263 | 0 | 0 | 0 | 0 | 1.7432 | 0 | 0 | 0
3 | 81 | 23 | 57.2 | 1.8428 | 65.4215 | 0 | 3.0626 | -0.010868 | 0 | 71.5057 | 71.3725 | 71.3725 | -0.0025138 | -0.0055715 | -0.00067752 | 0 | 0 | 0 | 0 | -0.00037369 | -0.0038566 | -0.0023391 | -5.6285e-05 | -0.0019875 | -0.00093323 | 0.0074411 | 0.0015609 | 0 | 0 | 0 | 0 | 0 | 0 | 0 | 0 | 0 | 0 | 0 | 0.36269 | 0 | 0 | 0 | 0 | 1.4801 | 0 | 0 | 0
3 | 81 | 24 | 57.2 | 1.2995 | 65.4215 | 0 | 0.51043 | -0.011419 | 0 | 71.3725 | 71.2326 | 71.2326 | -0.0024904 | -0.0055196 | -0.00067121 | 0 | 0 | 0 | 0 | -0.00036945 | -0.0038207 | -0.0023171 | -5.5761e-05 | -0.001969 | -0.00092093 | 0.0067153 | 0.0014098 | 0 | 0 | 0 | 0 | 0 | 0 | 0 | 0 | 0 | 0 | 0 | 0.082571 | 0 | 0 | 0 | 0 | 1.2169 | 0 | 0 | 0
3 | 82 | 1 | 55.4 | 1.0033 | 65.6152 | 0 | 0.5097 | -0.018353 | 0 | 71.2326 | 71.0077 | 71.0077 | -0.0027821 | -0.0061661 | -0.00074983 | 0 | 0 | 0 | 0 | -0.00041426 | -0.0042683 | -0.002589 | -6.2292e-05 | -0.0021996 | -0.0011878 | 0.0020667 | 0.00043418 | 0 | 0 | 0 | 0 | 0 | 0 | 0 | 0 | 0 | 0 | 0 | 0.08242 | 0 | 0 | 0 | 0 | 0.92093 | 0 | 0 | 0
3 | 82 | 2 | 55.4 | 0.93767 | 65.6152 | 0 | 0.5097 | -0.017757 | 0 | 71.0077 | 70.79 | 70.79 | -0.0027426 | -0.0060785 | -0.00073918 | 0 | 0 | 0 | 0 | -0.00040483 | -0.0042076 | -0.0025512 | -6.1407e-05 | -0.0021684 | -0.00087012 | 0.0020667 | 0.00043418 | 0 | 0 | 0 | 0 | 0 | 0 | 0 | 0 | 0 | 0 | 0 | 0.082527 | 0 | 0 | 0 | 0 | 0.85515 | 0 | 0 | 0
3 | 82 | 3 | 53.6 | 0.9049 | 65.6152 | 0 | 0.5097 | -0.019598 | 0 | 70.79 | 70.5499 | 70.5499 | -0.0030207 | -0.0066948 | -0.00081412 | 0 | 0 | 0 | 0 | -0.00044364 | -0.0046342 | -0.0028092 | -6.7633e-05 | -0.0023882 | -0.00079214 | 0.0020667 | 0.00043418 | 0 | 0 | 0 | 0 | 0 | 0 | 0 | 0 | 0 | 0 | 0 | 0.082645 | 0 | 0 | 0 | 0 | 0.82226 | 0 | 0 | 0
3 | 82 | 4 | 57.2 | 0.8721 | 65.6152 | 0 | 0.5097 | -0.014906 | 0 | 70.5499 | 70.3672 | 70.3672 | -0.0023459 | -0.0051992 | -0.00063225 | 0 | 0 | 0 | 0 | -0.00034654 | -0.003599 | -0.0021823 | -5.2524e-05 | -0.0018547 | -0.00076031 | 0.0020667 | 0.00043418 | 0 | 0 | 0 | 0 | 0 | 0 | 0 | 0 | 0 | 0 | 0 | 0.082735 | 0 | 0 | 0 | 0 | 0.78937 | 0 | 0 | 0
3 | 82 | 5 | 57.2 | 0.87219 | 65.6152 | 0 | 0.5097 | -0.01467 | 0 | 70.3672 | 70.1874 | 70.1874 | -0.0023138 | -0.0051281 | -0.0006236 | 0 | 0 | 0 | 0 | -0.00034232 | -0.0035497 | -0.0021525 | -5.1805e-05 | -0.0018293 | -0.0007451 | 0.0020667 | 0.00043418 | 0 | 0 | 0 | 0 | 0 | 0 | 0 | 0 | 0 | 0 | 0 | 0.082824 | 0 | 0 | 0 | 0 | 0.78937 | 0 | 0 | 0
3 | 82 | 6 | 55.4 | 0.98079 | 65.6152 | 0 | 0.59964 | -0.01523 | 0 | 70.1874 | 70.0008 | 70.0008 | -0.0025985 | -0.0057591 | -0.00070033 | 0 | 0 | 0 | 0 | -0.00038317 | -0.0039865 | -0.002417 | -5.818e-05 | -0.0020544 | -0.00072622 | 0.0034529 | 0.00072422 | 0 | 0 | 0 | 0 | 0 | 0 | 0 | 0 | 0 | 0 | 0 | 0.092758 | 0 | 0 | 0 | 0 | 0.88804 | 0 | 0 | 0
3 | 82 | 7 | 53.6 | 1.6705 | 65.6152 | 0 | 4.4973 | -0.018579 | 0 | 70.0008 | 69.7731 | 69.7731 | -0.002882 | -0.0063874 | -0.00077674 | 0 | 0 | 0.00022549 | 1.9576e-05 | -0.0004261 | -0.0059716 | -0.0034353 | -6.4528e-05 | -0.0022786 | -0.00094033 | 0.0043383 | 0.00091055 | 0 | 0 | 0 | 0 | 0 | 0 | 0 | 0 | 0 | 0 | 0 | 0.51938 | 0 | 0 | 0 | 0 | 1.1512 | 0 | 0 | 0
3 | 82 | 8 | 57.2 | 1.8678 | 65.6152 | 0 | 4.4973 | 0.0046178 | 0 | 69.7731 | 69.8297 | 69.8297 | -0.0022094 | -0.0048967 | -0.00059546 | 0 | 0 | 0.0063842 | 0.0017514 | -0.00032248 | -0.0011364 | -0.00078442 | -4.9468e-05 | -0.0017468 | -0.00045343 | 0.0086767 | 0.0018211 | 0 | 0 | 0 | 0 | 0 | 0 | 0 | 0 | 0 | 0 | 0 | 0.51935 | 0 | 0 | 0 | 0 | 1.3485 | 0 | 0 | 0
3 | 82 | 9 | 62.6 | 1.835 | 65.6152 | 0 | 3.8977 | 0.021429 | 0 | 69.8297 | 70.0923 | 70.0923 | -0.0012704 | -0.0028156 | -0.0003424 | 0 | 0 | 0.01303 | 0.0035344 | -0.00018857 | 0.0037937 | 0.00096788 | -2.8445e-05 | -0.0010044 | -0.00037029 | 0.0050623 | 0.0010617 | 0 | 0 | 0 | 0 | 0 | 0 | 0 | 0 | 0 | 0 | 0 | 0.45361 | 0 | 0 | 0 | 0 | 1.3814 | 0 | 0 | 0
3 | 82 | 10 | 64.4 | 1.8677 | 65.6152 | 0 | 3.8977 | 0.031669 | 0 | 70.0923 | 70.4804 | 70.4804 | -0.0010003 | -0.0022169 | -0.00026959 | 0 | 0 | 0.017674 | 0.0055513 | -0.00014859 | 0.0078138 | 0.0016474 | -2.2396e-05 | -0.00079084 | -0.00031669 | 0.0030973 | 0.00065039 | 0 | 0 | 0 | 0 | 0 | 0 | 0 | 0 | 0 | 0 | 0 | 0.45342 | 0 | 0 | 0 | 0 | 1.4143 | 0 | 0 | 0
3 | 82 | 11 | 68 | 1.9003 | 65.6152 | 0 | 3.8977 | 0.04533 | 0 | 70.4804 | 71.0359 | 71.0359 | -0.00043586 | -0.00096601 | -0.00011747 | 0 | 0 | 0.021296 | 0.0075327 | -6.4673e-05 | 0.012503 | 0.0022906 | -9.7589e-06 | -0.0003446 | -0.00010219 | 0.0030973 | 0.00065039 | 0 | 0 | 0 | 0 | 0 | 0 | 0 | 0 | 0 | 0 | 0 | 0.45315 | 0 | 0 | 0 | 0 | 1.4472 | 0 | 0 | 0
3 | 82 | 12 | 73.4 | 1.7753 | 65.6152 | 0 | 2.7584 | 0.05609 | 0 | 71.0359 | 71.7233 | 71.7233 | 0.00041542 | 0.00092071 | 0.00011196 | 0 | 0 | 0.021643 | 0.0083988 | 6.2347e-05 | 0.016148 | 0.0028714 | 9.3013e-06 | 0.00032844 | 0.00018286 | 0.0041315 | 0.0008666 | 0 | 0 | 0 | 0 | 0 | 0 | 0 | 0 | 0 | 0 | 0 | 0.32814 | 0 | 0 | 0 | 0 | 1.4472 | 0 | 0 | 0
3 | 82 | 13 | 77 | 1.7421 | 65.6152 | 0 | 2.7584 | 0.060212 | 0 | 71.7233 | 72.4612 | 72.4612 | 0.00092723 | 0.002055 | 0.0002499 | 0 | 0 | 0.022387 | 0.0086177 | 0.00013878 | 0.017641 | 0.0033066 | 2.0761e-05 | 0.0007331 | 0.00038731 | 0.0030973 | 0.00065039 | 0 | 0 | 0 | 0 | 0 | 0 | 0 | 0 | 0 | 0 | 0 | 0.32778 | 0 | 0 | 0 | 0 | 1.4143 | 0 | 0 | 0
3 | 82 | 14 | 78.8 | 1.6498 | 65.6152 | 0 | 2.2187 | 0.058156 | 0 | 72.4612 | 73.1739 | 73.1739 | 0.0011139 | 0.0024687 | 0.0003002 | 0 | 0 | 0.020792 | 0.0077762 | 0.0001685 | 0.016693 | 0.0040272 | 2.4939e-05 | 0.00088065 | 0.0007854 | 0.0025838 | 0.00054141 | 0 | 0 | 0 | 0 | 0 | 0 | 0 | 0 | 0 | 0 | 0 | 0.26837 | 0 | 0 | 0 | 0 | 1.3814 | 0 | 0 | 0
3 | 82 | 15 | 78.8 | 1.6166 | 65.6152 | 0 | 2.2187 | 0.050493 | 0 | 73.1739 | 73.7927 | 73.7927 | 0.00098862 | 0.0021911 | 0.00026645 | 0 | 0 | 0.017943 | 0.0062532 | 0.00014881 | 0.014043 | 0.0040287 | 2.2135e-05 | 0.00078164 | 0.00057632 | 0.0026854 | 0.00056426 | 0 | 0 | 0 | 0 | 0 | 0 | 0 | 0 | 0 | 0 | 0 | 0.26807 | 0 | 0 | 0 | 0 | 1.3485 | 0 | 0 | 0
3 | 82 | 16 | 80.6 | 1.6821 | 65.6152 | 0 | 2.2187 | 0.043555 | 0 | 73.7927 | 74.3265 | 74.3265 | 0.0011962 | 0.0026511 | 0.00032239 | 0 | 0 | 0.013527 | 0.0046118 | 0.00018179 | 0.011835 | 0.0040002 | 2.6783e-05 | 0.00094574 | 0.0010069 | 0.0026854 | 0.00056426 | 0 | 0 | 0 | 0 | 0 | 0 | 0 | 0 | 0 | 0 | 0 | 0.26781 | 0 | 0 | 0 | 0 | 1.4143 | 0 | 0 | 0
3 | 82 | 17 | 78.8 | 1.945 | 65.6152 | 0 | 2.2187 | 0.031213 | 0 | 74.3265 | 74.709 | 74.709 | 0.00078609 | 0.0017422 | 0.00021186 | 0 | 0 | 0.0085617 | 0.0025188 | 0.00012011 | 0.0078817 | 0.0032029 | 1.7601e-05 | 0.00062151 | 0.0007971 | 0.0039265 | 0.00082442 | 0 | 0 | 0 | 0 | 0 | 0 | 0 | 0 | 0 | 0 | 0 | 0.26762 | 0 | 0 | 0 | 0 | 1.6774 | 0 | 0 | 0
3 | 82 | 18 | 75.2 | 2.5431 | 65.6152 | 0 | 3.7777 | 0.013155 | 0 | 74.709 | 74.8702 | 74.8702 | 8.6276e-05 | 0.00019122 | 2.3253e-05 | 0 | 0 | 0.0035464 | 0.00072246 | 1.3164e-05 | 0.0021006 | 0.0011977 | 1.9317e-06 | 6.8213e-05 | 7.9422e-05 | 0.0042349 | 0.00088946 | 0 | 0 | 0 | 0 | 0 | 0 | 0 | 0 | 0 | 0 | 0 | 0.43816 | 0 | 0 | 0 | 0 | 2.105 | 0 | 0 | 0
3 | 82 | 19 | 73.4 | 2.5102 | 65.6152 | 0 | 3.7777 | 0.00081871 | 0 | 74.8702 | 74.8803 | 74.8803 | -0.00025835 | -0.00057259 | -6.963e-05 | 0 | 0 | 0.00035822 | 7.4177e-05 | -3.881e-05 | -0.0018755 | -0.0010082 | -5.7845e-06 | -0.00020426 | -0.00012574 | 0.0045452 | 0.0009545 | 0 | 0 | 0 | 0 | 0 | 0 | 0 | 0 | 0 | 0 | 0 | 0.43816 | 0 | 0 | 0 | 0 | 2.0721 | 0 | 0 | 0
3 | 82 | 20 | 71.6 | 2.3787 | 65.6152 | 0 | 3.7777 | 0.0027842 | 0 | 74.8803 | 74.9144 | 74.9144 | -0.00057641 | -0.0012775 | -0.00015535 | 0 | 0 | 0 | 0 | -8.6994e-05 | -0.00088432 | -0.00053671 | -1.2906e-05 | -0.00045573 | -0.00035704 | 0.0071272 | 0.0014959 | 0 | 0 | 0 | 0 | 0 | 0 | 0 | 0 | 0 | 0 | 0 | 0.43814 | 0 | 0 | 0 | 0 | 1.9405 | 0 | 0 | 0
3 | 82 | 21 | 69.8 | 2.28 | 65.6152 | 0 | 3.7777 | 0.00044389 | 0 | 74.9144 | 74.9198 | 74.9198 | -0.00089871 | -0.0019918 | -0.00024222 | 0 | 0 | 0 | 0 | -0.00013504 | -0.0013788 | -0.00083665 | -2.0122e-05 | -0.00071055 | -0.00046937 | 0.0071272 | 0.0014959 | 0 | 0 | 0 | 0 | 0 | 0 | 0 | 0 | 0 | 0 | 0 | 0.43814 | 0 | 0 | 0 | 0 | 1.8419 | 0 | 0 | 0
3 | 82 | 22 | 69.8 | 2.1026 | 65.6152 | 0 | 3.0582 | 0.0007 | 0 | 74.9198 | 74.9284 | 74.9284 | -0.00089966 | -0.001994 | -0.00024248 | 0 | 0 | 0 | 0 | -0.00013541 | -0.0013802 | -0.00083761 | -2.0144e-05 | -0.0007113 | -0.00052026 | 0.0074411 | 0.0015609 | 0 | 0 | 0 | 0 | 0 | 0 | 0 | 0 | 0 | 0 | 0 | 0.35939 | 0 | 0 | 0 | 0 | 1.7432 | 0 | 0 | 0
3 | 82 | 23 | 66.2 | 1.8395 | 65.6152 | 0 | 3.0582 | -0.0041022 | 0 | 74.9284 | 74.8781 | 74.8781 | -0.0015338 | -0.0033993 | -0.00041338 | 0 | 0 | 0 | 0 | -0.00023116 | -0.0023531 | -0.0014281 | -3.4341e-05 | -0.0012126 | -0.00093748 | 0.0074411 | 0.0015609 | 0 | 0 | 0 | 0 | 0 | 0 | 0 | 0 | 0 | 0 | 0 | 0.35941 | 0 | 0 | 0 | 0 | 1.4801 | 0 | 0 | 0
3 | 82 | 24 | 64.4 | 1.2975 | 65.6152 | 0 | 0.5097 | -0.0069739 | 0 | 74.8781 | 74.7927 | 74.7927 | -0.0018412 | -0.0040808 | -0.00049624 | 0 | 0 | 0 | 0 | -0.00027611 | -0.0028248 | -0.0017139 | -4.1225e-05 | -0.0014557 | -0.00095912 | 0.0067153 | 0.0014098 | 0 | 0 | 0 | 0 | 0 | 0 | 0 | 0 | 0 | 0 | 0 | 0.080556 | 0 | 0 | 0 | 0 | 1.2169 | 0 | 0 | 0
3 | 83 | 1 | 62.6 | 1.0013 | 65.8113 | 0 | 0.50895 | -0.013791 | 0 | 74.7927 | 74.6237 | 74.6237 | -0.0021425 | -0.0047485 | -0.00057744 | 0 | 0 | 0 | 0 | -0.00032058 | -0.003287 | -0.0019942 | -4.7971e-05 | -0.0016939 | -0.0010457 | 0.0020667 | 0.00043418 | 0 | 0 | 0 | 0 | 0 | 0 | 0 | 0 | 0 | 0 | 0 | 0.080374 | 0 | 0 | 0 | 0 | 0.92093 | 0 | 0 | 0
3 | 83 | 2 | 60.8 | 0.93562 | 65.8113 | 0 | 0.50895 | -0.016325 | 0 | 74.6237 | 74.4236 | 74.4236 | -0.0024291 | -0.0053837 | -0.00065469 | 0 | 0 | 0 | 0 | -0.00036602 | -0.0037267 | -0.0022617 | -5.4388e-05 | -0.0019205 | -0.0015946 | 0.0020667 | 0.00043418 | 0 | 0 | 0 | 0 | 0 | 0 | 0 | 0 | 0 | 0 | 0 | 0.080472 | 0 | 0 | 0 | 0 | 0.85515 | 0 | 0 | 0
3 | 83 | 3 | 59 | 0.90284 | 65.8113 | 0 | 0.50895 | -0.018639 | 0 | 74.4236 | 74.1952 | 74.1952 | -0.0027103 | -0.0060068 | -0.00073046 | 0 | 0 | 0 | 0 | -0.0004093 | -0.004158 | -0.0025237 | -6.0683e-05 | -0.0021428 | -0.0019634 | 0.0020667 | 0.00043418 | 0 | 0 | 0 | 0 | 0 | 0 | 0 | 0 | 0 | 0 | 0 | 0.080585 | 0 | 0 | 0 | 0 | 0.82226 | 0 | 0 | 0
3 | 83 | 4 | 57.2 | 0.87007 | 65.8113 | 0 | 0.50895 | -0.02047 | 0 | 74.1952 | 73.9443 | 73.9443 | -0.0029864 | -0.0066189 | -0.00080489 | 0 | 0 | 0 | 0 | -0.00044906 | -0.0045817 | -0.0027803 | -6.6866e-05 | -0.0023612 | -0.0018878 | 0.0020667 | 0.00043418 | 0 | 0 | 0 | 0 | 0 | 0 | 0 | 0 | 0 | 0 | 0 | 0.080708 | 0 | 0 | 0 | 0 | 0.78937 | 0 | 0 | 0
3 | 83 | 5 | 57.2 | 0.87019 | 65.8113 | 0 | 0.50895 | -0.019841 | 0 | 73.9443 | 73.7011 | 73.7011 | -0.0029423 | -0.0065212 | -0.00079301 | 0 | 0 | 0 | 0 | -0.00044008 | -0.004514 | -0.0027386 | -6.5879e-05 | -0.0023263 | -0.0015663 | 0.0020667 | 0.00043418 | 0 | 0 | 0 | 0 | 0 | 0 | 0 | 0 | 0 | 0 | 0 | 0.080828 | 0 | 0 | 0 | 0 | 0.78937 | 0 | 0 | 0
3 | 83 | 6 | 55.4 | 0.97878 | 65.8113 | 0 | 0.59876 | -0.019993 | 0 | 73.7011 | 73.4561 | 73.4561 | -0.0032159 | -0.0071275 | -0.00086674 | 0 | 0 | 0 | 0 | -0.00047665 | -0.0049338 | -0.002992 | -7.2004e-05 | -0.0025426 | -0.0012186 | 0.0034529 | 0.00072422 | 0 | 0 | 0 | 0 | 0 | 0 | 0 | 0 | 0 | 0 | 0 | 0.090745 | 0 | 0 | 0 | 0 | 0.88804 | 0 | 0 | 0
3 | 83 | 7 | 55.4 | 1.6665 | 65.8113 | 0 | 4.4907 | -0.020427 | 0 | 73.4561 | 73.2058 | 73.2058 | -0.0031729 | -0.0070321 | -0.00085514 | 0 | 0 | 0.00041468 | 5.0285e-05 | -0.00047212 | -0.0062246 | -0.003467 | -7.104e-05 | -0.0025086 | -0.0014272 | 0.0043383 | 0.00091055 | 0 | 0 | 0 | 0 | 0 | 0 | 0 | 0 | 0 | 0 | 0 | 0.51537 | 0 | 0 | 0 | 0 | 1.1512 | 0 | 0 | 0
3 | 83 | 8 | 57.2 | 1.8639 | 65.8113 | 0 | 4.4907 | -5.6282e-06 | 0 | 73.2058 | 73.2057 | 73.2057 | -0.0028126 | -0.0062336 | -0.00075803 | 0 | 0 | 0.0059962 | 0.0018279 | -0.00041908 | -0.0017436 | -0.0009283 | -6.2974e-05 | -0.0022237 | -0.0013246 | 0.0086767 | 0.0018211 | 0 | 0 | 0 | 0 | 0 | 0 | 0 | 0 | 0 | 0 | 0 | 0.51537 | 0 | 0 | 0 | 0 | 1.3485 | 0 | 0 | 0
3 | 83 | 9 | 60.8 | 1.8313 | 65.8113 | 0 | 3.892 | 0.018404 | 0 | 73.2057 | 73.4313 | 73.4313 | -0.00218 | -0.0048315 | -0.00058753 | 0 | 0 | 0.014118 | 0.004164 | -0.00032393 | 0.0037663 | 0.00077817 | -4.8809e-05 | -0.0017235 | -0.00085195 | 0.0050623 | 0.0010617 | 0 | 0 | 0 | 0 | 0 | 0 | 0 | 0 | 0 | 0 | 0 | 0.44996 | 0 | 0 | 0 | 0 | 1.3814 | 0 | 0 | 0
3 | 83 | 10 | 64.4 | 1.8641 | 65.8113 | 0 | 3.892 | 0.029902 | 0 | 73.4313 | 73.7977 | 73.7977 | -0.001587 | -0.0035173 | -0.00042772 | 0 | 0 | 0.017923 | 0.0059118 | -0.00023335 | 0.0081277 | 0.0015791 | -3.5533e-05 | -0.0012547 | -0.00033189 | 0.0030973 | 0.00065039 | 0 | 0 | 0 | 0 | 0 | 0 | 0 | 0 | 0 | 0 | 0 | 0.44978 | 0 | 0 | 0 | 0 | 1.4143 | 0 | 0 | 0
3 | 83 | 11 | 68 | 1.8967 | 65.8113 | 0 | 3.892 | 0.040285 | 0 | 73.7977 | 74.2914 | 74.2914 | -0.0010188 | -0.002258 | -0.00027458 | 0 | 0 | 0.020316 | 0.0072287 | -0.0001511 | 0.011742 | 0.0020606 | -2.2811e-05 | -0.00080548 | -0.00027976 | 0.0030973 | 0.00065039 | 0 | 0 | 0 | 0 | 0 | 0 | 0 | 0 | 0 | 0 | 0 | 0.44954 | 0 | 0 | 0 | 0 | 1.4472 | 0 | 0 | 0
3 | 83 | 12 | 71.6 | 1.7723 | 65.8113 | 0 | 2.7543 | 0.049606 | 0 | 74.2914 | 74.8993 | 74.8993 | -0.00047294 | -0.0010482 | -0.00012746 | 0 | 0 | 0.021678 | 0.008209 | -7.0352e-05 | 0.014702 | 0.0022557 | -1.0589e-05 | -0.00037392 | -0.00013326 | 0.0041315 | 0.0008666 | 0 | 0 | 0 | 0 | 0 | 0 | 0 | 0 | 0 | 0 | 0 | 0.32515 | 0 | 0 | 0 | 0 | 1.4472 | 0 | 0 | 0
3 | 83 | 13 | 75.2 | 1.7391 | 65.8113 | 0 | 2.7543 | 0.054051 | 0 | 74.8993 | 75.5617 | 75.5617 | 5.2834e-05 | 0.0001171 | 1.424e-05 | 0 | 0 | 0.022143 | 0.0086141 | 7.8621e-06 | 0.016623 | 0.0026743 | 1.183e-06 | 4.1772e-05 | 1.3378e-05 | 0.0030973 | 0.00065039 | 0 | 0 | 0 | 0 | 0 | 0 | 0 | 0 | 0 | 0 | 0 | 0.32483 | 0 | 0 | 0 | 0 | 1.4143 | 0 | 0 | 0
3 | 83 | 14 | 77 | 1.6471 | 65.8113 | 0 | 2.2154 | 0.051647 | 0 | 75.5617 | 76.1947 | 76.1947 | 0.00025273 | 0.00056014 | 6.8116e-05 | 0 | 0 | 0.020021 | 0.0078793 | 3.7673e-05 | 0.016033 | 0.0033848 | 5.6588e-06 | 0.00019982 | 7.9686e-05 | 0.0025838 | 0.00054141 | 0 | 0 | 0 | 0 | 0 | 0 | 0 | 0 | 0 | 0 | 0 | 0.26574 | 0 | 0 | 0 | 0 | 1.3814 | 0 | 0 | 0
3 | 83 | 15 | 78.8 | 1.614 | 65.8113 | 0 | 2.2154 | 0.047471 | 0 | 76.1947 | 76.7764 | 76.7764 | 0.00045781 | 0.0010147 | 0.00012339 | 0 | 0 | 0.017214 | 0.0065985 | 6.825e-05 | 0.014436 | 0.0037855 | 1.025e-05 | 0.00036196 | 0.00015042 | 0.0026854 | 0.00056426 | 0 | 0 | 0 | 0 | 0 | 0 | 0 | 0 | 0 | 0 | 0 | 0.26546 | 0 | 0 | 0 | 0 | 1.3485 | 0 | 0 | 0
3 | 83 | 16 | 78.8 | 1.6795 | 65.8113 | 0 | 2.2154 | 0.038231 | 0 | 76.7764 | 77.245 | 77.245 | 0.00035558 | 0.00078809 | 9.5836e-05 | 0 | 0 | 0.013386 | 0.0047979 | 5.3258e-05 | 0.011478 | 0.0035818 | 7.9615e-06 | 0.00028114 | 0.00015527 | 0.0026854 | 0.00056426 | 0 | 0 | 0 | 0 | 0 | 0 | 0 | 0 | 0 | 0 | 0 | 0.26523 | 0 | 0 | 0 | 0 | 1.4143 | 0 | 0 | 0
3 | 83 | 17 | 75.2 | 1.9425 | 65.8113 | 0 | 2.2154 | 0.022956 | 0 | 77.245 | 77.5263 | 77.5263 | -0.00035935 | -0.00079643 | -9.685e-05 | 0 | 0 | 0.0084106 | 0.0025354 | -5.4619e-05 | 0.0066933 | 0.0024544 | -8.0458e-06 | -0.00028411 | -0.00028908 | 0.0039265 | 0.00082442 | 0 | 0 | 0 | 0 | 0 | 0 | 0 | 0 | 0 | 0 | 0 | 0.26509 | 0 | 0 | 0 | 0 | 1.6774 | 0 | 0 | 0
3 | 83 | 18 | 73.4 | 2.5398 | 65.8113 | 0 | 3.7722 | 0.0076412 | 0 | 77.5263 | 77.6199 | 77.6199 | -0.00072508 | -0.001607 | -0.00019542 | 0 | 0 | 0.0034685 | 0.00070553 | -0.00010919 | 0.0012648 | 0.00071679 | -1.6235e-05 | -0.00057327 | -0.00041262 | 0.0042349 | 0.00088946 | 0 | 0 | 0 | 0 | 0 | 0 | 0 | 0 | 0 | 0 | 0 | 0.43486 | 0 | 0 | 0 | 0 | 2.105 | 0 | 0 | 0
3 | 83 | 19 | 73.4 | 2.507 | 65.8113 | 0 | 3.7722 | -0.0019118 | 0 | 77.6199 | 77.5965 | 77.5965 | -0.00074154 | -0.0016435 | -0.00019986 | 0 | 0 | 0.00051358 | 8.4586e-05 | -0.00011108 | -0.0024004 | -0.0010154 | -1.6603e-05 | -0.00058628 | -0.00034044 | 0.0045452 | 0.0009545 | 0 | 0 | 0 | 0 | 0 | 0 | 0 | 0 | 0 | 0 | 0 | 0.43487 | 0 | 0 | 0 | 0 | 2.0721 | 0 | 0 | 0
3 | 83 | 20 | 71.6 | 2.3754 | 65.8113 | 0 | 3.7722 | -0.0006606 | 0 | 77.5965 | 77.5884 | 77.5884 | -0.0010537 | -0.0023354 | -0.000284 | 0 | 0 | 0 | 0 | -0.00015797 | -0.0016166 | -0.00098083 | -2.3593e-05 | -0.0008331 | -0.00050257 | 0.0071272 | 0.0014959 | 0 | 0 | 0 | 0 | 0 | 0 | 0 | 0 | 0 | 0 | 0 | 0.43488 | 0 | 0 | 0 | 0 | 1.9405 | 0 | 0 | 0
3 | 83 | 21 | 71.6 | 2.2767 | 65.8113 | 0 | 3.7722 | -0.00082665 | 0 | 77.5884 | 77.5783 | 77.5783 | -0.0010523 | -0.0023322 | -0.00028361 | 0 | 0 | 0 | 0 | -0.00015876 | -0.0016144 | -0.00097981 | -2.3561e-05 | -0.00083198 | -0.00067716 | 0.0071272 | 0.0014959 | 0 | 0 | 0 | 0 | 0 | 0 | 0 | 0 | 0 | 0 | 0 | 0.43488 | 0 | 0 | 0 | 0 | 1.8419 | 0 | 0 | 0
3 | 83 | 22 | 69.8 | 2.0997 | 65.8113 | 0 | 3.0537 | -0.0029117 | 0 | 77.5783 | 77.5426 | 77.5426 | -0.0013668 | -0.0030293 | -0.00036838 | 0 | 0 | 0 | 0 | -0.00020633 | -0.0020969 | -0.0012727 | -3.0603e-05 | -0.0010806 | -0.00090101 | 0.0074411 | 0.0015609 | 0 | 0 | 0 | 0 | 0 | 0 | 0 | 0 | 0 | 0 | 0 | 0.35652 | 0 | 0 | 0 | 0 | 1.7432 | 0 | 0 | 0
3 | 83 | 23 | 66.2 | 1.8366 | 65.8113 | 0 | 3.0537 | -0.0078314 | 0 | 77.5426 | 77.4466 | 77.4466 | -0.0019931 | -0.0044175 | -0.00053719 | 0 | 0 | 0 | 0 | -0.00030172 | -0.0030578 | -0.0018561 | -4.4627e-05 | -0.0015758 | -0.0014886 | 0.0074411 | 0.0015609 | 0 | 0 | 0 | 0 | 0 | 0 | 0 | 0 | 0 | 0 | 0 | 0.35657 | 0 | 0 | 0 | 0 | 1.4801 | 0 | 0 | 0
3 | 83 | 24 | 66.2 | 1.296 | 65.8113 | 0 | 0.50895 | -0.0086843 | 0 | 77.4466 | 77.3402 | 77.3402 | -0.0019763 | -0.0043801 | -0.00053264 | 0 | 0 | 0 | 0 | -0.00030026 | -0.0030319 | -0.0018407 | -4.4249e-05 | -0.0015625 | -0.0017309 | 0.0067153 | 0.0014098 | 0 | 0 | 0 | 0 | 0 | 0 | 0 | 0 | 0 | 0 | 0 | 0.079036 | 0 | 0 | 0 | 0 | 1.2169 | 0 | 0 | 0
3 | 84 | 1 | 64.4 | 0.99979 | 66.0098 | 0 | 0.50819 | -0.015519 | 0 | 77.3402 | 77.15 | 77.15 | -0.0022739 | -0.0050397 | -0.00061285 | 0 | 0 | 0 | 0 | -0.00034479 | -0.0034885 | -0.0021177 | -5.0912e-05 | -0.0017978 | -0.0018593 | 0.0020667 | 0.00043418 | 0 | 0 | 0 | 0 | 0 | 0 | 0 | 0 | 0 | 0 | 0 | 0.078861 | 0 | 0 | 0 | 0 | 0.92093 | 0 | 0 | 0
3 | 84 | 2 | 64.4 | 0.9341 | 66.0098 | 0 | 0.50819 | -0.015126 | 0 | 77.15 | 76.9646 | 76.9646 | -0.0022405 | -0.0049656 | -0.00060384 | 0 | 0 | 0 | 0 | -0.00033886 | -0.0034372 | -0.0020864 | -5.0164e-05 | -0.0017714 | -0.0016991 | 0.0020667 | 0.00043418 | 0 | 0 | 0 | 0 | 0 | 0 | 0 | 0 | 0 | 0 | 0 | 0.078953 | 0 | 0 | 0 | 0 | 0.85515 | 0 | 0 | 0
3 | 84 | 3 | 62.6 | 0.90131 | 66.0098 | 0 | 0.50819 | -0.017195 | 0 | 76.9646 | 76.7539 | 76.7539 | -0.0025242 | -0.0055944 | -0.00068031 | 0 | 0 | 0 | 0 | -0.00038117 | -0.0038725 | -0.0023504 | -5.6517e-05 | -0.0019957 | -0.0018062 | 0.0020667 | 0.00043418 | 0 | 0 | 0 | 0 | 0 | 0 | 0 | 0 | 0 | 0 | 0 | 0.079056 | 0 | 0 | 0 | 0 | 0.82226 | 0 | 0 | 0
3 | 84 | 4 | 62.6 | 0.86852 | 66.0098 | 0 | 0.50819 | -0.016771 | 0 | 76.7539 | 76.5484 | 76.5484 | -0.0024871 | -0.0055123 | -0.00067033 | 0 | 0 | 0 | 0 | -0.00037455 | -0.0038157 | -0.0023156 | -5.5688e-05 | -0.0019664 | -0.0016399 | 0.0020667 | 0.00043418 | 0 | 0 | 0 | 0 | 0 | 0 | 0 | 0 | 0 | 0 | 0 | 0.079158 | 0 | 0 | 0 | 0 | 0.78937 | 0 | 0 | 0
3 | 84 | 5 | 62.6 | 0.86862 | 66.0098 | 0 | 0.50819 | -0.016628 | 0 | 76.5484 | 76.3446 | 76.3446 | -0.002451 | -0.0054323 | -0.0006606 | 0 | 0 | 0 | 0 | -0.00036994 | -0.0037603 | -0.0022822 | -5.4879e-05 | -0.0019379 | -0.0017453 | 0.0020667 | 0.00043418 | 0 | 0 | 0 | 0 | 0 | 0 | 0 | 0 | 0 | 0 | 0 | 0.079258 | 0 | 0 | 0 | 0 | 0.78937 | 0 | 0 | 0
3 | 84 | 6 | 62.6 | 0.97713 | 66.0098 | 0 | 0.59787 | -0.014831 | 0 | 76.3446 | 76.1628 | 76.1628 | -0.0024152 | -0.0053529 | -0.00065094 | 0 | 0 | 0 | 0 | -0.00036371 | -0.0037054 | -0.0022487 | -5.4077e-05 | -0.0019096 | -0.0015839 | 0.0034529 | 0.00072422 | 0 | 0 | 0 | 0 | 0 | 0 | 0 | 0 | 0 | 0 | 0 | 0.089097 | 0 | 0 | 0 | 0 | 0.88804 | 0 | 0 | 0
3 | 84 | 7 | 62.6 | 1.6628 | 66.0098 | 0 | 4.484 | -0.013251 | 0 | 76.1628 | 76.0005 | 76.0005 | -0.0023833 | -0.0052821 | -0.00064234 | 0 | 0 | 0.00029623 | 3.8239e-05 | -0.00035808 | -0.0037793 | -0.0021077 | -5.3362e-05 | -0.0018843 | -0.001433 | 0.0043383 | 0.00091055 | 0 | 0 | 0 | 0 | 0 | 0 | 0 | 0 | 0 | 0 | 0 | 0.51165 | 0 | 0 | 0 | 0 | 1.1512 | 0 | 0 | 0
3 | 84 | 8 | 64.4 | 1.8601 | 66.0098 | 0 | 4.484 | 0.0078658 | 0 | 76.0005 | 76.0969 | 76.0969 | -0.0020385 | -0.0045179 | -0.0005494 | 0 | 0 | 0.0069788 | 0.0018872 | -0.00030816 | 0.00075567 | 0.00016537 | -4.5641e-05 | -0.0016117 | -0.0015267 | 0.0086767 | 0.0018211 | 0 | 0 | 0 | 0 | 0 | 0 | 0 | 0 | 0 | 0 | 0 | 0.51161 | 0 | 0 | 0 | 0 | 1.3485 | 0 | 0 | 0
3 | 84 | 9 | 66.2 | 1.8279 | 66.0098 | 0 | 3.8862 | 0.010433 | 0 | 76.0969 | 76.2247 | 76.2247 | -0.0017391 | -0.0038544 | -0.00046872 | 0 | 0 | 0.0091905 | 0.0021799 | -0.00026229 | 0.0017438 | 0.00011117 | -3.8938e-05 | -0.001375 | -0.0011784 | 0.0050623 | 0.0010617 | 0 | 0 | 0 | 0 | 0 | 0 | 0 | 0 | 0 | 0 | 0 | 0.44655 | 0 | 0 | 0 | 0 | 1.3814 | 0 | 0 | 0
3 | 84 | 10 | 69.8 | 1.8606 | 66.0098 | 0 | 3.8862 | 0.031648 | 0 | 76.2247 | 76.6126 | 76.6126 | -0.001129 | -0.0025021 | -0.00030427 | 0 | 0 | 0.018334 | 0.0056412 | -0.00017076 | 0.008002 | 0.0017441 | -2.5278e-05 | -0.00089259 | -0.00079687 | 0.0030973 | 0.00065039 | 0 | 0 | 0 | 0 | 0 | 0 | 0 | 0 | 0 | 0 | 0 | 0.44636 | 0 | 0 | 0 | 0 | 1.4143 | 0 | 0 | 0
3 | 84 | 11 | 71.6 | 1.8933 | 66.0098 | 0 | 3.8862 | 0.04103 | 0 | 76.6126 | 77.1154 | 77.1154 | -0.00088081 | -0.0019522 | -0.00023739 | 0 | 0 | 0.020813 | 0.0074024 | -0.00013407 | 0.011785 | 0.0019861 | -1.9722e-05 | -0.0006964 | -0.00078419 | 0.0030973 | 0.00065039 | 0 | 0 | 0 | 0 | 0 | 0 | 0 | 0 | 0 | 0 | 0 | 0.44611 | 0 | 0 | 0 | 0 | 1.4472 | 0 | 0 | 0
3 | 84 | 12 | 75.2 | 1.7695 | 66.0098 | 0 | 2.7502 | 0.049081 | 0 | 77.1154 | 77.7169 | 77.7169 | -0.00033657 | -0.00074596 | -9.0712e-05 | 0 | 0 | 0.021316 | 0.0084582 | -5.1543e-05 | 0.01444 | 0.0017249 | -7.5359e-06 | -0.00026611 | -0.00035729 | 0.0041315 | 0.0008666 | 0 | 0 | 0 | 0 | 0 | 0 | 0 | 0 | 0 | 0 | 0 | 0.32233 | 0 | 0 | 0 | 0 | 1.4472 | 0 | 0 | 0
3 | 84 | 13 | 75.2 | 1.7363 | 66.0098 | 0 | 2.7502 | 0.048844 | 0 | 77.7169 | 78.3155 | 78.3155 | -0.00044227 | -0.00098022 | -0.0001192 | 0 | 0 | 0.021652 | 0.008629 | -6.757e-05 | 0.015403 | 0.0018238 | -9.9025e-06 | -0.00034967 | -0.00044237 | 0.0030973 | 0.00065039 | 0 | 0 | 0 | 0 | 0 | 0 | 0 | 0 | 0 | 0 | 0 | 0.32203 | 0 | 0 | 0 | 0 | 1.4143 | 0 | 0 | 0
3 | 84 | 14 | 77 | 1.6446 | 66.0098 | 0 | 2.2121 | 0.048072 | 0 | 78.3155 | 78.9046 | 78.9046 | -0.00023116 | -0.00051232 | -6.2301e-05 | 0 | 0 | 0.019814 | 0.0079352 | -3.539e-05 | 0.015503 | 0.0029686 | -5.1756e-06 | -0.00018276 | -0.00024444 | 0.0025838 | 0.00054141 | 0 | 0 | 0 | 0 | 0 | 0 | 0 | 0 | 0 | 0 | 0 | 0.26325 | 0 | 0 | 0 | 0 | 1.3814 | 0 | 0 | 0
3 | 84 | 15 | 78.8 | 8.3967 | 66.0098 | 0 | 2.2121 | 0.044053 | 0.11787 | 78.9046 | 79.4445 | 78 | -1.8381e-05 | -4.0738e-05 | -4.954e-06 | 0 | 0 | 0.017024 | 0.0066513 | -2.809e-06 | 0.013873 | 0.0033552 | -4.1155e-07 | -1.4533e-05 | -1.8071e-05 | 0.0026854 | 0.00056426 | 0 | 0 | 0 | 0 | 0 | 0 | 6.7846 | 0 | 0 | 0 | 0 | 0.26369 | 0 | 0 | 0 | 0 | 1.3485 | 0 | 0 | 0
3 | 84 | 16 | 78.8 | 3.8241 | 66.0098 | 0 | 2.2121 | 0.037284 | 0.037284 | 78 | 78.4569 | 78 | 0.00014058 | 0.00031157 | 3.7888e-05 | 0 | 0 | 0.013405 | 0.0048925 | 2.1594e-05 | 0.011474 | 0.0034692 | 3.1475e-06 | 0.00011114 | 0.0001669 | 0.0026854 | 0.00056426 | 0 | 0 | 0 | 0 | 0 | 0 | 2.1461 | 0 | 0 | 0 | 0 | 0.26369 | 0 | 0 | 0 | 0 | 1.4143 | 0 | 0 | 0
3 | 84 | 17 | 77 | 1.9411 | 66.0098 | 0 | 2.2121 | 0.023618 | 0 | 78 | 78.2894 | 78 | -0.00017572 | -0.00038946 | -4.736e-05 | 0 | 0 | 0.008495 | 0.0025546 | -2.7e-05 | 0.0065029 | 0.0023063 | -3.9344e-06 | -0.00013893 | -0.00020885 | 0.0039265 | 0.00082442 | 0 | 0 | 0 | 0 | 0 | 0 | 0 | 0 | 0 | 0 | 0 | 0.26369 | 0 | 0 | 0 | 0 | 1.6774 | 0 | 0 | 0
3 | 84 | 18 | 77 | 2.5377 | 66.0098 | 0 | 3.7666 | 0.012125 | 0 | 78 | 78.1486 | 78 | -0.00017572 | -0.00038946 | -4.736e-05 | 0 | 0 | 0.0036035 | 0.00075756 | -2.662e-05 | 0.0022905 | 0.0012575 | -3.9344e-06 | -0.00013893 | -0.00012667 | 0.0042349 | 0.00088946 | 0 | 0 | 0 | 0 | 0 | 0 | 0 | 0 | 0 | 0 | 0 | 0.43269 | 0 | 0 | 0 | 0 | 2.105 | 0 | 0 | 0
3 | 84 | 19 | 73.4 | 2.5048 | 66.0098 | 0 | 3.7666 | -0.0030361 | 0 | 78 | 77.9628 | 77.9628 | -0.00080832 | -0.0017915 | -0.00021786 | 0 | 0 | 0.00052894 | 8.7629e-05 | -0.00012232 | -0.0027463 | -0.0012963 | -1.8098e-05 | -0.00063908 | -0.00055802 | 0.0045452 | 0.0009545 | 0 | 0 | 0 | 0 | 0 | 0 | 0 | 0 | 0 | 0 | 0 | 0.4327 | 0 | 0 | 0 | 0 | 2.0721 | 0 | 0 | 0
3 | 84 | 20 | 71.6 | 2.3732 | 66.0098 | 0 | 3.7666 | -0.0015433 | 0 | 77.9628 | 77.9439 | 77.9439 | -0.0011181 | -0.002478 | -0.00030134 | 0 | 0 | 0 | 0 | -0.00016991 | -0.0017153 | -0.0010414 | -2.5034e-05 | -0.00088399 | -0.00093732 | 0.0071272 | 0.0014959 | 0 | 0 | 0 | 0 | 0 | 0 | 0 | 0 | 0 | 0 | 0 | 0.43271 | 0 | 0 | 0 | 0 | 1.9405 | 0 | 0 | 0
3 | 84 | 21 | 69.8 | 2.2746 | 66.0098 | 0 | 3.7666 | -0.0041688 | 0 | 77.9439 | 77.8928 | 77.8928 | -0.0014311 | -0.0031717 | -0.00038569 | 0 | 0 | 0 | 0 | -0.00021833 | -0.0021955 | -0.0013332 | -3.2041e-05 | -0.0011314 | -0.001397 | 0.0071272 | 0.0014959 | 0 | 0 | 0 | 0 | 0 | 0 | 0 | 0 | 0 | 0 | 0 | 0.43274 | 0 | 0 | 0 | 0 | 1.8419 | 0 | 0 | 0
3 | 84 | 22 | 68 | 2.098 | 66.0098 | 0 | 3.0491 | -0.0060869 | 0 | 77.8928 | 77.8182 | 77.8182 | -0.0017384 | -0.0038528 | -0.00046852 | 0 | 0 | 0 | 0 | -0.0002642 | -0.002667 | -0.0016192 | -3.8922e-05 | -0.0013744 | -0.0015046 | 0.0074411 | 0.0015609 | 0 | 0 | 0 | 0 | 0 | 0 | 0 | 0 | 0 | 0 | 0 | 0.35478 | 0 | 0 | 0 | 0 | 1.7432 | 0 | 0 | 0
3 | 84 | 23 | 66.2 | 1.8349 | 66.0098 | 0 | 3.0491 | -0.0084732 | 0 | 77.8182 | 77.7144 | 77.7144 | -0.0020416 | -0.0045248 | -0.00055024 | 0 | 0 | 0 | 0 | -0.0003103 | -0.0031321 | -0.0019016 | -4.5711e-05 | -0.0016141 | -0.0017938 | 0.0074411 | 0.0015609 | 0 | 0 | 0 | 0 | 0 | 0 | 0 | 0 | 0 | 0 | 0 | 0.35483 | 0 | 0 | 0 | 0 | 1.4801 | 0 | 0 | 0
3 | 84 | 24 | 64.4 | 1.2956 | 66.0098 | 0 | 0.50819 | -0.012282 | 0 | 77.7144 | 77.5638 | 77.5638 | -0.0023396 | -0.0051854 | -0.00063057 | 0 | 0 | 0 | 0 | -0.00035897 | -0.0035894 | -0.0021801 | -5.2384e-05 | -0.0018498 | -0.0028109 | 0.0067153 | 0.0014098 | 0 | 0 | 0 | 0 | 0 | 0 | 0 | 0 | 0 | 0 | 0 | 0.078658 | 0 | 0 | 0 | 0 | 1.2169 | 0 | 0 | 0
3 | 85 | 1 | 64.4 | 0.99941 | 66.2105 | 0 | 0.50742 | -0.016132 | 0 | 77.5638 | 77.3661 | 77.3661 | -0.0023132 | -0.0051267 | -0.00062344 | 0 | 0 | 0 | 0 | -0.00035216 | -0.0035488 | -0.0021547 | -5.1792e-05 | -0.0018289 | -0.0021988 | 0.0020667 | 0.00043418 | 0 | 0 | 0 | 0 | 0 | 0 | 0 | 0 | 0 | 0 | 0 | 0.078483 | 0 | 0 | 0 | 0 | 0.92093 | 0 | 0 | 0
3 | 85 | 2 | 66.2 | 0.93371 | 66.2105 | 0 | 0.50742 | -0.013341 | 0 | 77.3661 | 77.2026 | 77.2026 | -0.0019621 | -0.0043487 | -0.00052883 | 0 | 0 | 0 | 0 | -0.0002986 | -0.0030102 | -0.0018277 | -4.3932e-05 | -0.0015513 | -0.0018365 | 0.0020667 | 0.00043418 | 0 | 0 | 0 | 0 | 0 | 0 | 0 | 0 | 0 | 0 | 0 | 0.078564 | 0 | 0 | 0 | 0 | 0.85515 | 0 | 0 | 0
3 | 85 | 3 | 66.2 | 0.9009 | 66.2105 | 0 | 0.50742 | -0.013114 | 0 | 77.2026 | 77.0419 | 77.0419 | -0.0019334 | -0.0042851 | -0.00052109 | 0 | 0 | 0 | 0 | -0.00029433 | -0.0029662 | -0.001801 | -4.3289e-05 | -0.0015286 | -0.0018073 | 0.0020667 | 0.00043418 | 0 | 0 | 0 | 0 | 0 | 0 | 0 | 0 | 0 | 0 | 0 | 0.078643 | 0 | 0 | 0 | 0 | 0.82226 | 0 | 0 | 0
3 | 85 | 4 | 66.2 | 0.86809 | 66.2105 | 0 | 0.50742 | -0.01289 | 0 | 77.0419 | 76.884 | 76.884 | -0.0019052 | -0.0042225 | -0.00051347 | 0 | 0 | 0 | 0 | -0.00029003 | -0.0029228 | -0.0017746 | -4.2657e-05 | -0.0015063 | -0.0017787 | 0.0020667 | 0.00043418 | 0 | 0 | 0 | 0 | 0 | 0 | 0 | 0 | 0 | 0 | 0 | 0.078721 | 0 | 0 | 0 | 0 | 0.78937 | 0 | 0 | 0
3 | 85 | 5 | 66.2 | 0.86816 | 66.2105 | 0 | 0.50742 | -0.0122 | 0 | 76.884 | 76.7344 | 76.7344 | -0.0018774 | -0.0041609 | -0.00050599 | 0 | 0 | 0 | 0 | -0.0002833 | -0.0028803 | -0.0017481 | -4.2035e-05 | -0.0014843 | -0.0012848 | 0.0020667 | 0.00043418 | 0 | 0 | 0 | 0 | 0 | 0 | 0 | 0 | 0 | 0 | 0 | 0.078794 | 0 | 0 | 0 | 0 | 0.78937 | 0 | 0 | 0
3 | 85 | 6 | 66.2 | 0.9766 | 66.2105 | 0 | 0.59696 | -0.010508 | 0 | 76.7344 | 76.6057 | 76.6057 | -0.0018511 | -0.0041027 | -0.00049891 | 0 | 0 | 0 | 0 | -0.00027871 | -0.00284 | -0.0017235 | -4.1447e-05 | -0.0014636 | -0.0011615 | 0.0034529 | 0.00072422 | 0 | 0 | 0 | 0 | 0 | 0 | 0 | 0 | 0 | 0 | 0 | 0.088559 | 0 | 0 | 0 | 0 | 0.88804 | 0 | 0 | 0
3 | 85 | 7 | 66.2 | 1.6602 | 66.2105 | 0 | 4.4772 | -0.009847 | 0 | 76.6057 | 76.485 | 76.485 | -0.0018285 | -0.0040526 | -0.00049281 | 0 | 0 | 0.00035035 | 5.2531e-05 | -0.0002789 | -0.0029981 | -0.0016362 | -4.094e-05 | -0.0014457 | -0.0018145 | 0.0043383 | 0.00091055 | 0 | 0 | 0 | 0 | 0 | 0 | 0 | 0 | 0 | 0 | 0 | 0.50902 | 0 | 0 | 0 | 0 | 1.1512 | 0 | 0 | 0
3 | 85 | 8 | 66.2 | 1.8575 | 66.2105 | 0 | 4.4772 | 0.0085129 | 0 | 76.485 | 76.5893 | 76.5893 | -0.0018073 | -0.0040056 | -0.0004871 | 0 | 0 | 0.0069412 | 0.0018775 | -0.00027618 | 0.00080649 | 0.00016185 | -4.0466e-05 | -0.0014289 | -0.0019054 | 0.0086767 | 0.0018211 | 0 | 0 | 0 | 0 | 0 | 0 | 0 | 0 | 0 | 0 | 0 | 0.50897 | 0 | 0 | 0 | 0 | 1.3485 | 0 | 0 | 0
3 | 85 | 9 | 69.8 | 1.8256 | 66.2105 | 0 | 3.8803 | 0.0061774 | 0 | 76.5893 | 76.665 | 76.665 | -0.001193 | -0.0026441 | -0.00032154 | 0 | 0 | 0.0050345 | 0.0011241 | -0.000182 | 0.00063207 | -0.00027354 | -2.6712e-05 | -0.00094325 | -0.0011531 | 0.0050623 | 0.0010617 | 0 | 0 | 0 | 0 | 0 | 0 | 0 | 0 | 0 | 0 | 0 | 0.44426 | 0 | 0 | 0 | 0 | 1.3814 | 0 | 0 | 0
3 | 85 | 10 | 69.8 | 1.8585 | 66.2105 | 0 | 3.8803 | 0.01369 | 0 | 76.665 | 76.8328 | 76.8328 | -0.0012063 | -0.0026736 | -0.00032513 | 0 | 0 | 0.010513 | 0.002405 | -0.00018571 | 0.0032314 | 0.0007385 | -2.701e-05 | -0.00095377 | -0.0015743 | 0.0030973 | 0.00065039 | 0 | 0 | 0 | 0 | 0 | 0 | 0 | 0 | 0 | 0 | 0 | 0.44417 | 0 | 0 | 0 | 0 | 1.4143 | 0 | 0 | 0
3 | 85 | 11 | 73.4 | 1.8912 | 66.2105 | 0 | 3.8803 | 0.023346 | 0 | 76.8328 | 77.1189 | 77.1189 | -0.00060322 | -0.0013369 | -0.00016258 | 0 | 0 | 0.012974 | 0.0030281 | -9.2699e-05 | 0.0052966 | 0.0017121 | -1.3506e-05 | -0.00047692 | -0.00072627 | 0.0030973 | 0.00065039 | 0 | 0 | 0 | 0 | 0 | 0 | 0 | 0 | 0 | 0 | 0 | 0.44404 | 0 | 0 | 0 | 0 | 1.4472 | 0 | 0 | 0
3 | 85 | 12 | 75.2 | 1.768 | 66.2105 | 0 | 2.746 | 0.047988 | 0 | 77.1189 | 77.707 | 77.707 | -0.00033719 | -0.00074733 | -9.0879e-05 | 0 | 0 | 0.022494 | 0.0067198 | -5.2245e-05 | 0.012474 | 0.0033259 | -7.5498e-06 | -0.0002666 | -0.00052183 | 0.0041315 | 0.0008666 | 0 | 0 | 0 | 0 | 0 | 0 | 0 | 0 | 0 | 0 | 0 | 0.32086 | 0 | 0 | 0 | 0 | 1.4472 | 0 | 0 | 0
3 | 85 | 13 | 75.2 | 1.7349 | 66.2105 | 0 | 2.746 | 0.048058 | 0 | 77.707 | 78.296 | 78.296 | -0.00044053 | -0.00097637 | -0.00011873 | 0 | 0 | 0.022388 | 0.0073998 | -6.7811e-05 | 0.013992 | 0.0030551 | -9.8636e-06 | -0.0003483 | -0.00056325 | 0.0030973 | 0.00065039 | 0 | 0 | 0 | 0 | 0 | 0 | 0 | 0 | 0 | 0 | 0 | 0.32057 | 0 | 0 | 0 | 0 | 1.4143 | 0 | 0 | 0
3 | 85 | 14 | 78.8 | 1.6435 | 66.2105 | 0 | 2.2088 | 0.04986 | 0 | 78.296 | 78.907 | 78.907 | 8.8571e-05 | 0.0001963 | 2.3871e-05 | 0 | 0 | 0.020604 | 0.0077111 | 1.3565e-05 | 0.014874 | 0.0030586 | 1.9831e-06 | 7.0027e-05 | 9.3166e-05 | 0.0025838 | 0.00054141 | 0 | 0 | 0 | 0 | 0 | 0 | 0 | 0 | 0 | 0 | 0 | 0.26206 | 0 | 0 | 0 | 0 | 1.3814 | 0 | 0 | 0
3 | 85 | 15 | 78.8 | 8.3713 | 66.2105 | 0 | 2.2088 | 0.043435 | 0.11745 | 78.907 | 79.4393 | 78 | -1.8804e-05 | -4.1675e-05 | -5.0679e-06 | 0 | 0 | 0.017074 | 0.0066566 | -2.8727e-06 | 0.013459 | 0.0030979 | -4.2101e-07 | -1.4867e-05 | -1.8486e-05 | 0.0026854 | 0.00056426 | 0 | 0 | 0 | 0 | 0 | 0 | 6.7603 | 0 | 0 | 0 | 0 | 0.26251 | 0 | 0 | 0 | 0 | 1.3485 | 0 | 0 | 0
3 | 85 | 16 | 78.8 | 3.7277 | 66.2105 | 0 | 2.2088 | 0.035629 | 0.035629 | 78 | 78.4366 | 78 | 0.00014058 | 0.00031157 | 3.7888e-05 | 0 | 0 | 0.013567 | 0.0047459 | 2.1594e-05 | 0.010329 | 0.0029449 | 3.1475e-06 | 0.00011114 | 0.0001669 | 0.0026854 | 0.00056426 | 0 | 0 | 0 | 0 | 0 | 0 | 2.0509 | 0 | 0 | 0 | 0 | 0.26251 | 0 | 0 | 0 | 0 | 1.4143 | 0 | 0 | 0
3 | 85 | 17 | 78.8 | 3.419 | 66.2105 | 0 | 2.2088 | 0.025695 | 0.025695 | 78 | 78.3149 | 78 | 0.00014058 | 0.00031157 | 3.7888e-05 | 0 | 0 | 0.0083579 | 0.002569 | 2.1843e-05 | 0.0067301 | 0.0024251 | 3.1475e-06 | 0.00011114 | 0.00023617 | 0.0039265 | 0.00082442 | 0 | 0 | 0 | 0 | 0 | 0 | 1.4791 | 0 | 0 | 0 | 0 | 0.26251 | 0 | 0 | 0 | 0 | 1.6774 | 0 | 0 | 0
3 | 85 | 18 | 77 | 2.5356 | 66.2105 | 0 | 3.7609 | 0.012971 | 0 | 78 | 78.159 | 78 | -0.00017572 | -0.00038946 | -4.736e-05 | 0 | 0 | 0.0043116 | 0.00093347 | -2.7055e-05 | 0.002435 | 0.0011723 | -3.9344e-06 | -0.00013893 | -0.00022305 | 0.0042349 | 0.00088946 | 0 | 0 | 0 | 0 | 0 | 0 | 0 | 0 | 0 | 0 | 0 | 0.43067 | 0 | 0 | 0 | 0 | 2.105 | 0 | 0 | 0
3 | 85 | 19 | 75.2 | 2.5028 | 66.2105 | 0 | 3.7609 | -0.0008596 | 0 | 78 | 77.9895 | 77.9895 | -0.00049202 | -0.0010905 | -0.00013261 | 0 | 0 | 0.00046877 | 8.5817e-05 | -7.5602e-05 | -0.0021023 | -0.0010759 | -1.1016e-05 | -0.00038901 | -0.00059041 | 0.0045452 | 0.0009545 | 0 | 0 | 0 | 0 | 0 | 0 | 0 | 0 | 0 | 0 | 0 | 0.43068 | 0 | 0 | 0 | 0 | 2.0721 | 0 | 0 | 0
3 | 85 | 20 | 73.4 | 2.3712 | 66.2105 | 0 | 3.7609 | 0.00057066 | 0 | 77.9895 | 77.9965 | 77.9965 | -0.00080647 | -0.0017874 | -0.00021736 | 0 | 0 | 0 | 0 | -0.00012392 | -0.0012373 | -0.00075152 | -1.8057e-05 | -0.00063762 | -0.00097689 | 0.0071272 | 0.0014959 | 0 | 0 | 0 | 0 | 0 | 0 | 0 | 0 | 0 | 0 | 0 | 0.43067 | 0 | 0 | 0 | 0 | 1.9405 | 0 | 0 | 0
3 | 85 | 21 | 71.6 | 2.2725 | 66.2105 | 0 | 3.7609 | -0.001803 | 0 | 77.9965 | 77.9744 | 77.9744 | -0.001124 | -0.0024911 | -0.00030294 | 0 | 0 | 0 | 0 | -0.0001718 | -0.0017244 | -0.0010472 | -2.5166e-05 | -0.00088867 | -0.0011548 | 0.0071272 | 0.0014959 | 0 | 0 | 0 | 0 | 0 | 0 | 0 | 0 | 0 | 0 | 0 | 0.43068 | 0 | 0 | 0 | 0 | 1.8419 | 0 | 0 | 0
3 | 85 | 22 | 71.6 | 2.0963 | 66.2105 | 0 | 3.0445 | -0.001458 | 0 | 77.9744 | 77.9565 | 77.9565 | -0.0011201 | -0.0024825 | -0.00030189 | 0 | 0 | 0 | 0 | -0.00017115 | -0.0017184 | -0.0010436 | -2.5079e-05 | -0.0008856 | -0.0011507 | 0.0074411 | 0.0015609 | 0 | 0 | 0 | 0 | 0 | 0 | 0 | 0 | 0 | 0 | 0 | 0.35308 | 0 | 0 | 0 | 0 | 1.7432 | 0 | 0 | 0
3 | 85 | 23 | 71.6 | 1.8331 | 66.2105 | 0 | 3.0445 | -0.0015785 | 0 | 77.9565 | 77.9372 | 77.9372 | -0.001117 | -0.0024756 | -0.00030104 | 0 | 0 | 0 | 0 | -0.0001713 | -0.0017136 | -0.0010408 | -2.5009e-05 | -0.00088312 | -0.0012921 | 0.0074411 | 0.0015609 | 0 | 0 | 0 | 0 | 0 | 0 | 0 | 0 | 0 | 0 | 0 | 0.35309 | 0 | 0 | 0 | 0 | 1.4801 | 0 | 0 | 0
3 | 85 | 24 | 69.8 | 1.2952 | 66.2105 | 0 | 0.50742 | -0.0044813 | 0 | 77.9372 | 77.8822 | 77.8822 | -0.0014299 | -0.0031691 | -0.00038538 | 0 | 0 | 0 | 0 | -0.00021773 | -0.0021937 | -0.0013319 | -3.2015e-05 | -0.0011305 | -0.0013064 | 0.0067153 | 0.0014098 | 0 | 0 | 0 | 0 | 0 | 0 | 0 | 0 | 0 | 0 | 0 | 0.078229 | 0 | 0 | 0 | 0 | 1.2169 | 0 | 0 | 0
3 | 86 | 1 | 69.8 | 0.99894 | 66.4133 | 0 | 0.50663 | -0.009143 | 0 | 77.8822 | 77.7702 | 77.7702 | -0.0014202 | -0.0031477 | -0.00038277 | 0 | 0 | 0 | 0 | -0.00021661 | -0.0021789 | -0.001323 | -3.1799e-05 | -0.0011229 | -0.0013858 | 0.0020667 | 0.00043418 | 0 | 0 | 0 | 0 | 0 | 0 | 0 | 0 | 0 | 0 | 0 | 0.07801 | 0 | 0 | 0 | 0 | 0.92093 | 0 | 0 | 0
3 | 86 | 2 | 69.8 | 0.93321 | 66.4133 | 0 | 0.50663 | -0.0088983 | 0 | 77.7702 | 77.6611 | 77.6611 | -0.0014005 | -0.003104 | -0.00037747 | 0 | 0 | 0 | 0 | -0.00021319 | -0.0021487 | -0.0013046 | -3.1358e-05 | -0.0011073 | -0.0012779 | 0.0020667 | 0.00043418 | 0 | 0 | 0 | 0 | 0 | 0 | 0 | 0 | 0 | 0 | 0 | 0.078063 | 0 | 0 | 0 | 0 | 0.85515 | 0 | 0 | 0
3 | 86 | 3 | 68 | 0.90039 | 66.4133 | 0 | 0.50663 | -0.011352 | 0 | 77.6611 | 77.522 | 77.522 | -0.0016977 | -0.0037626 | -0.00045755 | 0 | 0 | 0 | 0 | -0.00025902 | -0.0026045 | -0.0015815 | -3.8011e-05 | -0.0013422 | -0.0016757 | 0.0020667 | 0.00043418 | 0 | 0 | 0 | 0 | 0 | 0 | 0 | 0 | 0 | 0 | 0 | 0.078132 | 0 | 0 | 0 | 0 | 0.82226 | 0 | 0 | 0
3 | 86 | 4 | 68 | 0.86757 | 66.4133 | 0 | 0.50663 | -0.011263 | 0 | 77.522 | 77.384 | 77.384 | -0.0016732 | -0.0037084 | -0.00045096 | 0 | 0 | 0 | 0 | -0.00025569 | -0.002567 | -0.0015589 | -3.7464e-05 | -0.0013229 | -0.0017553 | 0.0020667 | 0.00043418 | 0 | 0 | 0 | 0 | 0 | 0 | 0 | 0 | 0 | 0 | 0 | 0.0782 | 0 | 0 | 0 | 0 | 0.78937 | 0 | 0 | 0
3 | 86 | 5 | 66.2 | 0.86765 | 66.4133 | 0 | 0.50663 | -0.013246 | 0 | 77.384 | 77.2216 | 77.2216 | -0.0019653 | -0.0043557 | -0.00052967 | 0 | 0 | 0 | 0 | -0.0002987 | -0.0030151 | -0.0018305 | -4.4003e-05 | -0.0015538 | -0.0017203 | 0.0020667 | 0.00043418 | 0 | 0 | 0 | 0 | 0 | 0 | 0 | 0 | 0 | 0 | 0 | 0.07828 | 0 | 0 | 0 | 0 | 0.78937 | 0 | 0 | 0
3 | 86 | 6 | 66.2 | 0.97604 | 66.4133 | 0 | 0.59604 | -0.011754 | 0 | 77.2216 | 77.0776 | 77.0776 | -0.0019367 | -0.0042925 | -0.00052198 | 0 | 0 | 0 | 0 | -0.00029484 | -0.0029713 | -0.0018041 | -4.3364e-05 | -0.0015312 | -0.0018107 | 0.0034529 | 0.00072422 | 0 | 0 | 0 | 0 | 0 | 0 | 0 | 0 | 0 | 0 | 0 | 0.088004 | 0 | 0 | 0 | 0 | 0.88804 | 0 | 0 | 0
3 | 86 | 7 | 66.2 | 1.6575 | 66.4133 | 0 | 4.4703 | -0.011944 | 0 | 77.0776 | 76.9312 | 76.9312 | -0.0019114 | -0.0042364 | -0.00051516 | 0 | 0 | 3.9641e-05 | 8.8514e-06 | -0.0002921 | -0.0036084 | -0.0021905 | -4.2797e-05 | -0.0015112 | -0.0020229 | 0.0043383 | 0.00091055 | 0 | 0 | 0 | 0 | 0 | 0 | 0 | 0 | 0 | 0 | 0 | 0.50638 | 0 | 0 | 0 | 0 | 1.1512 | 0 | 0 | 0
3 | 86 | 8 | 62.6 | 1.8549 | 66.4133 | 0 | 4.4703 | -0.0093668 | 0 | 76.9312 | 76.8164 | 76.8164 | -0.0025183 | -0.0055814 | -0.00067873 | 0 | 0 | 0.0014271 | 0.00031865 | -0.00038649 | -0.0033258 | -0.0022093 | -5.6385e-05 | -0.0019911 | -0.0030418 | 0.0086767 | 0.0018211 | 0 | 0 | 0 | 0 | 0 | 0 | 0 | 0 | 0 | 0 | 0 | 0.50644 | 0 | 0 | 0 | 0 | 1.3485 | 0 | 0 | 0
3 | 86 | 9 | 59 | 1.8235 | 66.4133 | 0 | 3.8742 | -0.011927 | 0 | 76.8164 | 76.6703 | 76.6703 | -0.0031307 | -0.0069387 | -0.00084379 | 0 | 0 | 0.0036074 | 0.00080548 | -0.00046997 | -0.0032047 | -0.0024224 | -7.0097e-05 | -0.0024753 | -0.0018467 | 0.0050623 | 0.0010617 | 0 | 0 | 0 | 0 | 0 | 0 | 0 | 0 | 0 | 0 | 0 | 0.44215 | 0 | 0 | 0 | 0 | 1.3814 | 0 | 0 | 0
3 | 86 | 10 | 57.2 | 1.8565 | 66.4133 | 0 | 3.8742 | -0.015547 | 0 | 76.6703 | 76.4797 | 76.4797 | -0.0034213 | -0.0075828 | -0.00092211 | 0 | 0 | 0.0038849 | 0.00086744 | -0.00051222 | -0.0035797 | -0.0026873 | -7.6604e-05 | -0.002705 | -0.0019095 | 0.0030973 | 0.00065039 | 0 | 0 | 0 | 0 | 0 | 0 | 0 | 0 | 0 | 0 | 0 | 0.44225 | 0 | 0 | 0 | 0 | 1.4143 | 0 | 0 | 0
3 | 86 | 11 | 60.8 | 1.8895 | 66.4133 | 0 | 3.8742 | -0.008963 | 0 | 76.4797 | 76.3699 | 76.3699 | -0.0027553 | -0.0061066 | -0.00074259 | 0 | 0 | 0.0049948 | 0.0011153 | -0.00041369 | -0.0022065 | -0.0019963 | -6.1691e-05 | -0.0021784 | -0.0017094 | 0.0030973 | 0.00065039 | 0 | 0 | 0 | 0 | 0 | 0 | 0 | 0 | 0 | 0 | 0 | 0.4423 | 0 | 0 | 0 | 0 | 1.4472 | 0 | 0 | 0
3 | 86 | 12 | 66.2 | 1.7669 | 66.4133 | 0 | 2.7418 | 0.042632 | 0 | 76.3699 | 76.8923 | 76.8923 | -0.0017871 | -0.0039607 | -0.00048165 | 0 | 0 | 0.023797 | 0.008676 | -0.00027037 | 0.013244 | 0.0011878 | -4.0013e-05 | -0.0014129 | -0.0013174 | 0.0041315 | 0.0008666 | 0 | 0 | 0 | 0 | 0 | 0 | 0 | 0 | 0 | 0 | 0 | 0.31977 | 0 | 0 | 0 | 0 | 1.4472 | 0 | 0 | 0
3 | 86 | 13 | 69.8 | 1.7338 | 66.4133 | 0 | 2.7418 | 0.042075 | 0 | 76.8923 | 77.408 | 77.408 | -0.0012463 | -0.0027622 | -0.00033589 | 0 | 0 | 0.021394 | 0.0087954 | -0.00018937 | 0.014051 | 0.00068495 | -2.7904e-05 | -0.00098535 | -0.0010518 | 0.0030973 | 0.00065039 | 0 | 0 | 0 | 0 | 0 | 0 | 0 | 0 | 0 | 0 | 0 | 0.31952 | 0 | 0 | 0 | 0 | 1.4143 | 0 | 0 | 0
3 | 86 | 14 | 73.4 | 1.6427 | 66.4133 | 0 | 2.2053 | 0.04302 | 0 | 77.408 | 77.9352 | 77.9352 | -0.00070429 | -0.0015609 | -0.00018982 | 0 | 0 | 0.019553 | 0.0081467 | -0.00010703 | 0.014118 | 0.0017888 | -1.5769e-05 | -0.00055683 | -0.00057748 | 0.0025838 | 0.00054141 | 0 | 0 | 0 | 0 | 0 | 0 | 0 | 0 | 0 | 0 | 0 | 0.26134 | 0 | 0 | 0 | 0 | 1.3814 | 0 | 0 | 0
3 | 86 | 15 | 75.2 | 1.6098 | 66.4133 | 0 | 2.2053 | 0.038742 | 0 | 77.9352 | 78.41 | 78 | -0.00048063 | -0.0010652 | -0.00012954 | 0 | 0 | 0.016989 | 0.0068064 | -7.3581e-05 | 0.01222 | 0.0021291 | -1.0761e-05 | -0.00038001 | -0.0005129 | 0.0026854 | 0.00056426 | 0 | 0 | 0 | 0 | 0 | 0 | 0 | 0 | 0 | 0 | 0 | 0.26131 | 0 | 0 | 0 | 0 | 1.3485 | 0 | 0 | 0
3 | 86 | 16 | 78.8 | 3.6867 | 66.4133 | 0 | 2.2053 | 0.034938 | 0.034938 | 78 | 78.4282 | 78 | 0.00014058 | 0.00031157 | 3.7888e-05 | 0 | 0 | 0.01303 | 0.00488 | 2.145e-05 | 0.01029 | 0.0027325 | 3.1475e-06 | 0.00011114 | 0.00012973 | 0.0026854 | 0.00056426 | 0 | 0 | 0 | 0 | 0 | 0 | 2.0111 | 0 | 0 | 0 | 0 | 0.26131 | 0 | 0 | 0 | 0 | 1.4143 | 0 | 0 | 0
3 | 86 | 17 | 78.8 | 3.3225 | 66.4133 | 0 | 2.2053 | 0.024041 | 0.024041 | 78 | 78.2946 | 78 | 0.00014058 | 0.00031157 | 3.7888e-05 | 0 | 0 | 0.0082536 | 0.0026564 | 2.135e-05 | 0.0058547 | 0.0017877 | 3.1475e-06 | 0.00011114 | 0.0001117 | 0.0039265 | 0.00082442 | 0 | 0 | 0 | 0 | 0 | 0 | 1.3838 | 0 | 0 | 0 | 0 | 0.26131 | 0 | 0 | 0 | 0 | 1.6774 | 0 | 0 | 0
3 | 86 | 18 | 77 | 2.5336 | 66.4133 | 0 | 3.755 | 0.0096527 | 0 | 78 | 78.1183 | 78 | -0.00017572 | -0.00038946 | -4.736e-05 | 0 | 0 | 0.0034533 | 0.00074012 | -2.6575e-05 | 0.00084351 | 0.00038918 | -3.9344e-06 | -0.00013893 | -0.00011585 | 0.0042349 | 0.00088946 | 0 | 0 | 0 | 0 | 0 | 0 | 0 | 0 | 0 | 0 | 0 | 0.42864 | 0 | 0 | 0 | 0 | 2.105 | 0 | 0 | 0
3 | 86 | 19 | 75.2 | 2.5007 | 66.4133 | 0 | 3.755 | -0.0020133 | 0 | 78 | 77.9753 | 77.9753 | -0.00049202 | -0.0010905 | -0.00013261 | 0 | 0 | 0.00066801 | 9.7608e-05 | -7.3159e-05 | -0.0034165 | -0.0015801 | -1.1016e-05 | -0.00038901 | -0.00013927 | 0.0045452 | 0.0009545 | 0 | 0 | 0 | 0 | 0 | 0 | 0 | 0 | 0 | 0 | 0 | 0.42865 | 0 | 0 | 0 | 0 | 2.0721 | 0 | 0 | 0
3 | 86 | 20 | 71.6 | 2.3692 | 66.4133 | 0 | 3.755 | -0.0010322 | 0 | 77.9753 | 77.9627 | 77.9627 | -0.0011203 | -0.0024829 | -0.00030194 | 0 | 0 | 0 | 0 | -0.0001672 | -0.0017187 | -0.0010425 | -2.5083e-05 | -0.00088573 | -0.00041494 | 0.0071272 | 0.0014959 | 0 | 0 | 0 | 0 | 0 | 0 | 0 | 0 | 0 | 0 | 0 | 0.42865 | 0 | 0 | 0 | 0 | 1.9405 | 0 | 0 | 0
3 | 86 | 21 | 71.6 | 2.2705 | 66.4133 | 0 | 3.755 | -0.0010819 | 0 | 77.9627 | 77.9494 | 77.9494 | -0.0011181 | -0.002478 | -0.00030134 | 0 | 0 | 0 | 0 | -0.00016709 | -0.0017153 | -0.0010406 | -2.5033e-05 | -0.00088397 | -0.00047968 | 0.0071272 | 0.0014959 | 0 | 0 | 0 | 0 | 0 | 0 | 0 | 0 | 0 | 0 | 0 | 0.42866 | 0 | 0 | 0 | 0 | 1.8419 | 0 | 0 | 0
3 | 86 | 22 | 69.8 | 2.0946 | 66.4133 | 0 | 3.0398 | -0.0030998 | 0 | 77.9494 | 77.9114 | 77.9114 | -0.001432 | -0.0031738 | -0.00038596 | 0 | 0 | 0 | 0 | -0.00021421 | -0.002197 | -0.0013329 | -3.2063e-05 | -0.0011322 | -0.00064071 | 0.0074411 | 0.0015609 | 0 | 0 | 0 | 0 | 0 | 0 | 0 | 0 | 0 | 0 | 0 | 0.35145 | 0 | 0 | 0 | 0 | 1.7432 | 0 | 0 | 0
3 | 86 | 23 | 69.8 | 1.8315 | 66.4133 | 0 | 3.0398 | -0.0030499 | 0 | 77.9114 | 77.8741 | 77.8741 | -0.0014254 | -0.0031591 | -0.00038416 | 0 | 0 | 0 | 0 | -0.00021305 | -0.0021867 | -0.0013266 | -3.1914e-05 | -0.0011269 | -0.00063717 | 0.0074411 | 0.0015609 | 0 | 0 | 0 | 0 | 0 | 0 | 0 | 0 | 0 | 0 | 0 | 0.35147 | 0 | 0 | 0 | 0 | 1.4801 | 0 | 0 | 0
3 | 86 | 24 | 69.8 | 1.2949 | 66.4133 | 0 | 0.50663 | -0.0037997 | 0 | 77.8741 | 77.8275 | 77.8275 | -0.0014188 | -0.0031445 | -0.00038239 | 0 | 0 | 0 | 0 | -0.00021259 | -0.0021767 | -0.0013207 | -3.1767e-05 | -0.0011217 | -0.00070587 | 0.0067153 | 0.0014098 | 0 | 0 | 0 | 0 | 0 | 0 | 0 | 0 | 0 | 0 | 0 | 0.077981 | 0 | 0 | 0 | 0 | 1.2169 | 0 | 0 | 0
3 | 87 | 1 | 66.2 | 0.99871 | 66.6183 | 0 | 0.50583 | -0.013594 | 0 | 77.8275 | 77.6609 | 77.6609 | -0.0020432 | -0.0045284 | -0.00055068 | 0 | 0 | 0 | 0 | -0.0003093 | -0.0031346 | -0.0019027 | -4.5747e-05 | -0.0016154 | -0.0015307 | 0.0020667 | 0.00043418 | 0 | 0 | 0 | 0 | 0 | 0 | 0 | 0 | 0 | 0 | 0 | 0.077786 | 0 | 0 | 0 | 0 | 0.92093 | 0 | 0 | 0
3 | 87 | 2 | 64.4 | 0.93303 | 66.6183 | 0 | 0.50583 | -0.015565 | 0 | 77.6609 | 77.4701 | 77.4701 | -0.0023302 | -0.0051645 | -0.00062804 | 0 | 0 | 0 | 0 | -0.00035109 | -0.003575 | -0.0021696 | -5.2174e-05 | -0.0018423 | -0.0015182 | 0.0020667 | 0.00043418 | 0 | 0 | 0 | 0 | 0 | 0 | 0 | 0 | 0 | 0 | 0 | 0.07788 | 0 | 0 | 0 | 0 | 0.85515 | 0 | 0 | 0
3 | 87 | 3 | 66.2 | 0.90021 | 66.6183 | 0 | 0.50583 | -0.012672 | 0 | 77.4701 | 77.3148 | 77.3148 | -0.0019804 | -0.0043892 | -0.00053375 | 0 | 0 | 0 | 0 | -0.00029659 | -0.0030383 | -0.0018434 | -4.4342e-05 | -0.0015658 | -0.0010467 | 0.0020667 | 0.00043418 | 0 | 0 | 0 | 0 | 0 | 0 | 0 | 0 | 0 | 0 | 0 | 0.077956 | 0 | 0 | 0 | 0 | 0.82226 | 0 | 0 | 0
3 | 87 | 4 | 66.2 | 0.8674 | 66.6183 | 0 | 0.50583 | -0.012568 | 0 | 77.3148 | 77.1608 | 77.1608 | -0.0019531 | -0.0043288 | -0.0005264 | 0 | 0 | 0 | 0 | -0.00029341 | -0.0029964 | -0.0018182 | -4.3731e-05 | -0.0015442 | -0.0011306 | 0.0020667 | 0.00043418 | 0 | 0 | 0 | 0 | 0 | 0 | 0 | 0 | 0 | 0 | 0 | 0.078032 | 0 | 0 | 0 | 0 | 0.78937 | 0 | 0 | 0
3 | 87 | 5 | 66.2 | 0.86747 | 66.6183 | 0 | 0.50583 | -0.012165 | 0 | 77.1608 | 77.0117 | 77.0117 | -0.0019261 | -0.0042688 | -0.0005191 | 0 | 0 | 0 | 0 | -0.00028795 | -0.0029549 | -0.0017927 | -4.3125e-05 | -0.0015228 | -0.00091644 | 0.0020667 | 0.00043418 | 0 | 0 | 0 | 0 | 0 | 0 | 0 | 0 | 0 | 0 | 0 | 0.078106 | 0 | 0 | 0 | 0 | 0.78937 | 0 | 0 | 0
3 | 87 | 6 | 66.2 | 0.97581 | 66.6183 | 0 | 0.5951 | -0.010474 | 0 | 77.0117 | 76.8834 | 76.8834 | -0.0018999 | -0.0042107 | -0.00051204 | 0 | 0 | 0 | 0 | -0.00028318 | -0.0029147 | -0.001768 | -4.2538e-05 | -0.0015021 | -0.00079368 | 0.0034529 | 0.00072422 | 0 | 0 | 0 | 0 | 0 | 0 | 0 | 0 | 0 | 0 | 0 | 0.087773 | 0 | 0 | 0 | 0 | 0.88804 | 0 | 0 | 0
3 | 87 | 7 | 66.2 | 1.6552 | 66.6183 | 0 | 4.4632 | -0.008588 | 0 | 76.8834 | 76.7781 | 76.7781 | -0.0018773 | -0.0041607 | -0.00050596 | 0 | 0 | 0.00049788 | 7.88e-05 | -0.00027982 | -0.002865 | -0.0015062 | -4.2033e-05 | -0.0014843 | -0.00078173 | 0.0043383 | 0.00091055 | 0 | 0 | 0 | 0 | 0 | 0 | 0 | 0 | 0 | 0 | 0 | 0.50401 | 0 | 0 | 0 | 0 | 1.1512 | 0 | 0 | 0
3 | 87 | 8 | 68 | 1.8524 | 66.6183 | 0 | 4.4632 | 0.01584 | 0 | 76.7781 | 76.9723 | 76.9723 | -0.0015425 | -0.0034187 | -0.00041573 | 0 | 0 | 0.008595 | 0.0020044 | -0.00022968 | 0.0015848 | 0.00063026 | -3.4537e-05 | -0.0012196 | -0.00061126 | 0.0086767 | 0.0018211 | 0 | 0 | 0 | 0 | 0 | 0 | 0 | 0 | 0 | 0 | 0 | 0.50391 | 0 | 0 | 0 | 0 | 1.3485 | 0 | 0 | 0
3 | 87 | 9 | 69.8 | 1.8212 | 66.6183 | 0 | 3.8681 | 0.01846 | 0 | 76.9723 | 77.1985 | 77.1985 | -0.0012603 | -0.0027933 | -0.00033968 | 0 | 0 | 0.011255 | 0.0028695 | -0.00018967 | 0.0035725 | 0.00099897 | -2.8219e-05 | -0.00099645 | -0.00075256 | 0.0050623 | 0.0010617 | 0 | 0 | 0 | 0 | 0 | 0 | 0 | 0 | 0 | 0 | 0 | 0.43977 | 0 | 0 | 0 | 0 | 1.3814 | 0 | 0 | 0
3 | 87 | 10 | 73.4 | 1.8539 | 66.6183 | 0 | 3.8681 | 0.03305 | 0 | 77.1985 | 77.6035 | 77.6035 | -0.00066748 | -0.0014793 | -0.0001799 | 0 | 0 | 0.01737 | 0.0051279 | -0.00010053 | 0.0079948 | 0.0021579 | -1.4945e-05 | -0.00052773 | -0.0003778 | 0.0030973 | 0.00065039 | 0 | 0 | 0 | 0 | 0 | 0 | 0 | 0 | 0 | 0 | 0 | 0.43958 | 0 | 0 | 0 | 0 | 1.4143 | 0 | 0 | 0
3 | 87 | 11 | 75.2 | 1.8865 | 66.6183 | 0 | 3.8681 | 0.045669 | 0 | 77.6035 | 78.1632 | 78.1632 | -0.00042235 | -0.00093607 | -0.00011383 | 0 | 0 | 0.020706 | 0.0075107 | -6.3725e-05 | 0.013118 | 0.0027248 | -9.4565e-06 | -0.00033392 | -0.00025828 | 0.0030973 | 0.00065039 | 0 | 0 | 0 | 0 | 0 | 0 | 0 | 0 | 0 | 0 | 0 | 0.43931 | 0 | 0 | 0 | 0 | 1.4472 | 0 | 0 | 0
3 | 87 | 12 | 77 | 1.7645 | 66.6183 | 0 | 2.7374 | 0.051689 | 0 | 78.1632 | 78.7967 | 78.7967 | -0.0002044 | -0.00045302 | -5.5089e-05 | 0 | 0 | 0.021255 | 0.0086776 | -3.0629e-05 | 0.015547 | 0.0022077 | -4.5765e-06 | -0.00016161 | -8.7436e-05 | 0.0041315 | 0.0008666 | 0 | 0 | 0 | 0 | 0 | 0 | 0 | 0 | 0 | 0 | 0 | 0.31734 | 0 | 0 | 0 | 0 | 1.4472 | 0 | 0 | 0
3 | 87 | 13 | 80.6 | 1.7313 | 66.6183 | 0 | 2.7374 | 0.054313 | 0 | 78.7967 | 79.4623 | 79.4623 | 0.00031689 | 0.00070232 | 8.5406e-05 | 0 | 0 | 0.021166 | 0.0087887 | 4.8167e-05 | 0.016578 | 0.0023686 | 7.0951e-06 | 0.00025054 | 0.00025431 | 0.0030973 | 0.00065039 | 0 | 0 | 0 | 0 | 0 | 0 | 0 | 0 | 0 | 0 | 0 | 0.31702 | 0 | 0 | 0 | 0 | 1.4143 | 0 | 0 | 0
3 | 87 | 14 | 82.4 | 2.1411 | 66.6183 | 0 | 2.2019 | 0.052573 | 0.0086963 | 79.4623 | 80.1066 | 80 | 0.00051622 | 0.0011441 | 0.00013913 | 0 | 0 | 0.019304 | 0.0080464 | 7.8246e-05 | 0.016159 | 0.0032607 | 1.1558e-05 | 0.00040814 | 0.00038046 | 0.0025838 | 0.00054141 | 0 | 0 | 0 | 0 | 0 | 0 | 0.50057 | 0 | 0 | 0 | 0 | 0.25913 | 0 | 0 | 0 | 0 | 1.3814 | 0 | 0 | 0
3 | 87 | 15 | 82.4 | 13.6916 | 66.6183 | 0 | 2.2019 | 0.046719 | 0.20992 | 80 | 80.5726 | 78 | 0.00042173 | 0.0009347 | 0.00011366 | 0 | 0 | 0.016573 | 0.0068157 | 6.4311e-05 | 0.014344 | 0.0034657 | 9.4426e-06 | 0.00033343 | 0.00039415 | 0.0026854 | 0.00056426 | 0 | 0 | 0 | 0 | 0 | 0 | 12.083 | 0 | 0 | 0 | 0 | 0.2601 | 0 | 0 | 0 | 0 | 1.3485 | 0 | 0 | 0
3 | 87 | 16 | 82.4 | 4.0143 | 66.6183 | 0 | 2.2019 | 0.040651 | 0.040651 | 78 | 78.4982 | 78 | 0.00077317 | 0.0017136 | 0.00020838 | 0 | 0 | 0.013043 | 0.0049308 | 0.00011767 | 0.011727 | 0.0035746 | 1.7311e-05 | 0.0006113 | 0.00068479 | 0.0026854 | 0.00056426 | 0 | 0 | 0 | 0 | 0 | 0 | 2.3399 | 0 | 0 | 0 | 0 | 0.2601 | 0 | 0 | 0 | 0 | 1.4143 | 0 | 0 | 0
3 | 87 | 17 | 82.4 | 3.6674 | 66.6183 | 0 | 2.2019 | 0.030053 | 0.030053 | 78 | 78.3683 | 78 | 0.00077317 | 0.0017136 | 0.00020838 | 0 | 0 | 0.0082319 | 0.0026636 | 0.00011637 | 0.0076463 | 0.0028786 | 1.7311e-05 | 0.0006113 | 0.00044196 | 0.0039265 | 0.00082442 | 0 | 0 | 0 | 0 | 0 | 0 | 1.7299 | 0 | 0 | 0 | 0 | 0.2601 | 0 | 0 | 0 | 0 | 1.6774 | 0 | 0 | 0
3 | 87 | 18 | 80.6 | 3.4633 | 66.6183 | 0 | 3.7491 | 0.016187 | 0.016187 | 78 | 78.1984 | 78 | 0.00045688 | 0.0010126 | 0.00012314 | 0 | 0 | 0.0036789 | 0.00080439 | 6.8776e-05 | 0.0028031 | 0.0014898 | 1.023e-05 | 0.00036122 | 0.00025347 | 0.0042349 | 0.00088946 | 0 | 0 | 0 | 0 | 0 | 0 | 0.93173 | 0 | 0 | 0 | 0 | 0.42658 | 0 | 0 | 0 | 0 | 2.105 | 0 | 0 | 0
3 | 87 | 19 | 78.8 | 2.7224 | 66.6183 | 0 | 3.7491 | 0.0038872 | 0.0038872 | 78 | 78.0476 | 78 | 0.00014058 | 0.00031157 | 3.7888e-05 | 0 | 0 | 0.00059058 | 9.6878e-05 | 2.1258e-05 | -0.0014604 | -0.00060304 | 3.1475e-06 | 0.00011114 | 9.2433e-05 | 0.0045452 | 0.0009545 | 0 | 0 | 0 | 0 | 0 | 0 | 0.22375 | 0 | 0 | 0 | 0 | 0.42658 | 0 | 0 | 0 | 0 | 2.0721 | 0 | 0 | 0
3 | 87 | 20 | 75.2 | 2.3671 | 66.6183 | 0 | 3.7491 | 0.0033623 | 0 | 78 | 78.0412 | 78 | -0.00049202 | -0.0010905 | -0.00013261 | 0 | 0 | 0 | 0 | -7.4607e-05 | -0.00075484 | -0.00045822 | -1.1016e-05 | -0.00038901 | -0.00036206 | 0.0071272 | 0.0014959 | 0 | 0 | 0 | 0 | 0 | 0 | 0 | 0 | 0 | 0 | 0 | 0.42658 | 0 | 0 | 0 | 0 | 1.9405 | 0 | 0 | 0
3 | 87 | 21 | 75.2 | 2.2684 | 66.6183 | 0 | 3.7491 | 0.0033926 | 0 | 78 | 78.0416 | 78 | -0.00049202 | -0.0010905 | -0.00013261 | 0 | 0 | 0 | 0 | -7.4382e-05 | -0.00075484 | -0.00045817 | -1.1016e-05 | -0.00038901 | -0.00033206 | 0.0071272 | 0.0014959 | 0 | 0 | 0 | 0 | 0 | 0 | 0 | 0 | 0 | 0 | 0 | 0.42658 | 0 | 0 | 0 | 0 | 1.8419 | 0 | 0 | 0
3 | 87 | 22 | 73.4 | 2.0929 | 66.6183 | 0 | 3.035 | 0.0011839 | 0 | 78 | 78.0145 | 78 | -0.00080832 | -0.0017915 | -0.00021786 | 0 | 0 | 0 | 0 | -0.00012283 | -0.0012401 | -0.00075288 | -1.8098e-05 | -0.00063908 | -0.00066653 | 0.0074411 | 0.0015609 | 0 | 0 | 0 | 0 | 0 | 0 | 0 | 0 | 0 | 0 | 0 | 0.34974 | 0 | 0 | 0 | 0 | 1.7432 | 0 | 0 | 0
3 | 87 | 23 | 71.6 | 1.8298 | 66.6183 | 0 | 3.035 | -0.00099893 | 0 | 78 | 77.9878 | 77.9878 | -0.0011246 | -0.0024925 | -0.0003031 | 0 | 0 | 0 | 0 | -0.00016938 | -0.0017254 | -0.0010471 | -2.518e-05 | -0.00088916 | -0.00066359 | 0.0074411 | 0.0015609 | 0 | 0 | 0 | 0 | 0 | 0 | 0 | 0 | 0 | 0 | 0 | 0.34975 | 0 | 0 | 0 | 0 | 1.4801 | 0 | 0 | 0
3 | 87 | 24 | 69.8 | 1.2946 | 66.6183 | 0 | 0.50583 | -0.0042715 | 0 | 77.9878 | 77.9354 | 77.9354 | -0.0014388 | -0.0031888 | -0.00038777 | 0 | 0 | 0 | 0 | -0.00021767 | -0.0022073 | -0.0013398 | -3.2214e-05 | -0.0011375 | -0.0010369 | 0.0067153 | 0.0014098 | 0 | 0 | 0 | 0 | 0 | 0 | 0 | 0 | 0 | 0 | 0 | 0.077651 | 0 | 0 | 0 | 0 | 1.2169 | 0 | 0 | 0
3 | 88 | 1 | 68 | 0.99836 | 66.8254 | 0 | 0.50502 | -0.010996 | 0 | 77.9354 | 77.8006 | 77.8006 | -0.0017459 | -0.0038694 | -0.00047054 | 0 | 0 | 0 | 0 | -0.00026241 | -0.0026785 | -0.0016253 | -3.909e-05 | -0.0013803 | -0.00099152 | 0.0020667 | 0.00043418 | 0 | 0 | 0 | 0 | 0 | 0 | 0 | 0 | 0 | 0 | 0 | 0.077437 | 0 | 0 | 0 | 0 | 0.92093 | 0 | 0 | 0
3 | 88 | 2 | 68 | 0.93265 | 66.8254 | 0 | 0.50502 | -0.011209 | 0 | 77.8006 | 77.6633 | 77.6633 | -0.0017222 | -0.0038169 | -0.00046416 | 0 | 0 | 0 | 0 | -0.000261 | -0.0026421 | -0.0016039 | -3.856e-05 | -0.0013616 | -0.0013654 | 0.0020667 | 0.00043418 | 0 | 0 | 0 | 0 | 0 | 0 | 0 | 0 | 0 | 0 | 0 | 0.077504 | 0 | 0 | 0 | 0 | 0.85515 | 0 | 0 | 0
3 | 88 | 3 | 68 | 0.89983 | 66.8254 | 0 | 0.50502 | -0.011021 | 0 | 77.6633 | 77.5282 | 77.5282 | -0.001698 | -0.0037634 | -0.00045765 | 0 | 0 | 0 | 0 | -0.00025733 | -0.0026051 | -0.0015814 | -3.8019e-05 | -0.0013425 | -0.0013444 | 0.0020667 | 0.00043418 | 0 | 0 | 0 | 0 | 0 | 0 | 0 | 0 | 0 | 0 | 0 | 0.077571 | 0 | 0 | 0 | 0 | 0.82226 | 0 | 0 | 0
3 | 88 | 4 | 68 | 0.867 | 66.8254 | 0 | 0.50502 | -0.010454 | 0 | 77.5282 | 77.4001 | 77.4001 | -0.0016743 | -0.0037108 | -0.00045126 | 0 | 0 | 0 | 0 | -0.00025149 | -0.0025687 | -0.0015587 | -3.7488e-05 | -0.0013238 | -0.00094453 | 0.0020667 | 0.00043418 | 0 | 0 | 0 | 0 | 0 | 0 | 0 | 0 | 0 | 0 | 0 | 0.077634 | 0 | 0 | 0 | 0 | 0.78937 | 0 | 0 | 0
3 | 88 | 5 | 66.2 | 0.86708 | 66.8254 | 0 | 0.50502 | -0.013011 | 0 | 77.4001 | 77.2406 | 77.2406 | -0.0019681 | -0.004362 | -0.00053044 | 0 | 0 | 0 | 0 | -0.00029779 | -0.0030194 | -0.0018328 | -4.4066e-05 | -0.001556 | -0.0014676 | 0.0020667 | 0.00043418 | 0 | 0 | 0 | 0 | 0 | 0 | 0 | 0 | 0 | 0 | 0 | 0.077713 | 0 | 0 | 0 | 0 | 0.78937 | 0 | 0 | 0
3 | 88 | 6 | 66.2 | 0.97537 | 66.8254 | 0 | 0.59414 | -0.011408 | 0 | 77.2406 | 77.1008 | 77.1008 | -0.0019401 | -0.0042999 | -0.00052288 | 0 | 0 | 0 | 0 | -0.00029341 | -0.0029764 | -0.0018066 | -4.3439e-05 | -0.0015339 | -0.0014441 | 0.0034529 | 0.00072422 | 0 | 0 | 0 | 0 | 0 | 0 | 0 | 0 | 0 | 0 | 0 | 0.087336 | 0 | 0 | 0 | 0 | 0.88804 | 0 | 0 | 0
3 | 88 | 7 | 68 | 1.6526 | 66.8254 | 0 | 4.456 | -0.0071788 | 0 | 77.1008 | 77.0129 | 77.0129 | -0.0015992 | -0.0035444 | -0.00043102 | 0 | 0 | 0.00039857 | 7.2665e-05 | -0.0002412 | -0.0024401 | -0.0013596 | -3.5807e-05 | -0.0012644 | -0.0010726 | 0.0043383 | 0.00091055 | 0 | 0 | 0 | 0 | 0 | 0 | 0 | 0 | 0 | 0 | 0 | 0.50142 | 0 | 0 | 0 | 0 | 1.1512 | 0 | 0 | 0
3 | 88 | 8 | 69.8 | 1.8498 | 66.8254 | 0 | 4.456 | 0.014586 | 0 | 77.0129 | 77.1916 | 77.1916 | -0.0012675 | -0.0028091 | -0.0003416 | 0 | 0 | 0.0071472 | 0.0016701 | -0.00019161 | 0.0013956 | 0.00041826 | -2.8378e-05 | -0.0010021 | -0.00090305 | 0.0086767 | 0.0018211 | 0 | 0 | 0 | 0 | 0 | 0 | 0 | 0 | 0 | 0 | 0 | 0.50133 | 0 | 0 | 0 | 0 | 1.3485 | 0 | 0 | 0
3 | 88 | 9 | 71.6 | 1.819 | 66.8254 | 0 | 3.8619 | 0.0037484 | 0 | 77.1916 | 77.2375 | 77.2375 | -0.00098256 | -0.0021777 | -0.00026482 | 0 | 0 | 0.0033299 | 0.00074352 | -0.00014887 | 0.00010281 | -0.00037178 | -2.2e-05 | -0.00077685 | -0.00074559 | 0.0050623 | 0.0010617 | 0 | 0 | 0 | 0 | 0 | 0 | 0 | 0 | 0 | 0 | 0 | 0.43761 | 0 | 0 | 0 | 0 | 1.3814 | 0 | 0 | 0
3 | 88 | 10 | 73.4 | 1.8517 | 66.8254 | 0 | 3.8619 | 0.028481 | 0 | 77.2375 | 77.5866 | 77.5866 | -0.00067434 | -0.0014946 | -0.00018175 | 0 | 0 | 0.015383 | 0.0040715 | -0.00010284 | 0.0067541 | 0.0021638 | -1.5099e-05 | -0.00053315 | -0.00063733 | 0.0030973 | 0.00065039 | 0 | 0 | 0 | 0 | 0 | 0 | 0 | 0 | 0 | 0 | 0 | 0.43744 | 0 | 0 | 0 | 0 | 1.4143 | 0 | 0 | 0
3 | 88 | 11 | 75.2 | 1.8845 | 66.8254 | 0 | 3.8619 | 0.024393 | 0 | 77.5866 | 77.8855 | 77.8855 | -0.00041937 | -0.00092947 | -0.00011303 | 0 | 0 | 0.01269 | 0.0029991 | -6.3552e-05 | 0.0053518 | 0.0017784 | -9.3898e-06 | -0.00033157 | -0.00030716 | 0.0030973 | 0.00065039 | 0 | 0 | 0 | 0 | 0 | 0 | 0 | 0 | 0 | 0 | 0 | 0.4373 | 0 | 0 | 0 | 0 | 1.4472 | 0 | 0 | 0
3 | 88 | 12 | 78.8 | 1.7632 | 66.8254 | 0 | 2.733 | 0.043298 | 0 | 77.8855 | 78.4161 | 78.4161 | 0.00016069 | 0.00035615 | 4.331e-05 | 0 | 0 | 0.019196 | 0.0049846 | 2.4365e-05 | 0.0098997 | 0.0033882 | 3.598e-06 | 0.00012705 | 0.00011573 | 0.0041315 | 0.0008666 | 0 | 0 | 0 | 0 | 0 | 0 | 0 | 0 | 0 | 0 | 0 | 0.31601 | 0 | 0 | 0 | 0 | 1.4472 | 0 | 0 | 0
3 | 88 | 13 | 78.8 | 1.7301 | 66.8254 | 0 | 2.733 | 0.028292 | 0 | 78.4161 | 78.7629 | 78.7629 | 6.7452e-05 | 0.0001495 | 1.818e-05 | 0 | 0 | 0.012821 | 0.0029509 | 1.0285e-05 | 0.0061651 | 0.0022442 | 1.5103e-06 | 5.333e-05 | 6.204e-05 | 0.0030973 | 0.00065039 | 0 | 0 | 0 | 0 | 0 | 0 | 0 | 0 | 0 | 0 | 0 | 0.31584 | 0 | 0 | 0 | 0 | 1.4143 | 0 | 0 | 0
3 | 88 | 14 | 78.8 | 1.6398 | 66.8254 | 0 | 2.1983 | 0.020564 | 0 | 78.7629 | 79.0149 | 79.0149 | 6.5263e-06 | 1.4464e-05 | 1.759e-06 | 0 | 0 | 0.0093554 | 0.0020889 | 9.9115e-07 | 0.004448 | 0.0015118 | 1.4612e-07 | 5.1599e-06 | 5.1457e-06 | 0.0025838 | 0.00054141 | 0 | 0 | 0 | 0 | 0 | 0 | 0 | 0 | 0 | 0 | 0 | 0.25839 | 0 | 0 | 0 | 0 | 1.3814 | 0 | 0 | 0
3 | 88 | 15 | 80.6 | 7.7151 | 66.8254 | 0 | 2.1983 | 0.023296 | 0.10611 | 79.0149 | 79.3004 | 78 | 0.00027854 | 0.00061734 | 7.5072e-05 | 0 | 0 | 0.0096213 | 0.0021882 | 4.2799e-05 | 0.0048505 | 0.0018139 | 6.2366e-06 | 0.00022022 | 0.00033209 | 0.0026854 | 0.00056426 | 0 | 0 | 0 | 0 | 0 | 0 | 6.1077 | 0 | 0 | 0 | 0 | 0.25888 | 0 | 0 | 0 | 0 | 1.3485 | 0 | 0 | 0
3 | 88 | 16 | 80.6 | 3.4439 | 66.8254 | 0 | 2.1983 | 0.030762 | 0.030762 | 78 | 78.377 | 78 | 0.00045688 | 0.0010126 | 0.00012314 | 0 | 0 | 0.012687 | 0.0030063 | 6.98e-05 | 0.0067241 | 0.002604 | 1.023e-05 | 0.00036122 | 0.00045725 | 0.0026854 | 0.00056426 | 0 | 0 | 0 | 0 | 0 | 0 | 1.7707 | 0 | 0 | 0 | 0 | 0.25888 | 0 | 0 | 0 | 0 | 1.4143 | 0 | 0 | 0
3 | 88 | 17 | 80.6 | 3.1965 | 66.8254 | 0 | 2.1983 | 0.021893 | 0.021893 | 78 | 78.2683 | 78 | 0.00045688 | 0.0010126 | 0.00012314 | 0 | 0 | 0.0079026 | 0.0018025 | 7.006e-05 | 0.0036099 | 0.001276 | 1.023e-05 | 0.00036122 | 0.00051727 | 0.0039265 | 0.00082442 | 0 | 0 | 0 | 0 | 0 | 0 | 1.2602 | 0 | 0 | 0 | 0 | 0.25888 | 0 | 0 | 0 | 0 | 1.6774 | 0 | 0 | 0
3 | 88 | 18 | 78.8 | 3.223 | 66.8254 | 0 | 3.7431 | 0.012049 | 0.012049 | 78 | 78.1477 | 78 | 0.00014058 | 0.00031157 | 3.7888e-05 | 0 | 0 | 0.0037154 | 0.00083485 | 2.1599e-05 | 0.0012549 | 0.00032667 | 3.1475e-06 | 0.00011114 | 0.0001669 | 0.0042349 | 0.00088946 | 0 | 0 | 0 | 0 | 0 | 0 | 0.69356 | 0 | 0 | 0 | 0 | 0.4245 | 0 | 0 | 0 | 0 | 2.105 | 0 | 0 | 0
3 | 88 | 19 | 78.8 | 2.7521 | 66.8254 | 0 | 3.7431 | 0.0044395 | 0.0044395 | 78 | 78.0544 | 78 | 0.00014058 | 0.00031157 | 3.7888e-05 | 0 | 0 | 0.00031713 | 7.0811e-05 | 2.1393e-05 | -0.00075144 | -0.00048857 | 3.1475e-06 | 0.00011114 | 0.00012066 | 0.0045452 | 0.0009545 | 0 | 0 | 0 | 0 | 0 | 0 | 0.25554 | 0 | 0 | 0 | 0 | 0.4245 | 0 | 0 | 0 | 0 | 2.0721 | 0 | 0 | 0
3 | 88 | 20 | 75.2 | 2.365 | 66.8254 | 0 | 3.7431 | 0.0034221 | 0 | 78 | 78.0419 | 78 | -0.00049202 | -0.0010905 | -0.00013261 | 0 | 0 | 0 | 0 | -7.4293e-05 | -0.00075484 | -0.00045813 | -1.1016e-05 | -0.00038901 | -0.00030264 | 0.0071272 | 0.0014959 | 0 | 0 | 0 | 0 | 0 | 0 | 0 | 0 | 0 | 0 | 0 | 0.4245 | 0 | 0 | 0 | 0 | 1.9405 | 0 | 0 | 0
3 | 88 | 21 | 74.12 | 2.2664 | 66.8254 | 0 | 3.7431 | 0.0019539 | 0 | 78 | 78.0239 | 78 | -0.0006818 | -0.0015111 | -0.00018376 | 0 | 0 | 0 | 0 | -0.00010306 | -0.001046 | -0.00063489 | -1.5266e-05 | -0.00053905 | -0.0004583 | 0.0071272 | 0.0014959 | 0 | 0 | 0 | 0 | 0 | 0 | 0 | 0 | 0 | 0 | 0 | 0.4245 | 0 | 0 | 0 | 0 | 1.8419 | 0 | 0 | 0
3 | 88 | 22 | 73.22 | 2.0912 | 66.8254 | 0 | 3.0301 | 0.001031 | 0 | 78 | 78.0126 | 78 | -0.00083995 | -0.0018616 | -0.00022638 | 0 | 0 | 0 | 0 | -0.00012713 | -0.0012886 | -0.00078221 | -1.8807e-05 | -0.00066409 | -0.00060129 | 0.0074411 | 0.0015609 | 0 | 0 | 0 | 0 | 0 | 0 | 0 | 0 | 0 | 0 | 0 | 0.34806 | 0 | 0 | 0 | 0 | 1.7432 | 0 | 0 | 0
3 | 88 | 23 | 72.32 | 1.8281 | 66.8254 | 0 | 3.0301 | -0.00023199 | 0 | 78 | 77.9972 | 77.9972 | -0.0009981 | -0.0022121 | -0.000269 | 0 | 0 | 0 | 0 | -0.00015133 | -0.0015313 | -0.00092955 | -2.2348e-05 | -0.00078913 | -0.00077022 | 0.0074411 | 0.0015609 | 0 | 0 | 0 | 0 | 0 | 0 | 0 | 0 | 0 | 0 | 0 | 0.34806 | 0 | 0 | 0 | 0 | 1.4801 | 0 | 0 | 0
3 | 88 | 24 | 71.6 | 1.2943 | 66.8254 | 0 | 0.50502 | -0.0019883 | 0 | 77.9972 | 77.9728 | 77.9728 | -0.0011241 | -0.0024914 | -0.00030297 | 0 | 0 | 0 | 0 | -0.00017072 | -0.0017246 | -0.001047 | -2.5169e-05 | -0.00088876 | -0.00092885 | 0.0067153 | 0.0014098 | 0 | 0 | 0 | 0 | 0 | 0 | 0 | 0 | 0 | 0 | 0 | 0.077352 | 0 | 0 | 0 | 0 | 1.2169 | 0 | 0 | 0
3 | 89 | 1 | 70.88 | 0.99804 | 67.0345 | 0 | 0.50419 | -0.007652 | 0 | 77.9728 | 77.879 | 77.879 | -0.0012464 | -0.0027623 | -0.00033591 | 0 | 0 | 0 | 0 | -0.00018959 | -0.0019121 | -0.0011609 | -2.7906e-05 | -0.00098541 | -0.0010981 | 0.0020667 | 0.00043418 | 0 | 0 | 0 | 0 | 0 | 0 | 0 | 0 | 0 | 0 | 0 | 0.077115 | 0 | 0 | 0 | 0 | 0.92093 | 0 | 0 | 0
3 | 89 | 2 | 70.34 | 0.93231 | 67.0345 | 0 | 0.50419 | -0.0083176 | 0 | 77.879 | 77.7771 | 77.7771 | -0.0013248 | -0.0029361 | -0.00035705 | 0 | 0 | 0 | 0 | -0.00020175 | -0.0020324 | -0.001234 | -2.9662e-05 | -0.0010474 | -0.001221 | 0.0020667 | 0.00043418 | 0 | 0 | 0 | 0 | 0 | 0 | 0 | 0 | 0 | 0 | 0 | 0.077165 | 0 | 0 | 0 | 0 | 0.85515 | 0 | 0 | 0
3 | 89 | 3 | 69.8 | 0.89948 | 67.0345 | 0 | 0.50419 | -0.0089962 | 0 | 77.7771 | 77.6668 | 77.6668 | -0.0014017 | -0.0031067 | -0.00037779 | 0 | 0 | 0 | 0 | -0.00021381 | -0.0021505 | -0.0013058 | -3.1385e-05 | -0.0011083 | -0.0013667 | 0.0020667 | 0.00043418 | 0 | 0 | 0 | 0 | 0 | 0 | 0 | 0 | 0 | 0 | 0 | 0.07722 | 0 | 0 | 0 | 0 | 0.82226 | 0 | 0 | 0
3 | 89 | 4 | 70.52 | 0.86663 | 67.0345 | 0 | 0.50419 | -0.0077579 | 0 | 77.6668 | 77.5718 | 77.5718 | -0.0012559 | -0.0027834 | -0.00033847 | 0 | 0 | 0 | 0 | -0.00019113 | -0.0019267 | -0.0011698 | -2.8119e-05 | -0.00099292 | -0.0011382 | 0.0020667 | 0.00043418 | 0 | 0 | 0 | 0 | 0 | 0 | 0 | 0 | 0 | 0 | 0 | 0.077266 | 0 | 0 | 0 | 0 | 0.78937 | 0 | 0 | 0
3 | 89 | 5 | 71.6 | 0.86667 | 67.0345 | 0 | 0.50419 | -0.0060676 | 0 | 77.5718 | 77.4974 | 77.4974 | -0.0010494 | -0.0023257 | -0.00028282 | 0 | 0 | 0 | 0 | -0.00015937 | -0.0016099 | -0.00097738 | -2.3495e-05 | -0.00082966 | -0.00087652 | 0.0020667 | 0.00043418 | 0 | 0 | 0 | 0 | 0 | 0 | 0 | 0 | 0 | 0 | 0 | 0.077303 | 0 | 0 | 0 | 0 | 0.78937 | 0 | 0 | 0
3 | 89 | 6 | 70.88 | 0.97488 | 67.0345 | 0 | 0.59316 | -0.0055667 | 0 | 77.4974 | 77.4292 | 77.4292 | -0.0011628 | -0.0025772 | -0.0003134 | 0 | 0 | 0 | 0 | -0.00017667 | -0.001784 | -0.0010831 | -2.6036e-05 | -0.00091936 | -0.00097712 | 0.0034529 | 0.00072422 | 0 | 0 | 0 | 0 | 0 | 0 | 0 | 0 | 0 | 0 | 0 | 0.086842 | 0 | 0 | 0 | 0 | 0.88804 | 0 | 0 | 0
3 | 89 | 7 | 70.16 | 1.6499 | 67.0345 | 0 | 4.4487 | -0.005578 | 0 | 77.4292 | 77.3608 | 77.3608 | -0.0012774 | -0.002831 | -0.00034427 | 0 | 0 | 0.00015857 | 3.5406e-05 | -0.00019407 | -0.0020694 | -0.0012758 | -2.86e-05 | -0.0010099 | -0.0010798 | 0.0043383 | 0.00091055 | 0 | 0 | 0 | 0 | 0 | 0 | 0 | 0 | 0 | 0 | 0 | 0.49875 | 0 | 0 | 0 | 0 | 1.1512 | 0 | 0 | 0
3 | 89 | 8 | 71.42 | 1.8472 | 67.0345 | 0 | 4.4487 | 0.0075879 | 0 | 77.3608 | 77.4538 | 77.4538 | -0.0010439 | -0.0023137 | -0.00028136 | 0 | 0 | 0.0037659 | 0.00084089 | -0.00015855 | 0.00019486 | -0.00037249 | -2.3374e-05 | -0.00082536 | -0.00087173 | 0.0086767 | 0.0018211 | 0 | 0 | 0 | 0 | 0 | 0 | 0 | 0 | 0 | 0 | 0 | 0.49871 | 0 | 0 | 0 | 0 | 1.3485 | 0 | 0 | 0
3 | 89 | 9 | 73.4 | 1.8167 | 67.0345 | 0 | 3.8556 | 0.013196 | 0 | 77.4538 | 77.6155 | 77.6155 | -0.00071234 | -0.0015788 | -0.00019199 | 0 | 0 | 0.0066598 | 0.001487 | -0.00010821 | 0.0022021 | 0.00047745 | -1.5949e-05 | -0.0005632 | -0.00058433 | 0.0050623 | 0.0010617 | 0 | 0 | 0 | 0 | 0 | 0 | 0 | 0 | 0 | 0 | 0 | 0.43526 | 0 | 0 | 0 | 0 | 1.3814 | 0 | 0 | 0
3 | 89 | 10 | 73.4 | 1.8495 | 67.0345 | 0 | 3.8556 | 0.0048172 | 0 | 77.6155 | 77.6746 | 77.6746 | -0.00074076 | -0.0016418 | -0.00019965 | 0 | 0 | 0.0038849 | 0.00086744 | -0.00011422 | 0.00070145 | -8.1023e-05 | -1.6586e-05 | -0.00058567 | -0.0010046 | 0.0030973 | 0.00065039 | 0 | 0 | 0 | 0 | 0 | 0 | 0 | 0 | 0 | 0 | 0 | 0.43524 | 0 | 0 | 0 | 0 | 1.4143 | 0 | 0 | 0
3 | 89 | 11 | 73.4 | 1.8824 | 67.0345 | 0 | 3.8556 | 0.0071825 | 0 | 77.6746 | 77.7626 | 77.7626 | -0.00075113 | -0.0016648 | -0.00020244 | 0 | 0 | 0.0049948 | 0.0011153 | -0.00011432 | 0.0012321 | 0.0001006 | -1.6818e-05 | -0.00059387 | -0.00066456 | 0.0030973 | 0.00065039 | 0 | 0 | 0 | 0 | 0 | 0 | 0 | 0 | 0 | 0 | 0 | 0.43519 | 0 | 0 | 0 | 0 | 1.4472 | 0 | 0 | 0
3 | 89 | 12 | 73.4 | 1.7619 | 67.0345 | 0 | 2.7286 | 0.0095253 | 0 | 77.7626 | 77.8793 | 77.8793 | -0.0007666 | -0.001699 | -0.00020661 | 0 | 0 | 0.0055894 | 0.0012481 | -0.00011615 | 0.001492 | 0.0001833 | -1.7164e-05 | -0.0006061 | -0.000574 | 0.0041315 | 0.0008666 | 0 | 0 | 0 | 0 | 0 | 0 | 0 | 0 | 0 | 0 | 0 | 0.31474 | 0 | 0 | 0 | 0 | 1.4472 | 0 | 0 | 0
3 | 89 | 13 | 75.2 | 1.729 | 67.0345 | 0 | 2.7286 | 0.011251 | 0 | 77.8793 | 78.0172 | 78.0172 | -0.00047081 | -0.0010435 | -0.00012689 | 0 | 0 | 0.0059462 | 0.0013277 | -7.1345e-05 | 0.002138 | 0.00053233 | -1.0542e-05 | -0.00037224 | -0.00034598 | 0.0030973 | 0.00065039 | 0 | 0 | 0 | 0 | 0 | 0 | 0 | 0 | 0 | 0 | 0 | 0.31467 | 0 | 0 | 0 | 0 | 1.4143 | 0 | 0 | 0
3 | 89 | 14 | 78.8 | 1.6388 | 67.0345 | 0 | 2.1947 | 0.030587 | 0 | 78.0172 | 78.392 | 78.392 | 0.00013756 | 0.00030487 | 3.7074e-05 | 0 | 0 | 0.013894 | 0.0032905 | 2.1028e-05 | 0.0069438 | 0.0025851 | 3.0799e-06 | 0.00010876 | 0.0001359 | 0.0025838 | 0.00054141 | 0 | 0 | 0 | 0 | 0 | 0 | 0 | 0 | 0 | 0 | 0 | 0.25746 | 0 | 0 | 0 | 0 | 1.3814 | 0 | 0 | 0
3 | 89 | 15 | 80.6 | 6.147 | 67.0345 | 0 | 2.1947 | 0.046897 | 0.078887 | 78.392 | 78.9668 | 78 | 0.00038799 | 0.00085991 | 0.00010457 | 0 | 0 | 0.018945 | 0.0058722 | 5.9738e-05 | 0.012608 | 0.0039994 | 8.687e-06 | 0.00030675 | 0.00049536 | 0.0026854 | 0.00056426 | 0 | 0 | 0 | 0 | 0 | 0 | 4.5408 | 0 | 0 | 0 | 0 | 0.25765 | 0 | 0 | 0 | 0 | 1.3485 | 0 | 0 | 0
3 | 89 | 16 | 80.6 | 3.9345 | 67.0345 | 0 | 2.1947 | 0.039307 | 0.039307 | 78 | 78.4817 | 78 | 0.00045688 | 0.0010126 | 0.00012314 | 0 | 0 | 0.013463 | 0.0048857 | 6.9668e-05 | 0.01163 | 0.0036174 | 1.023e-05 | 0.00036122 | 0.00042767 | 0.0026854 | 0.00056426 | 0 | 0 | 0 | 0 | 0 | 0 | 2.2626 | 0 | 0 | 0 | 0 | 0.25765 | 0 | 0 | 0 | 0 | 1.4143 | 0 | 0 | 0
3 | 89 | 17 | 82.4 | 3.7854 | 67.0345 | 0 | 2.1947 | 0.032146 | 0.032146 | 78 | 78.394 | 78 | 0.00077317 | 0.0017136 | 0.00020838 | 0 | 0 | 0.007972 | 0.0027531 | 0.00011905 | 0.0087777 | 0.0034522 | 1.7311e-05 | 0.0006113 | 0.00099747 | 0.0039265 | 0.00082442 | 0 | 0 | 0 | 0 | 0 | 0 | 1.8504 | 0 | 0 | 0 | 0 | 0.25765 | 0 | 0 | 0 | 0 | 1.6774 | 0 | 0 | 0
3 | 89 | 18 | 71.6 | 2.5274 | 67.0345 | 0 | 3.7369 | 0.0067449 | 0 | 78 | 78.0827 | 78 | -0.0011246 | -0.0024925 | -0.0003031 | 0 | 0 | 0.0045969 | 0.0010333 | -0.00016914 | 0.0012193 | 0.00031572 | -2.518e-05 | -0.00088916 | -0.00054091 | 0.0042349 | 0.00088946 | 0 | 0 | 0 | 0 | 0 | 0 | 0 | 0 | 0 | 0 | 0 | 0.4224 | 0 | 0 | 0 | 0 | 2.105 | 0 | 0 | 0
3 | 89 | 19 | 60.8 | 2.4946 | 67.0345 | 0 | 3.7369 | -0.017265 | 0 | 78 | 77.7884 | 77.7884 | -0.0030224 | -0.0066987 | -0.00081459 | 0 | 0 | 0.00035677 | 7.9663e-05 | -0.0004494 | -0.0048208 | -0.0029701 | -6.7672e-05 | -0.0023896 | -0.0010134 | 0.0045452 | 0.0009545 | 0 | 0 | 0 | 0 | 0 | 0 | 0 | 0 | 0 | 0 | 0 | 0.42251 | 0 | 0 | 0 | 0 | 2.0721 | 0 | 0 | 0
3 | 89 | 20 | 62.6 | 2.3631 | 67.0345 | 0 | 3.7369 | -0.012557 | 0 | 77.7884 | 77.6345 | 77.6345 | -0.0026689 | -0.0059152 | -0.00071932 | 0 | 0 | 0 | 0 | -0.00039765 | -0.0040946 | -0.0024837 | -5.9758e-05 | -0.0021101 | -0.001235 | 0.0071272 | 0.0014959 | 0 | 0 | 0 | 0 | 0 | 0 | 0 | 0 | 0 | 0 | 0 | 0.42258 | 0 | 0 | 0 | 0 | 1.9405 | 0 | 0 | 0
3 | 89 | 21 | 59 | 2.2645 | 67.0345 | 0 | 3.7369 | -0.016564 | 0 | 77.6345 | 77.4315 | 77.4315 | -0.0032745 | -0.0072573 | -0.00088253 | 0 | 0 | 0 | 0 | -0.00048382 | -0.0050236 | -0.0030461 | -7.3316e-05 | -0.0025889 | -0.001061 | 0.0071272 | 0.0014959 | 0 | 0 | 0 | 0 | 0 | 0 | 0 | 0 | 0 | 0 | 0 | 0.42268 | 0 | 0 | 0 | 0 | 1.8419 | 0 | 0 | 0
3 | 89 | 22 | 60.8 | 2.0899 | 67.0345 | 0 | 3.0251 | -0.014156 | 0 | 77.4315 | 77.258 | 77.258 | -0.0029225 | -0.0064773 | -0.00078767 | 0 | 0 | 0 | 0 | -0.00043552 | -0.0044836 | -0.0027197 | -6.5436e-05 | -0.0023106 | -0.0013947 | 0.0074411 | 0.0015609 | 0 | 0 | 0 | 0 | 0 | 0 | 0 | 0 | 0 | 0 | 0 | 0.34673 | 0 | 0 | 0 | 0 | 1.7432 | 0 | 0 | 0
3 | 89 | 23 | 60.8 | 1.8269 | 67.0345 | 0 | 3.0251 | -0.013274 | 0 | 77.258 | 77.0954 | 77.0954 | -0.002892 | -0.0064097 | -0.00077945 | 0 | 0 | 0 | 0 | -0.00042364 | -0.0044369 | -0.0026893 | -6.4753e-05 | -0.0022865 | -0.00073287 | 0.0074411 | 0.0015609 | 0 | 0 | 0 | 0 | 0 | 0 | 0 | 0 | 0 | 0 | 0 | 0.3468 | 0 | 0 | 0 | 0 | 1.4801 | 0 | 0 | 0
3 | 89 | 24 | 59 | 1.2945 | 67.0345 | 0 | 0.50419 | -0.01646 | 0 | 77.0954 | 76.8936 | 76.8936 | -0.0031797 | -0.0070474 | -0.000857 | 0 | 0 | 0 | 0 | -0.00047139 | -0.0048783 | -0.0029584 | -7.1195e-05 | -0.002514 | -0.0011978 | 0.0067153 | 0.0014098 | 0 | 0 | 0 | 0 | 0 | 0 | 0 | 0 | 0 | 0 | 0 | 0.0776 | 0 | 0 | 0 | 0 | 1.2169 | 0 | 0 | 0
3 | 90 | 1 | 57.2 | 0.99838 | 67.2455 | 0 | 0.50335 | -0.023215 | 0 | 76.8936 | 76.6091 | 76.6091 | -0.0034606 | -0.0076698 | -0.00093269 | 0 | 0 | 0 | 0 | -0.00051306 | -0.0053092 | -0.0032197 | -7.7483e-05 | -0.0027361 | -0.0013631 | 0.0020667 | 0.00043418 | 0 | 0 | 0 | 0 | 0 | 0 | 0 | 0 | 0 | 0 | 0 | 0.077455 | 0 | 0 | 0 | 0 | 0.92093 | 0 | 0 | 0
3 | 90 | 2 | 55.4 | 0.93276 | 67.2455 | 0 | 0.50335 | -0.02584 | 0 | 76.6091 | 76.2925 | 76.2925 | -0.0037269 | -0.00826 | -0.0010045 | 0 | 0 | 0 | 0 | -0.0005581 | -0.0057177 | -0.003469 | -8.3446e-05 | -0.0029466 | -0.0021405 | 0.0020667 | 0.00043418 | 0 | 0 | 0 | 0 | 0 | 0 | 0 | 0 | 0 | 0 | 0 | 0.077611 | 0 | 0 | 0 | 0 | 0.85515 | 0 | 0 | 0
3 | 90 | 3 | 53.6 | 0.90003 | 67.2455 | 0 | 0.50335 | -0.027069 | 0 | 76.2925 | 75.9607 | 75.9607 | -0.0039876 | -0.0088377 | -0.0010747 | 0 | 0 | 0 | 0 | -0.00058997 | -0.0061176 | -0.0037097 | -8.9282e-05 | -0.0031527 | -0.0015766 | 0.0020667 | 0.00043418 | 0 | 0 | 0 | 0 | 0 | 0 | 0 | 0 | 0 | 0 | 0 | 0.077774 | 0 | 0 | 0 | 0 | 0.82226 | 0 | 0 | 0
3 | 90 | 4 | 53.6 | 0.8673 | 67.2455 | 0 | 0.50335 | -0.026749 | 0 | 75.9607 | 75.6329 | 75.6329 | -0.0039293 | -0.0087085 | -0.001059 | 0 | 0 | 0 | 0 | -0.00058209 | -0.0060282 | -0.0036556 | -8.7977e-05 | -0.0031066 | -0.0016583 | 0.0020667 | 0.00043418 | 0 | 0 | 0 | 0 | 0 | 0 | 0 | 0 | 0 | 0 | 0 | 0.077936 | 0 | 0 | 0 | 0 | 0.78937 | 0 | 0 | 0
3 | 90 | 5 | 55.4 | 0.86745 | 67.2455 | 0 | 0.50335 | -0.024186 | 0 | 75.6329 | 75.3365 | 75.3365 | -0.0035554 | -0.0078799 | -0.00095823 | 0 | 0 | 0 | 0 | -0.00052866 | -0.0054545 | -0.0033083 | -7.9605e-05 | -0.002811 | -0.0016775 | 0.0020667 | 0.00043418 | 0 | 0 | 0 | 0 | 0 | 0 | 0 | 0 | 0 | 0 | 0 | 0.078081 | 0 | 0 | 0 | 0 | 0.78937 | 0 | 0 | 0
3 | 90 | 6 | 53.6 | 0.97572 | 67.2455 | 0 | 0.59217 | -0.024666 | 0 | 75.3365 | 75.0342 | 75.0342 | -0.0038196 | -0.0084654 | -0.0010294 | 0 | 0 | 0 | 0 | -0.00056774 | -0.0058599 | -0.0035541 | -8.5521e-05 | -0.0030199 | -0.0017169 | 0.0034529 | 0.00072422 | 0 | 0 | 0 | 0 | 0 | 0 | 0 | 0 | 0 | 0 | 0 | 0.087684 | 0 | 0 | 0 | 0 | 0.88804 | 0 | 0 | 0
3 | 90 | 7 | 55.4 | 1.6487 | 67.2455 | 0 | 4.4413 | -0.02379 | 0 | 75.0342 | 74.7427 | 74.7427 | -0.0034502 | -0.0076467 | -0.00092988 | 0 | 0 | 0.00087011 | 0.00014805 | -0.00051295 | -0.0078873 | -0.0043069 | -7.7249e-05 | -0.0027278 | -0.0016072 | 0.0043383 | 0.00091055 | 0 | 0 | 0 | 0 | 0 | 0 | 0 | 0 | 0 | 0 | 0 | 0.4975 | 0 | 0 | 0 | 0 | 1.1512 | 0 | 0 | 0
3 | 90 | 8 | 53.6 | 1.846 | 67.2455 | 0 | 4.4413 | -0.005689 | 0 | 74.7427 | 74.673 | 74.673 | -0.0037152 | -0.0082342 | -0.0010013 | 0 | 0 | 0.0085437 | 0.002147 | -0.0005576 | -0.0037877 | -0.0024364 | -8.3184e-05 | -0.0029374 | -0.0023035 | 0.0086767 | 0.0018211 | 0 | 0 | 0 | 0 | 0 | 0 | 0 | 0 | 0 | 0 | 0 | 0.49753 | 0 | 0 | 0 | 0 | 1.3485 | 0 | 0 | 0
3 | 90 | 9 | 55.4 | 1.8159 | 67.2455 | 0 | 3.8491 | 0.006805 | 0 | 74.673 | 74.7564 | 74.7564 | -0.0033867 | -0.007506 | -0.00091277 | 0 | 0 | 0.013532 | 0.004493 | -0.00050989 | 0.0012742 | -0.0011677 | -7.5828e-05 | -0.0026776 | -0.002382 | 0.0050623 | 0.0010617 | 0 | 0 | 0 | 0 | 0 | 0 | 0 | 0 | 0 | 0 | 0 | 0.43447 | 0 | 0 | 0 | 0 | 1.3814 | 0 | 0 | 0
3 | 90 | 10 | 57.2 | 1.8486 | 67.2455 | 0 | 3.8491 | 0.017728 | 0 | 74.7564 | 74.9736 | 74.9736 | -0.003085 | -0.0068374 | -0.00083147 | 0 | 0 | 0.017571 | 0.0065989 | -0.00046222 | 0.0058793 | -0.00053217 | -6.9074e-05 | -0.0024391 | -0.0018124 | 0.0030973 | 0.00065039 | 0 | 0 | 0 | 0 | 0 | 0 | 0 | 0 | 0 | 0 | 0 | 0.43436 | 0 | 0 | 0 | 0 | 1.4143 | 0 | 0 | 0
3 | 90 | 11 | 59 | 1.8814 | 67.2455 | 0 | 3.8491 | 0.025995 | 0 | 74.9736 | 75.2922 | 75.2922 | -0.0028069 | -0.006221 | -0.00075651 | 0 | 0 | 0.019625 | 0.0080151 | -0.00042153 | 0.0092939 | -0.00044899 | -6.2847e-05 | -0.0022192 | -0.0017488 | 0.0030973 | 0.00065039 | 0 | 0 | 0 | 0 | 0 | 0 | 0 | 0 | 0 | 0 | 0 | 0.43421 | 0 | 0 | 0 | 0 | 1.4472 | 0 | 0 | 0
3 | 90 | 12 | 60.8 | 1.7614 | 67.2455 | 0 | 2.724 | 0.032876 | 0 | 75.2922 | 75.6951 | 75.6951 | -0.0025466 | -0.0056441 | -0.00068635 | 0 | 0 | 0.020365 | 0.0088243 | -0.0003773 | 0.011643 | -0.00067928 | -5.7018e-05 | -0.0020134 | -0.00095057 | 0.0041315 | 0.0008666 | 0 | 0 | 0 | 0 | 0 | 0 | 0 | 0 | 0 | 0 | 0 | 0.31426 | 0 | 0 | 0 | 0 | 1.4472 | 0 | 0 | 0
3 | 90 | 13 | 64.4 | 1.7283 | 67.2455 | 0 | 2.724 | 0.03663 | 0 | 75.6951 | 76.144 | 76.144 | -0.0019848 | -0.004399 | -0.00053494 | 0 | 0 | 0.020704 | 0.0089098 | -0.00029496 | 0.013032 | -0.00018414 | -4.444e-05 | -0.0015692 | -0.00075196 | 0.0030973 | 0.00065039 | 0 | 0 | 0 | 0 | 0 | 0 | 0 | 0 | 0 | 0 | 0 | 0.31404 | 0 | 0 | 0 | 0 | 1.4143 | 0 | 0 | 0
3 | 90 | 14 | 66.2 | 1.6385 | 67.2455 | 0 | 2.191 | 0.034935 | 0 | 76.144 | 76.5721 | 76.5721 | -0.0017474 | -0.0038728 | -0.00047095 | 0 | 0 | 0.018825 | 0.0082599 | -0.00025876 | 0.01252 | 0.00053985 | -3.9124e-05 | -0.0013815 | -0.00056396 | 0.0025838 | 0.00054141 | 0 | 0 | 0 | 0 | 0 | 0 | 0 | 0 | 0 | 0 | 0 | 0.25711 | 0 | 0 | 0 | 0 | 1.3814 | 0 | 0 | 0
3 | 90 | 15 | 66.2 | 1.6054 | 67.2455 | 0 | 2.191 | 0.028872 | 0 | 76.5721 | 76.926 | 76.926 | -0.0018226 | -0.0040395 | -0.00049122 | 0 | 0 | 0.016049 | 0.007033 | -0.00027096 | 0.010583 | 0.00073562 | -4.0808e-05 | -0.001441 | -0.00067224 | 0.0026854 | 0.00056426 | 0 | 0 | 0 | 0 | 0 | 0 | 0 | 0 | 0 | 0 | 0 | 0.25693 | 0 | 0 | 0 | 0 | 1.3485 | 0 | 0 | 0
3 | 90 | 16 | 68 | 1.6711 | 67.2455 | 0 | 2.191 | 0.02201 | 0 | 76.926 | 77.1957 | 77.1957 | -0.0015685 | -0.0034763 | -0.00042273 | 0 | 0 | 0.012566 | 0.005083 | -0.0002316 | 0.0076767 | 0.00083605 | -3.5119e-05 | -0.0012401 | -0.00042777 | 0.0026854 | 0.00056426 | 0 | 0 | 0 | 0 | 0 | 0 | 0 | 0 | 0 | 0 | 0 | 0.2568 | 0 | 0 | 0 | 0 | 1.4143 | 0 | 0 | 0
3 | 90 | 17 | 68 | 1.9341 | 67.2455 | 0 | 2.191 | 0.011322 | 0 | 77.1957 | 77.3344 | 77.3344 | -0.0016159 | -0.0035813 | -0.00043551 | 0 | 0 | 0.0078786 | 0.0027703 | -0.0002402 | 0.0035088 | 0.00017554 | -3.618e-05 | -0.0012776 | -0.00057514 | 0.0039265 | 0.00082442 | 0 | 0 | 0 | 0 | 0 | 0 | 0 | 0 | 0 | 0 | 0 | 0.25673 | 0 | 0 | 0 | 0 | 1.6774 | 0 | 0 | 0
3 | 90 | 18 | 68 | 2.5256 | 67.2455 | 0 | 3.7307 | -0.0012787 | 0 | 77.3344 | 77.3188 | 77.3188 | -0.0016403 | -0.0036354 | -0.00044208 | 0 | 0 | 0.0034986 | 0.00079959 | -0.00023977 | -0.0012593 | -0.00099378 | -3.6726e-05 | -0.0012968 | -0.00026771 | 0.0042349 | 0.00088946 | 0 | 0 | 0 | 0 | 0 | 0 | 0 | 0 | 0 | 0 | 0 | 0.42062 | 0 | 0 | 0 | 0 | 2.105 | 0 | 0 | 0
3 | 90 | 19 | 64.4 | 2.4928 | 67.2455 | 0 | 3.7307 | -0.014664 | 0 | 77.3188 | 77.1391 | 77.1391 | -0.0022701 | -0.0050313 | -0.00061183 | 0 | 0 | 0.00081931 | 0.00012208 | -0.00033448 | -0.0061729 | -0.0033565 | -5.0828e-05 | -0.0017948 | -0.00052817 | 0.0045452 | 0.0009545 | 0 | 0 | 0 | 0 | 0 | 0 | 0 | 0 | 0 | 0 | 0 | 0.42071 | 0 | 0 | 0 | 0 | 2.0721 | 0 | 0 | 0
3 | 90 | 20 | 60.8 | 2.3613 | 67.2455 | 0 | 3.7307 | -0.013651 | 0 | 77.1391 | 76.9718 | 76.9718 | -0.0028711 | -0.0063634 | -0.00077382 | 0 | 0 | 0 | 0 | -0.00042504 | -0.0044048 | -0.0026705 | -6.4285e-05 | -0.00227 | -0.00093478 | 0.0071272 | 0.0014959 | 0 | 0 | 0 | 0 | 0 | 0 | 0 | 0 | 0 | 0 | 0 | 0.42079 | 0 | 0 | 0 | 0 | 1.9405 | 0 | 0 | 0
3 | 90 | 21 | 62.6 | 2.2627 | 67.2455 | 0 | 3.7307 | -0.011369 | 0 | 76.9718 | 76.8325 | 76.8325 | -0.0025254 | -0.0055972 | -0.00068065 | 0 | 0 | 0 | 0 | -0.00037526 | -0.0038744 | -0.0023499 | -5.6545e-05 | -0.0019967 | -0.0010397 | 0.0071272 | 0.0014959 | 0 | 0 | 0 | 0 | 0 | 0 | 0 | 0 | 0 | 0 | 0 | 0.42085 | 0 | 0 | 0 | 0 | 1.8419 | 0 | 0 | 0
3 | 90 | 22 | 60.8 | 2.0885 | 67.2455 | 0 | 3.0201 | -0.013219 | 0 | 76.8325 | 76.6705 | 76.6705 | -0.0028172 | -0.006244 | -0.0007593 | 0 | 0 | 0 | 0 | -0.00041929 | -0.0043221 | -0.0026216 | -6.3078e-05 | -0.0022274 | -0.0011859 | 0.0074411 | 0.0015609 | 0 | 0 | 0 | 0 | 0 | 0 | 0 | 0 | 0 | 0 | 0 | 0.3453 | 0 | 0 | 0 | 0 | 1.7432 | 0 | 0 | 0
3 | 90 | 23 | 59 | 1.8255 | 67.2455 | 0 | 3.0201 | -0.015334 | 0 | 76.6705 | 76.4825 | 76.4825 | -0.0031051 | -0.0068819 | -0.00083687 | 0 | 0 | 0 | 0 | -0.00046176 | -0.0047637 | -0.0028893 | -6.9523e-05 | -0.002455 | -0.0013115 | 0.0074411 | 0.0015609 | 0 | 0 | 0 | 0 | 0 | 0 | 0 | 0 | 0 | 0 | 0 | 0.34539 | 0 | 0 | 0 | 0 | 1.4801 | 0 | 0 | 0
3 | 90 | 24 | 57.2 | 1.2946 | 67.2455 | 0 | 0.50335 | -0.018168 | 0 | 76.4825 | 76.2599 | 76.2599 | -0.0033884 | -0.0075097 | -0.00091322 | 0 | 0 | 0 | 0 | -0.00050374 | -0.0051983 | -0.0031529 | -7.5866e-05 | -0.0026789 | -0.0014623 | 0.0067153 | 0.0014098 | 0 | 0 | 0 | 0 | 0 | 0 | 0 | 0 | 0 | 0 | 0 | 0.077627 | 0 | 0 | 0 | 0 | 1.2169 | 0 | 0 | 0
4 | 91 | 1 | 55.4 | 0.99842 | 67.4584 | 0 | 0.50249 | -0.024858 | 0 | 76.2599 | 75.9552 | 75.9552 | -0.0036655 | -0.008124 | -0.00098792 | 0 | 0 | 0 | 0 | -0.00054453 | -0.0056236 | -0.0034107 | -8.2072e-05 | -0.0028981 | -0.0015887 | 0.0020667 | 0.00043418 | 0 | 0 | 0 | 0 | 0 | 0 | 0 | 0 | 0 | 0 | 0 | 0.077489 | 0 | 0 | 0 | 0 | 0.92093 | 0 | 0 | 0
4 | 91 | 2 | 53.6 | 0.9328 | 67.4584 | 0 | 0.50249 | -0.026822 | 0 | 75.9552 | 75.6265 | 75.6265 | -0.0039283 | -0.0087064 | -0.0010587 | 0 | 0 | 0 | 0 | -0.0005834 | -0.0060267 | -0.0036551 | -8.7955e-05 | -0.0031058 | -0.0017358 | 0.0020667 | 0.00043418 | 0 | 0 | 0 | 0 | 0 | 0 | 0 | 0 | 0 | 0 | 0 | 0.07765 | 0 | 0 | 0 | 0 | 0.85515 | 0 | 0 | 0
4 | 91 | 3 | 51.8 | 0.90008 | 67.4584 | 0 | 0.50249 | -0.02873 | 0 | 75.6265 | 75.2744 | 75.2744 | -0.0041868 | -0.0092794 | -0.0011284 | 0 | 0 | 0 | 0 | -0.00062133 | -0.0064233 | -0.0038956 | -9.3744e-05 | -0.0033102 | -0.0018575 | 0.0020667 | 0.00043418 | 0 | 0 | 0 | 0 | 0 | 0 | 0 | 0 | 0 | 0 | 0 | 0.077824 | 0 | 0 | 0 | 0 | 0.82226 | 0 | 0 | 0
4 | 91 | 4 | 50 | 0.86737 | 67.4584 | 0 | 0.50249 | -0.030638 | 0 | 75.2744 | 74.899 | 74.899 | -0.0044413 | -0.0098433 | -0.001197 | 0 | 0 | 0 | 0 | -0.00065892 | -0.0068137 | -0.0041322 | -9.944e-05 | -0.0035114 | -0.0020078 | 0.0020667 | 0.00043418 | 0 | 0 | 0 | 0 | 0 | 0 | 0 | 0 | 0 | 0 | 0 | 0.078009 | 0 | 0 | 0 | 0 | 0.78937 | 0 | 0 | 0
4 | 91 | 5 | 46.94 | 0.86758 | 67.4584 | 0 | 0.50249 | -0.033854 | 0 | 74.899 | 74.4841 | 74.4841 | -0.004913 | -0.010889 | -0.0013241 | 0 | 0 | 0 | 0 | -0.00072512 | -0.0075374 | -0.0045701 | -0.00011 | -0.0038844 | -0.0019676 | 0.0020667 | 0.00043418 | 0 | 0 | 0 | 0 | 0 | 0 | 0 | 0 | 0 | 0 | 0 | 0.078213 | 0 | 0 | 0 | 0 | 0.78937 | 0 | 0 | 0
4 | 91 | 6 | 45.86 | 0.97585 | 67.4584 | 0 | 0.59117 | -0.033356 | 0 | 74.4841 | 74.0753 | 74.0753 | -0.0050299 | -0.011148 | -0.0013556 | 0 | 0 | 0 | 0 | -0.00074131 | -0.0077167 | -0.0046785 | -0.00011262 | -0.0039768 | -0.0020498 | 0.0034529 | 0.00072422 | 0 | 0 | 0 | 0 | 0 | 0 | 0 | 0 | 0 | 0 | 0 | 0.087817 | 0 | 0 | 0 | 0 | 0.88804 | 0 | 0 | 0
4 | 91 | 7 | 43.88 | 1.6467 | 67.4584 | 0 | 4.4338 | -0.036918 | 0 | 74.0753 | 73.6229 | 73.6229 | -0.005306 | -0.01176 | -0.00143 | 0 | 0 | 0.00063447 | 0.00022846 | -0.00077984 | -0.010331 | -0.0061405 | -0.0001188 | -0.0041951 | -0.0020582 | 0.0043383 | 0.00091055 | 0 | 0 | 0 | 0 | 0 | 0 | 0 | 0 | 0 | 0 | 0 | 0.4955 | 0 | 0 | 0 | 0 | 1.1512 | 0 | 0 | 0
4 | 91 | 8 | 48.92 | 1.8441 | 67.4584 | 0 | 4.4338 | -0.015823 | 0 | 73.6229 | 73.429 | 73.429 | -0.0043408 | -0.0096207 | -0.0011699 | 0 | 0 | 0.0036385 | 0.0016175 | -0.00063482 | -0.0054096 | -0.0034644 | -9.7192e-05 | -0.003432 | -0.0015861 | 0.0086767 | 0.0018211 | 0 | 0 | 0 | 0 | 0 | 0 | 0 | 0 | 0 | 0 | 0 | 0.49559 | 0 | 0 | 0 | 0 | 1.3485 | 0 | 0 | 0
4 | 91 | 9 | 55.94 | 1.8143 | 67.4584 | 0 | 3.8426 | -0.00087619 | 0 | 73.429 | 73.4182 | 73.4182 | -0.0030732 | -0.0068112 | -0.00082828 | 0 | 0 | 0.0065983 | 0.0035709 | -0.00045109 | -1.4508e-05 | -0.0015595 | -6.8809e-05 | -0.0024298 | -0.00087144 | 0.0050623 | 0.0010617 | 0 | 0 | 0 | 0 | 0 | 0 | 0 | 0 | 0 | 0 | 0 | 0.43291 | 0 | 0 | 0 | 0 | 1.3814 | 0 | 0 | 0
4 | 91 | 10 | 59.9 | 1.8471 | 67.4584 | 0 | 3.8426 | 0.011145 | 0 | 73.4182 | 73.5548 | 73.5548 | -0.0023754 | -0.0052648 | -0.00064022 | 0 | 0 | 0.0089333 | 0.0053548 | -0.00035101 | 0.0047447 | -0.00029856 | -5.3186e-05 | -0.0018781 | -0.00077443 | 0.0030973 | 0.00065039 | 0 | 0 | 0 | 0 | 0 | 0 | 0 | 0 | 0 | 0 | 0 | 0.43285 | 0 | 0 | 0 | 0 | 1.4143 | 0 | 0 | 0
4 | 91 | 11 | 63.14 | 1.8799 | 67.4584 | 0 | 3.8426 | 0.018888 | 0 | 73.5548 | 73.7863 | 73.7863 | -0.0018301 | -0.0040561 | -0.00049324 | 0 | 0 | 0.010166 | 0.0057615 | -0.00026967 | 0.0071455 | 0.00067341 | -4.0976e-05 | -0.0014469 | -0.00046905 | 0.0030973 | 0.00065039 | 0 | 0 | 0 | 0 | 0 | 0 | 0 | 0 | 0 | 0 | 0 | 0.43273 | 0 | 0 | 0 | 0 | 1.4472 | 0 | 0 | 0
4 | 91 | 12 | 65.84 | 1.7607 | 67.4584 | 0 | 2.7194 | 0.018813 | 0 | 73.7863 | 74.0168 | 74.0168 | -0.0013963 | -0.0030947 | -0.00037634 | 0 | 0 | 0.0096879 | 0.0038239 | -0.00020503 | 0.0054611 | 0.0013151 | -3.1264e-05 | -0.001104 | -0.00026489 | 0.0041315 | 0.0008666 | 0 | 0 | 0 | 0 | 0 | 0 | 0 | 0 | 0 | 0 | 0 | 0.31352 | 0 | 0 | 0 | 0 | 1.4472 | 0 | 0 | 0
4 | 91 | 13 | 66.92 | 1.7276 | 67.4584 | 0 | 2.7194 | 0.027183 | 0 | 74.0168 | 74.35 | 74.35 | -0.0012471 | -0.0027639 | -0.00033611 | 0 | 0 | 0.011557 | 0.006084 | -0.00018052 | 0.0095856 | 0.0018826 | -2.7922e-05 | -0.00098597 | -0.00013266 | 0.0030973 | 0.00065039 | 0 | 0 | 0 | 0 | 0 | 0 | 0 | 0 | 0 | 0 | 0 | 0.31336 | 0 | 0 | 0 | 0 | 1.4143 | 0 | 0 | 0
4 | 91 | 14 | 68.9 | 1.6382 | 67.4584 | 0 | 2.1873 | 0.019073 | 0 | 74.35 | 74.5837 | 74.5837 | -0.00095768 | -0.0021225 | -0.00025811 | 0 | 0 | 0.0087266 | 0.0041 | -0.00014057 | 0.0060805 | 0.0014484 | -2.1442e-05 | -0.00075717 | -0.00015031 | 0.0025838 | 0.00054141 | 0 | 0 | 0 | 0 | 0 | 0 | 0 | 0 | 0 | 0 | 0 | 0.25682 | 0 | 0 | 0 | 0 | 1.3814 | 0 | 0 | 0
4 | 91 | 15 | 70.88 | 1.6051 | 67.4584 | 0 | 2.1873 | 0.029241 | 0 | 74.5837 | 74.9421 | 74.9421 | -0.00065082 | -0.0014424 | -0.00017541 | 0 | 0 | 0.0093843 | 0.0066382 | -9.6182e-05 | 0.011281 | 0.0017175 | -1.4572e-05 | -0.00051456 | -0.00013581 | 0.0026854 | 0.00056426 | 0 | 0 | 0 | 0 | 0 | 0 | 0 | 0 | 0 | 0 | 0 | 0.25665 | 0 | 0 | 0 | 0 | 1.3485 | 0 | 0 | 0
4 | 91 | 16 | 70.88 | 1.6708 | 67.4584 | 0 | 2.1873 | 0.022616 | 0 | 74.9421 | 75.2192 | 75.2192 | -0.00071379 | -0.001582 | -0.00019238 | 0 | 0 | 0.0075141 | 0.0049388 | -0.00010545 | 0.0085983 | 0.001641 | -1.5982e-05 | -0.00056435 | -0.00015218 | 0.0026854 | 0.00056426 | 0 | 0 | 0 | 0 | 0 | 0 | 0 | 0 | 0 | 0 | 0 | 0.25651 | 0 | 0 | 0 | 0 | 1.4143 | 0 | 0 | 0
4 | 91 | 17 | 69.98 | 1.9338 | 67.4584 | 0 | 2.1873 | 0.012223 | 0 | 75.2192 | 75.369 | 75.369 | -0.00092064 | -0.0020404 | -0.00024813 | 0 | 0 | 0.0045362 | 0.0027769 | -0.00013399 | 0.0039125 | 0.00041181 | -2.0613e-05 | -0.00072789 | -7.346e-05 | 0.0039265 | 0.00082442 | 0 | 0 | 0 | 0 | 0 | 0 | 0 | 0 | 0 | 0 | 0 | 0.25644 | 0 | 0 | 0 | 0 | 1.6774 | 0 | 0 | 0
4 | 91 | 18 | 68.9 | 2.5244 | 67.4584 | 0 | 3.7244 | -0.00015454 | 0 | 75.369 | 75.3671 | 75.3671 | -0.0011367 | -0.0025194 | -0.00030637 | 0 | 0 | 0.0021307 | 0.00086104 | -0.00016565 | -0.0011858 | -0.0010322 | -2.5452e-05 | -0.00089875 | -0.00011081 | 0.0042349 | 0.00088946 | 0 | 0 | 0 | 0 | 0 | 0 | 0 | 0 | 0 | 0 | 0 | 0.41943 | 0 | 0 | 0 | 0 | 2.105 | 0 | 0 | 0
4 | 91 | 19 | 64.94 | 2.4916 | 67.4584 | 0 | 3.7244 | -0.012296 | 0 | 75.3671 | 75.2164 | 75.2164 | -0.0018323 | -0.0040609 | -0.00049383 | 0 | 0 | 0.00060756 | 0.00018675 | -0.00027171 | -0.0056819 | -0.0032728 | -4.1025e-05 | -0.0014487 | -0.00053215 | 0.0045452 | 0.0009545 | 0 | 0 | 0 | 0 | 0 | 0 | 0 | 0 | 0 | 0 | 0 | 0.4195 | 0 | 0 | 0 | 0 | 2.0721 | 0 | 0 | 0
4 | 91 | 20 | 60.98 | 2.3601 | 67.4584 | 0 | 3.7244 | -0.010831 | 0 | 75.2164 | 75.0837 | 75.0837 | -0.0025016 | -0.0055445 | -0.00067424 | 0 | 0 | 0 | 0 | -0.00036935 | -0.003838 | -0.0023266 | -5.6012e-05 | -0.0019779 | -0.00066984 | 0.0071272 | 0.0014959 | 0 | 0 | 0 | 0 | 0 | 0 | 0 | 0 | 0 | 0 | 0 | 0.41957 | 0 | 0 | 0 | 0 | 1.9405 | 0 | 0 | 0
4 | 91 | 21 | 57.92 | 2.2615 | 67.4584 | 0 | 3.7244 | -0.014628 | 0 | 75.0837 | 74.9044 | 74.9044 | -0.003016 | -0.0066845 | -0.00081287 | 0 | 0 | 0 | 0 | -0.00044521 | -0.0046271 | -0.0028056 | -6.7529e-05 | -0.0023846 | -0.00091139 | 0.0071272 | 0.0014959 | 0 | 0 | 0 | 0 | 0 | 0 | 0 | 0 | 0 | 0 | 0 | 0.41965 | 0 | 0 | 0 | 0 | 1.8419 | 0 | 0 | 0
4 | 91 | 22 | 57.92 | 2.0877 | 67.4584 | 0 | 3.015 | -0.014079 | 0 | 74.9044 | 74.7319 | 74.7319 | -0.0029845 | -0.0066147 | -0.00080438 | 0 | 0 | 0 | 0 | -0.00043936 | -0.0045788 | -0.0027759 | -6.6824e-05 | -0.0023597 | -0.00089567 | 0.0074411 | 0.0015609 | 0 | 0 | 0 | 0 | 0 | 0 | 0 | 0 | 0 | 0 | 0 | 0.34451 | 0 | 0 | 0 | 0 | 1.7432 | 0 | 0 | 0
4 | 91 | 23 | 54.86 | 1.8247 | 67.4584 | 0 | 3.015 | -0.017947 | 0 | 74.7319 | 74.512 | 74.512 | -0.0034919 | -0.0077392 | -0.00094113 | 0 | 0 | 0 | 0 | -0.00051679 | -0.0053572 | -0.0032486 | -7.8184e-05 | -0.0027608 | -0.0012543 | 0.0074411 | 0.0015609 | 0 | 0 | 0 | 0 | 0 | 0 | 0 | 0 | 0 | 0 | 0 | 0.34462 | 0 | 0 | 0 | 0 | 1.4801 | 0 | 0 | 0
4 | 91 | 24 | 53.96 | 1.2953 | 67.4584 | 0 | 0.50249 | -0.019393 | 0 | 74.512 | 74.2743 | 74.2743 | -0.0036114 | -0.0080041 | -0.00097334 | 0 | 0 | 0 | 0 | -0.00053127 | -0.0055405 | -0.0033589 | -8.086e-05 | -0.0028553 | -0.0011522 | 0.0067153 | 0.0014098 | 0 | 0 | 0 | 0 | 0 | 0 | 0 | 0 | 0 | 0 | 0 | 0.078316 | 0 | 0 | 0 | 0 | 1.2169 | 0 | 0 | 0
4 | 92 | 1 | 51.98 | 0.99911 | 67.6731 | 0 | 0.50162 | -0.026418 | 0 | 74.2743 | 73.9505 | 73.9505 | -0.0039176 | -0.0086827 | -0.0010559 | 0 | 0 | 0 | 0 | -0.00057833 | -0.0060103 | -0.0036442 | -8.7715e-05 | -0.0030974 | -0.0014105 | 0.0020667 | 0.00043418 | 0 | 0 | 0 | 0 | 0 | 0 | 0 | 0 | 0 | 0 | 0 | 0.078185 | 0 | 0 | 0 | 0 | 0.92093 | 0 | 0 | 0
4 | 92 | 2 | 50 | 0.93351 | 67.6731 | 0 | 0.50162 | -0.028868 | 0 | 73.9505 | 73.5968 | 73.5968 | -0.0042086 | -0.0093277 | -0.0011343 | 0 | 0 | 0 | 0 | -0.00062442 | -0.0064568 | -0.0039158 | -9.4232e-05 | -0.0033275 | -0.0018456 | 0.0020667 | 0.00043418 | 0 | 0 | 0 | 0 | 0 | 0 | 0 | 0 | 0 | 0 | 0 | 0.078359 | 0 | 0 | 0 | 0 | 0.85515 | 0 | 0 | 0
4 | 92 | 3 | 51.98 | 0.90077 | 67.6731 | 0 | 0.50162 | -0.02562 | 0 | 73.5968 | 73.2828 | 73.2828 | -0.0037985 | -0.0084188 | -0.0010238 | 0 | 0 | 0 | 0 | -0.00056007 | -0.0058276 | -0.0035333 | -8.5049e-05 | -0.0030032 | -0.0014368 | 0.0020667 | 0.00043418 | 0 | 0 | 0 | 0 | 0 | 0 | 0 | 0 | 0 | 0 | 0 | 0.078514 | 0 | 0 | 0 | 0 | 0.82226 | 0 | 0 | 0
4 | 92 | 4 | 53.96 | 0.86802 | 67.6731 | 0 | 0.50162 | -0.023116 | 0 | 73.2828 | 72.9995 | 72.9995 | -0.0033954 | -0.0075254 | -0.00091513 | 0 | 0 | 0 | 0 | -0.00050611 | -0.0052092 | -0.0031598 | -7.6024e-05 | -0.0026845 | -0.0017106 | 0.0020667 | 0.00043418 | 0 | 0 | 0 | 0 | 0 | 0 | 0 | 0 | 0 | 0 | 0 | 0.078653 | 0 | 0 | 0 | 0 | 0.78937 | 0 | 0 | 0
4 | 92 | 5 | 52.88 | 0.86816 | 67.6731 | 0 | 0.50162 | -0.023901 | 0 | 72.9995 | 72.7066 | 72.7066 | -0.0035354 | -0.0078357 | -0.00095286 | 0 | 0 | 0 | 0 | -0.00052518 | -0.005424 | -0.0032896 | -7.9159e-05 | -0.0027952 | -0.0015305 | 0.0020667 | 0.00043418 | 0 | 0 | 0 | 0 | 0 | 0 | 0 | 0 | 0 | 0 | 0 | 0.078798 | 0 | 0 | 0 | 0 | 0.78937 | 0 | 0 | 0
4 | 92 | 6 | 51.98 | 0.97633 | 67.6731 | 0 | 0.59015 | -0.02306 | 0 | 72.7066 | 72.424 | 72.424 | -0.0036421 | -0.0080721 | -0.00098161 | 0 | 0 | 0 | 0 | -0.00053817 | -0.0055876 | -0.0033881 | -8.1547e-05 | -0.0028796 | -0.0013424 | 0.0034529 | 0.00072422 | 0 | 0 | 0 | 0 | 0 | 0 | 0 | 0 | 0 | 0 | 0 | 0.088288 | 0 | 0 | 0 | 0 | 0.88804 | 0 | 0 | 0
4 | 92 | 7 | 52.88 | 1.6448 | 67.6731 | 0 | 4.4261 | -0.022874 | 0 | 72.424 | 72.1436 | 72.1436 | -0.0034343 | -0.0076115 | -0.0009256 | 0 | 0 | 0.00059644 | 0.00022015 | -0.00050826 | -0.0071532 | -0.0042567 | -7.6894e-05 | -0.0027153 | -0.0013473 | 0.0043383 | 0.00091055 | 0 | 0 | 0 | 0 | 0 | 0 | 0 | 0 | 0 | 0 | 0 | 0.49365 | 0 | 0 | 0 | 0 | 1.1512 | 0 | 0 | 0
4 | 92 | 8 | 56.84 | 1.8422 | 67.6731 | 0 | 4.4261 | -0.0031965 | 0 | 72.1436 | 72.1045 | 72.1045 | -0.0026892 | -0.0059601 | -0.00072478 | 0 | 0 | 0.0042026 | 0.001911 | -0.00040161 | -0.0027449 | -0.0019108 | -6.0211e-05 | -0.0021262 | -0.0013691 | 0.0086767 | 0.0018211 | 0 | 0 | 0 | 0 | 0 | 0 | 0 | 0 | 0 | 0 | 0 | 0.49367 | 0 | 0 | 0 | 0 | 1.3485 | 0 | 0 | 0
4 | 92 | 9 | 62.96 | 1.8127 | 67.6731 | 0 | 3.8359 | 0.010439 | 0 | 72.1045 | 72.2324 | 72.2324 | -0.0016069 | -0.0035614 | -0.00043308 | 0 | 0 | 0.0065715 | 0.0036324 | -0.00024212 | 0.0023886 | -0.00013974 | -3.5978e-05 | -0.0012705 | -0.00098819 | 0.0050623 | 0.0010617 | 0 | 0 | 0 | 0 | 0 | 0 | 0 | 0 | 0 | 0 | 0 | 0.43127 | 0 | 0 | 0 | 0 | 1.3814 | 0 | 0 | 0
4 | 92 | 10 | 66.92 | 1.8454 | 67.6731 | 0 | 3.8359 | 0.025284 | 0 | 72.2324 | 72.5423 | 72.5423 | -0.0009335 | -0.0020689 | -0.0002516 | 0 | 0 | 0.0099001 | 0.0065189 | -0.00014236 | 0.0088394 | 0.0013134 | -2.0901e-05 | -0.00073806 | -0.0008804 | 0.0030973 | 0.00065039 | 0 | 0 | 0 | 0 | 0 | 0 | 0 | 0 | 0 | 0 | 0 | 0.43112 | 0 | 0 | 0 | 0 | 1.4143 | 0 | 0 | 0
4 | 92 | 11 | 69.98 | 1.8781 | 67.6731 | 0 | 3.8359 | 0.035547 | 0 | 72.5423 | 72.9779 | 72.9779 | -0.00045024 | -0.00099789 | -0.00012135 | 0 | 0 | 0.011672 | 0.0078114 | -6.8106e-05 | 0.012611 | 0.0020114 | -1.0081e-05 | -0.00035598 | -0.00030294 | 0.0030973 | 0.00065039 | 0 | 0 | 0 | 0 | 0 | 0 | 0 | 0 | 0 | 0 | 0 | 0.4309 | 0 | 0 | 0 | 0 | 1.4472 | 0 | 0 | 0
4 | 92 | 12 | 71.96 | 1.7594 | 67.6731 | 0 | 2.7147 | 0.03338 | 0 | 72.9779 | 73.387 | 73.387 | -0.00017887 | -0.00039642 | -4.8207e-05 | 0 | 0 | 0.0098798 | 0.007009 | -2.693e-05 | 0.011292 | 0.001094 | -4.0048e-06 | -0.00014142 | -9.6559e-05 | 0.0041315 | 0.0008666 | 0 | 0 | 0 | 0 | 0 | 0 | 0 | 0 | 0 | 0 | 0 | 0.31225 | 0 | 0 | 0 | 0 | 1.4472 | 0 | 0 | 0
4 | 92 | 13 | 74.84 | 1.7263 | 67.6731 | 0 | 2.7147 | 0.044105 | 0 | 73.387 | 73.9275 | 73.9275 | 0.00025533 | 0.00056589 | 6.8816e-05 | 0 | 0 | 0.012311 | 0.0086025 | 3.8708e-05 | 0.015779 | 0.0023436 | 5.7168e-06 | 0.00020187 | 0.00018503 | 0.0030973 | 0.00065039 | 0 | 0 | 0 | 0 | 0 | 0 | 0 | 0 | 0 | 0 | 0 | 0.31199 | 0 | 0 | 0 | 0 | 1.4143 | 0 | 0 | 0
4 | 92 | 14 | 75.92 | 1.637 | 67.6731 | 0 | 2.1835 | 0.040374 | 0 | 73.9275 | 74.4223 | 74.4223 | 0.00035013 | 0.000776 | 9.4365e-05 | 0 | 0 | 0.010483 | 0.0078691 | 5.271e-05 | 0.014698 | 0.0024482 | 7.8394e-06 | 0.00027682 | 0.00019225 | 0.0025838 | 0.00054141 | 0 | 0 | 0 | 0 | 0 | 0 | 0 | 0 | 0 | 0 | 0 | 0.25564 | 0 | 0 | 0 | 0 | 1.3814 | 0 | 0 | 0
4 | 92 | 15 | 77 | 1.6039 | 67.6731 | 0 | 2.1835 | 0.039388 | 0 | 74.4223 | 74.905 | 74.905 | 0.00045296 | 0.0010039 | 0.00012208 | 0 | 0 | 0.012339 | 0.0057919 | 6.8498e-05 | 0.011695 | 0.0039923 | 1.0142e-05 | 0.00035813 | 0.00030483 | 0.0026854 | 0.00056426 | 0 | 0 | 0 | 0 | 0 | 0 | 0 | 0 | 0 | 0 | 0 | 0.2554 | 0 | 0 | 0 | 0 | 1.3485 | 0 | 0 | 0
4 | 92 | 16 | 74.84 | 1.6696 | 67.6731 | 0 | 2.1835 | 0.015782 | 0 | 74.905 | 75.0984 | 75.0984 | -1.1419e-05 | -2.5307e-05 | -3.0775e-06 | 0 | 0 | 0.005256 | 0.0020358 | -1.727e-06 | 0.0040227 | 0.001276 | -2.5566e-07 | -9.0279e-06 | -7.4345e-06 | 0.0026854 | 0.00056426 | 0 | 0 | 0 | 0 | 0 | 0 | 0 | 0 | 0 | 0 | 0 | 0.25531 | 0 | 0 | 0 | 0 | 1.4143 | 0 | 0 | 0
4 | 92 | 17 | 74.84 | 1.9326 | 67.6731 | 0 | 2.1835 | 0.017383 | 0 | 75.0984 | 75.3114 | 75.3114 | -4.5405e-05 | -0.00010063 | -1.2237e-05 | 0 | 0 | 0.0045562 | 0.0022303 | -6.8782e-06 | 0.0045754 | 0.0015053 | -1.0166e-06 | -3.5899e-05 | -3.2449e-05 | 0.0039265 | 0.00082442 | 0 | 0 | 0 | 0 | 0 | 0 | 0 | 0 | 0 | 0 | 0 | 0.2552 | 0 | 0 | 0 | 0 | 1.6774 | 0 | 0 | 0
4 | 92 | 18 | 73.94 | 2.5222 | 67.6731 | 0 | 3.7179 | 0.010227 | 0 | 75.3114 | 75.4368 | 75.4368 | -0.00024099 | -0.00053411 | -6.4951e-05 | 0 | 0 | 0.003058 | 0.0012115 | -3.6358e-05 | 0.001619 | 0.00043146 | -5.3958e-06 | -0.00019053 | -0.00014512 | 0.0042349 | 0.00088946 | 0 | 0 | 0 | 0 | 0 | 0 | 0 | 0 | 0 | 0 | 0 | 0.41724 | 0 | 0 | 0 | 0 | 2.105 | 0 | 0 | 0
4 | 92 | 19 | 71.96 | 2.4893 | 67.6731 | 0 | 3.7179 | -3.7875e-05 | 0 | 75.4368 | 75.4363 | 75.4363 | -0.00061094 | -0.001354 | -0.00016466 | 0 | 0 | 0.00066937 | 0.00025613 | -9.1535e-05 | -0.0014928 | -0.0010286 | -1.3679e-05 | -0.00048303 | -0.00026931 | 0.0045452 | 0.0009545 | 0 | 0 | 0 | 0 | 0 | 0 | 0 | 0 | 0 | 0 | 0 | 0.41724 | 0 | 0 | 0 | 0 | 2.0721 | 0 | 0 | 0
4 | 92 | 20 | 69.98 | 2.3578 | 67.6731 | 0 | 3.7179 | 0.00010624 | 0 | 75.4363 | 75.4376 | 75.4376 | -0.00095879 | -0.002125 | -0.00025841 | 0 | 0 | 0 | 0 | -0.00014333 | -0.0014709 | -0.00089234 | -2.1467e-05 | -0.00075805 | -0.00039259 | 0.0071272 | 0.0014959 | 0 | 0 | 0 | 0 | 0 | 0 | 0 | 0 | 0 | 0 | 0 | 0.41724 | 0 | 0 | 0 | 0 | 1.9405 | 0 | 0 | 0
4 | 92 | 21 | 68.9 | 2.2591 | 67.6731 | 0 | 3.7179 | -0.0012981 | 0 | 75.4376 | 75.4217 | 75.4217 | -0.0011488 | -0.0025461 | -0.00030962 | 0 | 0 | 0 | 0 | -0.00017168 | -0.0017625 | -0.0010692 | -2.5722e-05 | -0.00090828 | -0.00048343 | 0.0071272 | 0.0014959 | 0 | 0 | 0 | 0 | 0 | 0 | 0 | 0 | 0 | 0 | 0 | 0.41725 | 0 | 0 | 0 | 0 | 1.8419 | 0 | 0 | 0
4 | 92 | 22 | 66.92 | 2.0856 | 67.6731 | 0 | 3.0097 | -0.0034739 | 0 | 75.4217 | 75.3791 | 75.3791 | -0.0014939 | -0.003311 | -0.00040264 | 0 | 0 | 0 | 0 | -0.00022284 | -0.0022919 | -0.0013903 | -3.3449e-05 | -0.0011811 | -0.00058761 | 0.0074411 | 0.0015609 | 0 | 0 | 0 | 0 | 0 | 0 | 0 | 0 | 0 | 0 | 0 | 0.34245 | 0 | 0 | 0 | 0 | 1.7432 | 0 | 0 | 0
4 | 92 | 23 | 65.84 | 1.8225 | 67.6731 | 0 | 3.0097 | -0.0047485 | 0 | 75.3791 | 75.3209 | 75.3209 | -0.0016762 | -0.0037151 | -0.00045177 | 0 | 0 | 0 | 0 | -0.00024932 | -0.0025716 | -0.0015598 | -3.7531e-05 | -0.0013253 | -0.00060296 | 0.0074411 | 0.0015609 | 0 | 0 | 0 | 0 | 0 | 0 | 0 | 0 | 0 | 0 | 0 | 0.34248 | 0 | 0 | 0 | 0 | 1.4801 | 0 | 0 | 0
4 | 92 | 24 | 63.86 | 1.2945 | 67.6731 | 0 | 0.50162 | -0.0083606 | 0 | 75.3209 | 75.2185 | 75.2185 | -0.0020139 | -0.0044635 | -0.00054279 | 0 | 0 | 0 | 0 | -0.00030262 | -0.0030897 | -0.0018749 | -4.5092e-05 | -0.0015923 | -0.0011511 | 0.0067153 | 0.0014098 | 0 | 0 | 0 | 0 | 0 | 0 | 0 | 0 | 0 | 0 | 0 | 0.077561 | 0 | 0 | 0 | 0 | 1.2169 | 0 | 0 | 0
4 | 93 | 1 | 62.96 | 0.99828 | 67.8896 | 0 | 0.50074 | -0.013963 | 0 | 75.2185 | 75.0473 | 75.0473 | -0.0021541 | -0.0047741 | -0.00058056 | 0 | 0 | 0 | 0 | -0.00032281 | -0.0033047 | -0.0020051 | -4.823e-05 | -0.0017031 | -0.0011372 | 0.0020667 | 0.00043418 | 0 | 0 | 0 | 0 | 0 | 0 | 0 | 0 | 0 | 0 | 0 | 0.077352 | 0 | 0 | 0 | 0 | 0.92093 | 0 | 0 | 0
4 | 93 | 2 | 60.98 | 0.93259 | 67.8896 | 0 | 0.50074 | -0.015931 | 0 | 75.0473 | 74.8521 | 74.8521 | -0.0024719 | -0.0054786 | -0.00066623 | 0 | 0 | 0 | 0 | -0.00036712 | -0.0037924 | -0.0023001 | -5.5347e-05 | -0.0019544 | -0.00091126 | 0.0020667 | 0.00043418 | 0 | 0 | 0 | 0 | 0 | 0 | 0 | 0 | 0 | 0 | 0 | 0.077448 | 0 | 0 | 0 | 0 | 0.85515 | 0 | 0 | 0
4 | 93 | 3 | 59.9 | 0.89981 | 67.8896 | 0 | 0.50074 | -0.017088 | 0 | 74.8521 | 74.6427 | 74.6427 | -0.0026274 | -0.0058232 | -0.00070813 | 0 | 0 | 0 | 0 | -0.00039007 | -0.0040309 | -0.0024447 | -5.8828e-05 | -0.0020773 | -0.00099384 | 0.0020667 | 0.00043418 | 0 | 0 | 0 | 0 | 0 | 0 | 0 | 0 | 0 | 0 | 0 | 0.077551 | 0 | 0 | 0 | 0 | 0.82226 | 0 | 0 | 0
4 | 93 | 4 | 59.9 | 0.86702 | 67.8896 | 0 | 0.50074 | -0.017029 | 0 | 74.6427 | 74.434 | 74.434 | -0.0025906 | -0.0057416 | -0.00069821 | 0 | 0 | 0 | 0 | -0.00038631 | -0.0039744 | -0.0024109 | -5.8004e-05 | -0.0020482 | -0.0011871 | 0.0020667 | 0.00043418 | 0 | 0 | 0 | 0 | 0 | 0 | 0 | 0 | 0 | 0 | 0 | 0.077654 | 0 | 0 | 0 | 0 | 0.78937 | 0 | 0 | 0
4 | 93 | 5 | 59 | 0.86713 | 67.8896 | 0 | 0.50074 | -0.017943 | 0 | 74.434 | 74.2141 | 74.2141 | -0.0027121 | -0.0060109 | -0.00073095 | 0 | 0 | 0 | 0 | -0.00040461 | -0.0041608 | -0.002524 | -6.0724e-05 | -0.0021443 | -0.0012617 | 0.0020667 | 0.00043418 | 0 | 0 | 0 | 0 | 0 | 0 | 0 | 0 | 0 | 0 | 0 | 0.077762 | 0 | 0 | 0 | 0 | 0.78937 | 0 | 0 | 0
4 | 93 | 6 | 57.92 | 0.97521 | 67.8896 | 0 | 0.58911 | -0.017827 | 0 | 74.2141 | 73.9956 | 73.9956 | -0.0028632 | -0.0063459 | -0.00077169 | 0 | 0 | 0 | 0 | -0.00042825 | -0.0043927 | -0.002665 | -6.4108e-05 | -0.0022638 | -0.0014852 | 0.0034529 | 0.00072422 | 0 | 0 | 0 | 0 | 0 | 0 | 0 | 0 | 0 | 0 | 0 | 0.08717 | 0 | 0 | 0 | 0 | 0.88804 | 0 | 0 | 0
4 | 93 | 7 | 59 | 1.6414 | 67.8896 | 0 | 4.4183 | -0.016909 | 0 | 73.9956 | 73.7884 | 73.7884 | -0.0026351 | -0.0058402 | -0.00071019 | 0 | 0 | 0.00060774 | 0.00023185 | -0.00039468 | -0.0055506 | -0.0033537 | -5.8999e-05 | -0.0020834 | -0.0014597 | 0.0043383 | 0.00091055 | 0 | 0 | 0 | 0 | 0 | 0 | 0 | 0 | 0 | 0 | 0 | 0.49027 | 0 | 0 | 0 | 0 | 1.1512 | 0 | 0 | 0
4 | 93 | 8 | 60.98 | 1.8388 | 67.8896 | 0 | 4.4183 | 0.00023546 | 0 | 73.7884 | 73.7913 | 73.7913 | -0.0022507 | -0.0049883 | -0.00060661 | 0 | 0 | 0.0039855 | 0.0017949 | -0.00033608 | -0.0017386 | -0.0013807 | -5.0394e-05 | -0.0017795 | -0.0010907 | 0.0086767 | 0.0018211 | 0 | 0 | 0 | 0 | 0 | 0 | 0 | 0 | 0 | 0 | 0 | 0.49027 | 0 | 0 | 0 | 0 | 1.3485 | 0 | 0 | 0
4 | 93 | 9 | 64.94 | 1.8096 | 67.8896 | 0 | 3.8292 | 0.012277 | 0 | 73.7913 | 73.9418 | 73.9418 | -0.0015554 | -0.0034472 | -0.0004192 | 0 | 0 | 0.00692 | 0.0034371 | -0.00023421 | 0.0032158 | 0.00045291 | -3.4825e-05 | -0.0012297 | -0.00095241 | 0.0050623 | 0.0010617 | 0 | 0 | 0 | 0 | 0 | 0 | 0 | 0 | 0 | 0 | 0 | 0.4282 | 0 | 0 | 0 | 0 | 1.3814 | 0 | 0 | 0
4 | 93 | 10 | 68.9 | 1.8423 | 67.8896 | 0 | 3.8292 | 0.021803 | 0 | 73.9418 | 74.209 | 74.209 | -0.00088595 | -0.0019635 | -0.00023878 | 0 | 0 | 0.0090997 | 0.0048714 | -0.00013374 | 0.0069878 | 0.001601 | -1.9836e-05 | -0.00070046 | -0.00056269 | 0.0030973 | 0.00065039 | 0 | 0 | 0 | 0 | 0 | 0 | 0 | 0 | 0 | 0 | 0 | 0.42807 | 0 | 0 | 0 | 0 | 1.4143 | 0 | 0 | 0
4 | 93 | 11 | 70.88 | 1.8751 | 67.8896 | 0 | 3.8292 | 0.028974 | 0 | 74.209 | 74.564 | 74.564 | -0.00058497 | -0.0012965 | -0.00015766 | 0 | 0 | 0.0099203 | 0.0066118 | -8.8456e-05 | 0.010209 | 0.0014859 | -1.3098e-05 | -0.00046249 | -0.00039745 | 0.0030973 | 0.00065039 | 0 | 0 | 0 | 0 | 0 | 0 | 0 | 0 | 0 | 0 | 0 | 0.42789 | 0 | 0 | 0 | 0 | 1.4472 | 0 | 0 | 0
4 | 93 | 12 | 71.96 | 1.757 | 67.8896 | 0 | 2.7099 | 0.036371 | 0 | 74.564 | 75.0098 | 75.0098 | -0.00045759 | -0.0010142 | -0.00012333 | 0 | 0 | 0.011549 | 0.0072882 | -6.9329e-05 | 0.012663 | 0.0022449 | -1.0245e-05 | -0.00036178 | -0.00033598 | 0.0041315 | 0.0008666 | 0 | 0 | 0 | 0 | 0 | 0 | 0 | 0 | 0 | 0 | 0 | 0.30987 | 0 | 0 | 0 | 0 | 1.4472 | 0 | 0 | 0
4 | 93 | 13 | 73.94 | 1.7239 | 67.8896 | 0 | 2.7099 | 0.04401 | 0 | 75.0098 | 75.5491 | 75.5491 | -0.00018798 | -0.00041663 | -5.0664e-05 | 0 | 0 | 0.013927 | 0.0084656 | -2.8548e-05 | 0.015644 | 0.0032101 | -4.2089e-06 | -0.00014862 | -0.00014739 | 0.0030973 | 0.00065039 | 0 | 0 | 0 | 0 | 0 | 0 | 0 | 0 | 0 | 0 | 0 | 0.30961 | 0 | 0 | 0 | 0 | 1.4143 | 0 | 0 | 0
4 | 93 | 14 | 73.94 | 1.635 | 67.8896 | 0 | 2.1797 | 0.036955 | 0 | 75.5491 | 76.002 | 76.002 | -0.00028276 | -0.00062668 | -7.6208e-05 | 0 | 0 | 0.011785 | 0.0071753 | -4.2926e-05 | 0.013327 | 0.0030245 | -6.331e-06 | -0.00022356 | -0.00022292 | 0.0025838 | 0.00054141 | 0 | 0 | 0 | 0 | 0 | 0 | 0 | 0 | 0 | 0 | 0 | 0.25359 | 0 | 0 | 0 | 0 | 1.3814 | 0 | 0 | 0
4 | 93 | 15 | 75.92 | 1.6019 | 67.8896 | 0 | 2.1797 | 0.035894 | 0 | 76.002 | 76.4419 | 76.4419 | -1.4411e-05 | -3.194e-05 | -3.8841e-06 | 0 | 0 | 0.010192 | 0.006411 | -2.1931e-06 | 0.012839 | 0.0032783 | -3.2267e-07 | -1.1394e-05 | -1.2104e-05 | 0.0026854 | 0.00056426 | 0 | 0 | 0 | 0 | 0 | 0 | 0 | 0 | 0 | 0 | 0 | 0.25337 | 0 | 0 | 0 | 0 | 1.3485 | 0 | 0 | 0
4 | 93 | 16 | 77 | 1.6675 | 67.8896 | 0 | 2.1797 | 0.032077 | 0 | 76.4419 | 76.835 | 76.835 | 9.8071e-05 | 0.00021736 | 2.6432e-05 | 0 | 0 | 0.010416 | 0.0049226 | 1.4892e-05 | 0.0097601 | 0.0032156 | 2.1958e-06 | 7.7538e-05 | 7.649e-05 | 0.0026854 | 0.00056426 | 0 | 0 | 0 | 0 | 0 | 0 | 0 | 0 | 0 | 0 | 0 | 0.25318 | 0 | 0 | 0 | 0 | 1.4143 | 0 | 0 | 0
4 | 93 | 17 | 77 | 1.9305 | 67.8896 | 0 | 2.1797 | 0.018511 | 0 | 76.835 | 77.0619 | 77.0619 | 2.8993e-05 | 6.4258e-05 | 7.8142e-06 | 0 | 0 | 0.0043744 | 0.0024957 | 4.3921e-06 | 0.0052145 | 0.0015258 | 6.4916e-07 | 2.2923e-05 | 2.0697e-05 | 0.0039265 | 0.00082442 | 0 | 0 | 0 | 0 | 0 | 0 | 0 | 0 | 0 | 0 | 0 | 0.25307 | 0 | 0 | 0 | 0 | 1.6774 | 0 | 0 | 0
4 | 93 | 18 | 75.92 | 2.5192 | 67.8896 | 0 | 3.7114 | 0.0090017 | 0 | 77.0619 | 77.1722 | 77.1722 | -0.00020065 | -0.00044471 | -5.4079e-05 | 0 | 0 | 0.0023182 | 0.00094228 | -3.0468e-05 | 0.0012678 | 0.00039946 | -4.4926e-06 | -0.00015864 | -0.00015744 | 0.0042349 | 0.00088946 | 0 | 0 | 0 | 0 | 0 | 0 | 0 | 0 | 0 | 0 | 0 | 0.41423 | 0 | 0 | 0 | 0 | 2.105 | 0 | 0 | 0
4 | 93 | 19 | 74.84 | 2.4863 | 67.8896 | 0 | 3.7114 | -0.00015551 | 0 | 77.1722 | 77.1703 | 77.1703 | -0.00040981 | -0.00090828 | -0.00011045 | 0 | 0 | 0.00061425 | 0.00020991 | -6.1694e-05 | -0.0021845 | -0.0012906 | -9.1758e-06 | -0.00032401 | -0.00022633 | 0.0045452 | 0.0009545 | 0 | 0 | 0 | 0 | 0 | 0 | 0 | 0 | 0 | 0 | 0 | 0.41423 | 0 | 0 | 0 | 0 | 2.0721 | 0 | 0 | 0
4 | 93 | 20 | 73.94 | 2.3547 | 67.8896 | 0 | 3.7114 | 0.0030128 | 0 | 77.1703 | 77.2072 | 77.2072 | -0.00056763 | -0.0012581 | -0.00015299 | 0 | 0 | 0 | 0 | -8.4583e-05 | -0.00087084 | -0.00052826 | -1.2709e-05 | -0.00044879 | -0.0001905 | 0.0071272 | 0.0014959 | 0 | 0 | 0 | 0 | 0 | 0 | 0 | 0 | 0 | 0 | 0 | 0.41421 | 0 | 0 | 0 | 0 | 1.9405 | 0 | 0 | 0
4 | 93 | 21 | 72.86 | 2.2561 | 67.8896 | 0 | 3.7114 | 0.0014606 | 0 | 77.2072 | 77.2251 | 77.2251 | -0.0007639 | -0.001693 | -0.00020588 | 0 | 0 | 0 | 0 | -0.00011469 | -0.0011719 | -0.00071113 | -1.7104e-05 | -0.00060396 | -0.00038486 | 0.0071272 | 0.0014959 | 0 | 0 | 0 | 0 | 0 | 0 | 0 | 0 | 0 | 0 | 0 | 0.4142 | 0 | 0 | 0 | 0 | 1.8419 | 0 | 0 | 0
4 | 93 | 22 | 70.88 | 2.083 | 67.8896 | 0 | 3.0044 | -0.00092598 | 0 | 77.2251 | 77.2137 | 77.2137 | -0.001115 | -0.0024711 | -0.0003005 | 0 | 0 | 0 | 0 | -0.00016794 | -0.0017106 | -0.0010381 | -2.4964e-05 | -0.00088153 | -0.00065734 | 0.0074411 | 0.0015609 | 0 | 0 | 0 | 0 | 0 | 0 | 0 | 0 | 0 | 0 | 0 | 0.3398 | 0 | 0 | 0 | 0 | 1.7432 | 0 | 0 | 0
4 | 93 | 23 | 69.98 | 1.8199 | 67.8896 | 0 | 3.0044 | -0.0021808 | 0 | 77.2137 | 77.187 | 77.187 | -0.0012711 | -0.0028172 | -0.00034259 | 0 | 0 | 0 | 0 | -0.00019183 | -0.0019501 | -0.0011836 | -2.8461e-05 | -0.001005 | -0.00083189 | 0.0074411 | 0.0015609 | 0 | 0 | 0 | 0 | 0 | 0 | 0 | 0 | 0 | 0 | 0 | 0.33981 | 0 | 0 | 0 | 0 | 1.4801 | 0 | 0 | 0
4 | 93 | 24 | 68 | 1.2933 | 67.8896 | 0 | 0.50074 | -0.005441 | 0 | 77.187 | 77.1203 | 77.1203 | -0.0016144 | -0.0035779 | -0.0004351 | 0 | 0 | 0 | 0 | -0.00024319 | -0.0024767 | -0.0015031 | -3.6146e-05 | -0.0012764 | -0.00099341 | 0.0067153 | 0.0014098 | 0 | 0 | 0 | 0 | 0 | 0 | 0 | 0 | 0 | 0 | 0 | 0.076331 | 0 | 0 | 0 | 0 | 1.2169 | 0 | 0 | 0
4 | 94 | 1 | 66.92 | 0.99703 | 68.1078 | 0 | 0.49984 | -0.01133 | 0 | 77.1203 | 76.9815 | 76.9815 | -0.0017924 | -0.0039726 | -0.00048309 | 0 | 0 | 0 | 0 | -0.00026922 | -0.0027499 | -0.0016686 | -4.0132e-05 | -0.0014171 | -0.0010034 | 0.0020667 | 0.00043418 | 0 | 0 | 0 | 0 | 0 | 0 | 0 | 0 | 0 | 0 | 0 | 0.076104 | 0 | 0 | 0 | 0 | 0.92093 | 0 | 0 | 0
4 | 94 | 2 | 65.84 | 0.93132 | 68.1078 | 0 | 0.49984 | -0.011826 | 0 | 76.9815 | 76.8366 | 76.8366 | -0.0019578 | -0.0043391 | -0.00052766 | 0 | 0 | 0 | 0 | -0.00028677 | -0.0030036 | -0.0018206 | -4.3835e-05 | -0.0015479 | -0.00036587 | 0.0020667 | 0.00043418 | 0 | 0 | 0 | 0 | 0 | 0 | 0 | 0 | 0 | 0 | 0 | 0.076176 | 0 | 0 | 0 | 0 | 0.85515 | 0 | 0 | 0
4 | 94 | 3 | 64.94 | 0.89851 | 68.1078 | 0 | 0.49984 | -0.013024 | 0 | 76.8366 | 76.6769 | 76.6769 | -0.0020905 | -0.0046332 | -0.00056342 | 0 | 0 | 0 | 0 | -0.00030945 | -0.0032072 | -0.0019448 | -4.6806e-05 | -0.0016528 | -0.00064281 | 0.0020667 | 0.00043418 | 0 | 0 | 0 | 0 | 0 | 0 | 0 | 0 | 0 | 0 | 0 | 0.076254 | 0 | 0 | 0 | 0 | 0.82226 | 0 | 0 | 0
4 | 94 | 4 | 64.94 | 0.8657 | 68.1078 | 0 | 0.49984 | -0.012818 | 0 | 76.6769 | 76.5199 | 76.5199 | -0.0020624 | -0.004571 | -0.00055586 | 0 | 0 | 0 | 0 | -0.00030507 | -0.0031641 | -0.0019187 | -4.6178e-05 | -0.0016306 | -0.00063039 | 0.0020667 | 0.00043418 | 0 | 0 | 0 | 0 | 0 | 0 | 0 | 0 | 0 | 0 | 0 | 0.076332 | 0 | 0 | 0 | 0 | 0.78937 | 0 | 0 | 0
4 | 94 | 5 | 63.86 | 0.86578 | 68.1078 | 0 | 0.49984 | -0.014095 | 0 | 76.5199 | 76.3471 | 76.3471 | -0.0022246 | -0.0049305 | -0.00059957 | 0 | 0 | 0 | 0 | -0.00033019 | -0.0034129 | -0.0020699 | -4.9809e-05 | -0.0017588 | -0.0007857 | 0.0020667 | 0.00043418 | 0 | 0 | 0 | 0 | 0 | 0 | 0 | 0 | 0 | 0 | 0 | 0.076417 | 0 | 0 | 0 | 0 | 0.78937 | 0 | 0 | 0
4 | 94 | 6 | 62.96 | 0.97378 | 68.1078 | 0 | 0.58805 | -0.013476 | 0 | 76.3471 | 76.182 | 76.182 | -0.0023524 | -0.0052137 | -0.00063401 | 0 | 0 | 0 | 0 | -0.0003472 | -0.003609 | -0.0021882 | -5.2671e-05 | -0.0018599 | -0.00067164 | 0.0034529 | 0.00072422 | 0 | 0 | 0 | 0 | 0 | 0 | 0 | 0 | 0 | 0 | 0 | 0.085746 | 0 | 0 | 0 | 0 | 0.88804 | 0 | 0 | 0
4 | 94 | 7 | 61.88 | 1.6377 | 68.1078 | 0 | 4.4104 | -0.012893 | 0 | 76.182 | 76.024 | 76.024 | -0.0025132 | -0.00557 | -0.00067734 | 0 | 0 | 0.00031993 | 0.00012392 | -0.0003693 | -0.0036185 | -0.0022667 | -5.627e-05 | -0.001987 | -0.00061662 | 0.0043383 | 0.00091055 | 0 | 0 | 0 | 0 | 0 | 0 | 0 | 0 | 0 | 0 | 0 | 0.48658 | 0 | 0 | 0 | 0 | 1.1512 | 0 | 0 | 0
4 | 94 | 8 | 54.86 | 1.8352 | 68.1078 | 0 | 4.4104 | -0.016846 | 0 | 76.024 | 75.8175 | 75.8175 | -0.003719 | -0.0082425 | -0.0010023 | 0 | 0 | 0.0011883 | 0.00046027 | -0.00056263 | -0.0046511 | -0.0031004 | -8.3268e-05 | -0.0029403 | -0.0028697 | 0.0086767 | 0.0018211 | 0 | 0 | 0 | 0 | 0 | 0 | 0 | 0 | 0 | 0 | 0 | 0.48668 | 0 | 0 | 0 | 0 | 1.3485 | 0 | 0 | 0
4 | 94 | 9 | 54.86 | 1.8065 | 68.1078 | 0 | 3.8223 | -0.015423 | 0 | 75.8175 | 75.6285 | 75.6285 | -0.0036827 | -0.0081621 | -0.00099255 | 0 | 0 | 0.0026508 | 0.0010268 | -0.00054936 | -0.0032721 | -0.0025965 | -8.2456e-05 | -0.0029117 | -0.0019137 | 0.0050623 | 0.0010617 | 0 | 0 | 0 | 0 | 0 | 0 | 0 | 0 | 0 | 0 | 0 | 0.42512 | 0 | 0 | 0 | 0 | 1.3814 | 0 | 0 | 0
4 | 94 | 10 | 54.86 | 1.8395 | 68.1078 | 0 | 3.8223 | -0.014191 | 0 | 75.6285 | 75.4546 | 75.4546 | -0.0036495 | -0.0080884 | -0.0009836 | 0 | 0 | 0.0040677 | 0.0015756 | -0.00054984 | -0.0019567 | -0.0021238 | -8.1712e-05 | -0.0028854 | -0.0026128 | 0.0030973 | 0.00065039 | 0 | 0 | 0 | 0 | 0 | 0 | 0 | 0 | 0 | 0 | 0 | 0.4252 | 0 | 0 | 0 | 0 | 1.4143 | 0 | 0 | 0
4 | 94 | 11 | 54.86 | 1.8724 | 68.1078 | 0 | 3.8223 | -0.011276 | 0 | 75.4546 | 75.3164 | 75.3164 | -0.0036189 | -0.0080207 | -0.00097536 | 0 | 0 | 0.0051646 | 0.0020004 | -0.00054639 | -0.00091739 | -0.0017411 | -8.1028e-05 | -0.0028612 | -0.0027757 | 0.0030973 | 0.00065039 | 0 | 0 | 0 | 0 | 0 | 0 | 0 | 0 | 0 | 0 | 0 | 0.42527 | 0 | 0 | 0 | 0 | 1.4472 | 0 | 0 | 0
4 | 94 | 12 | 53.96 | 1.7554 | 68.1078 | 0 | 2.705 | -0.0094955 | 0 | 75.3164 | 75.2 | 75.2 | -0.0037528 | -0.0083174 | -0.0010114 | 0 | 0 | 0.0058501 | 0.002266 | -0.00056675 | -0.00049928 | -0.0016428 | -8.4025e-05 | -0.0029671 | -0.0029016 | 0.0041315 | 0.0008666 | 0 | 0 | 0 | 0 | 0 | 0 | 0 | 0 | 0 | 0 | 0 | 0.30818 | 0 | 0 | 0 | 0 | 1.4472 | 0 | 0 | 0
4 | 94 | 13 | 55.94 | 1.7225 | 68.1078 | 0 | 2.705 | -0.0072602 | 0 | 75.2 | 75.1111 | 75.1111 | -0.0033844 | -0.007501 | -0.00091216 | 0 | 0 | 0.0060787 | 0.0023545 | -0.00051177 | 0.00024934 | -0.0012355 | -7.5777e-05 | -0.0026758 | -0.0027436 | 0.0030973 | 0.00065039 | 0 | 0 | 0 | 0 | 0 | 0 | 0 | 0 | 0 | 0 | 0 | 0.30823 | 0 | 0 | 0 | 0 | 1.4143 | 0 | 0 | 0
4 | 94 | 14 | 59 | 1.6342 | 68.1078 | 0 | 2.1758 | -0.0038059 | 0 | 75.1111 | 75.0644 | 75.0644 | -0.0028311 | -0.0062746 | -0.00076302 | 0 | 0 | 0.0058501 | 0.002266 | -0.00042602 | 0.00082906 | -0.00082377 | -6.3388e-05 | -0.0022383 | -0.0019147 | 0.0025838 | 0.00054141 | 0 | 0 | 0 | 0 | 0 | 0 | 0 | 0 | 0 | 0 | 0 | 0.25276 | 0 | 0 | 0 | 0 | 1.3814 | 0 | 0 | 0
4 | 94 | 15 | 59.9 | 1.6013 | 68.1078 | 0 | 2.1758 | -0.0041218 | 0 | 75.0644 | 75.0139 | 75.0139 | -0.0026647 | -0.0059059 | -0.00071819 | 0 | 0 | 0.0051646 | 0.0020004 | -0.00040009 | 0.00041636 | -0.00091968 | -5.9663e-05 | -0.0021068 | -0.0016135 | 0.0026854 | 0.00056426 | 0 | 0 | 0 | 0 | 0 | 0 | 0 | 0 | 0 | 0 | 0 | 0.25279 | 0 | 0 | 0 | 0 | 1.3485 | 0 | 0 | 0
4 | 94 | 16 | 61.88 | 1.6671 | 68.1078 | 0 | 2.1758 | -0.0047307 | 0 | 75.0139 | 74.9559 | 74.9559 | -0.0023079 | -0.0051151 | -0.00062202 | 0 | 0 | 0.0040677 | 0.0015756 | -0.0003489 | -6.5268e-05 | -0.00096622 | -5.1674e-05 | -0.0018247 | -0.0017575 | 0.0026854 | 0.00056426 | 0 | 0 | 0 | 0 | 0 | 0 | 0 | 0 | 0 | 0 | 0 | 0.25281 | 0 | 0 | 0 | 0 | 1.4143 | 0 | 0 | 0
4 | 94 | 17 | 59.9 | 1.9303 | 68.1078 | 0 | 2.1758 | -0.0092797 | 0 | 74.9559 | 74.8422 | 74.8422 | -0.0026457 | -0.0058636 | -0.00071305 | 0 | 0 | 0.0026737 | 0.0010356 | -0.0003967 | -0.0019081 | -0.0017703 | -5.9236e-05 | -0.0020917 | -0.001467 | 0.0039265 | 0.00082442 | 0 | 0 | 0 | 0 | 0 | 0 | 0 | 0 | 0 | 0 | 0 | 0.25287 | 0 | 0 | 0 | 0 | 1.6774 | 0 | 0 | 0
4 | 94 | 18 | 59.9 | 2.5182 | 68.1078 | 0 | 3.7047 | -0.012237 | 0 | 74.8422 | 74.6922 | 74.6922 | -0.0026257 | -0.0058193 | -0.00070766 | 0 | 0 | 0.0014397 | 0.00055764 | -0.00039435 | -0.0030318 | -0.0021706 | -5.8789e-05 | -0.0020759 | -0.0015846 | 0.0042349 | 0.00088946 | 0 | 0 | 0 | 0 | 0 | 0 | 0 | 0 | 0 | 0 | 0 | 0.41324 | 0 | 0 | 0 | 0 | 2.105 | 0 | 0 | 0
4 | 94 | 19 | 59 | 2.4854 | 68.1078 | 0 | 3.7047 | -0.016545 | 0 | 74.6922 | 74.4895 | 74.4895 | -0.0027575 | -0.0061115 | -0.00074318 | 0 | 0 | 0.0004799 | 0.00018588 | -0.00041334 | -0.0048782 | -0.0030654 | -6.174e-05 | -0.0021801 | -0.0015455 | 0.0045452 | 0.0009545 | 0 | 0 | 0 | 0 | 0 | 0 | 0 | 0 | 0 | 0 | 0 | 0.41334 | 0 | 0 | 0 | 0 | 2.0721 | 0 | 0 | 0
4 | 94 | 20 | 55.94 | 2.354 | 68.1078 | 0 | 3.7047 | -0.018039 | 0 | 74.4895 | 74.2684 | 74.2684 | -0.0032595 | -0.0072242 | -0.0008785 | 0 | 0 | 0 | 0 | -0.00049353 | -0.0050007 | -0.0030354 | -7.2982e-05 | -0.0025771 | -0.0026241 | 0.0071272 | 0.0014959 | 0 | 0 | 0 | 0 | 0 | 0 | 0 | 0 | 0 | 0 | 0 | 0.41345 | 0 | 0 | 0 | 0 | 1.9405 | 0 | 0 | 0
4 | 94 | 21 | 53.96 | 2.2554 | 68.1078 | 0 | 3.7047 | -0.018741 | 0 | 74.2684 | 74.0387 | 74.0387 | -0.0035686 | -0.0079093 | -0.00096181 | 0 | 0 | 0 | 0 | -0.00052637 | -0.0054749 | -0.0033195 | -7.9902e-05 | -0.0028215 | -0.0012062 | 0.0071272 | 0.0014959 | 0 | 0 | 0 | 0 | 0 | 0 | 0 | 0 | 0 | 0 | 0 | 0.41356 | 0 | 0 | 0 | 0 | 1.8419 | 0 | 0 | 0
4 | 94 | 22 | 53.96 | 2.0829 | 68.1078 | 0 | 2.9991 | -0.018753 | 0 | 74.0387 | 73.8089 | 73.8089 | -0.0035283 | -0.0078198 | -0.00095093 | 0 | 0 | 0 | 0 | -0.00052643 | -0.005413 | -0.0032836 | -7.8998e-05 | -0.0027896 | -0.0018035 | 0.0074411 | 0.0015609 | 0 | 0 | 0 | 0 | 0 | 0 | 0 | 0 | 0 | 0 | 0 | 0.33969 | 0 | 0 | 0 | 0 | 1.7432 | 0 | 0 | 0
4 | 94 | 23 | 52.88 | 1.8199 | 68.1078 | 0 | 2.9991 | -0.020822 | 0 | 73.8089 | 73.5537 | 73.5537 | -0.0036777 | -0.0081509 | -0.00099119 | 0 | 0 | 0 | 0 | -0.00055547 | -0.0056422 | -0.0034245 | -8.2343e-05 | -0.0029077 | -0.0028308 | 0.0074411 | 0.0015609 | 0 | 0 | 0 | 0 | 0 | 0 | 0 | 0 | 0 | 0 | 0 | 0.33981 | 0 | 0 | 0 | 0 | 1.4801 | 0 | 0 | 0
4 | 94 | 24 | 50 | 1.2949 | 68.1078 | 0 | 0.49984 | -0.024964 | 0 | 73.5537 | 73.2478 | 73.2478 | -0.0041389 | -0.0091732 | -0.0011155 | 0 | 0 | 0 | 0 | -0.00062415 | -0.0063498 | -0.0038537 | -9.267e-05 | -0.0032723 | -0.0030593 | 0.0067153 | 0.0014098 | 0 | 0 | 0 | 0 | 0 | 0 | 0 | 0 | 0 | 0 | 0 | 0.077943 | 0 | 0 | 0 | 0 | 1.2169 | 0 | 0 | 0
4 | 95 | 1 | 46.94 | 0.99877 | 68.3276 | 0 | 0.49893 | -0.033422 | 0 | 73.2478 | 72.8382 | 72.8382 | -0.0046228 | -0.010246 | -0.0012459 | 0 | 0 | 0 | 0 | -0.00069728 | -0.0070922 | -0.0043044 | -0.00010351 | -0.003655 | -0.0035215 | 0.0020667 | 0.00043418 | 0 | 0 | 0 | 0 | 0 | 0 | 0 | 0 | 0 | 0 | 0 | 0.077847 | 0 | 0 | 0 | 0 | 0.92093 | 0 | 0 | 0
4 | 95 | 2 | 45.86 | 0.9332 | 68.3276 | 0 | 0.49893 | -0.03385 | 0 | 72.8382 | 72.4234 | 72.4234 | -0.0047407 | -0.010507 | -0.0012777 | 0 | 0 | 0 | 0 | -0.00071119 | -0.007273 | -0.004413 | -0.00010614 | -0.0037481 | -0.0031397 | 0.0020667 | 0.00043418 | 0 | 0 | 0 | 0 | 0 | 0 | 0 | 0 | 0 | 0 | 0 | 0.078051 | 0 | 0 | 0 | 0 | 0.85515 | 0 | 0 | 0
4 | 95 | 3 | 44.96 | 0.90051 | 68.3276 | 0 | 0.49893 | -0.034099 | 0 | 72.4234 | 72.0055 | 72.0055 | -0.0048259 | -0.010696 | -0.0013007 | 0 | 0 | 0 | 0 | -0.00072068 | -0.0074038 | -0.0044914 | -0.00010805 | -0.0038155 | -0.002804 | 0.0020667 | 0.00043418 | 0 | 0 | 0 | 0 | 0 | 0 | 0 | 0 | 0 | 0 | 0 | 0.078257 | 0 | 0 | 0 | 0 | 0.82226 | 0 | 0 | 0
4 | 95 | 4 | 43.88 | 0.86783 | 68.3276 | 0 | 0.49893 | -0.034631 | 0 | 72.0055 | 71.5811 | 71.5811 | -0.0049423 | -0.010954 | -0.001332 | 0 | 0 | 0 | 0 | -0.00073479 | -0.0075823 | -0.0045988 | -0.00011066 | -0.0039075 | -0.0025356 | 0.0020667 | 0.00043418 | 0 | 0 | 0 | 0 | 0 | 0 | 0 | 0 | 0 | 0 | 0 | 0.078466 | 0 | 0 | 0 | 0 | 0.78937 | 0 | 0 | 0
4 | 95 | 5 | 43.88 | 0.86804 | 68.3276 | 0 | 0.49893 | -0.034057 | 0 | 71.5811 | 71.1637 | 71.1637 | -0.0048677 | -0.010788 | -0.0013119 | 0 | 0 | 0 | 0 | -0.00072329 | -0.0074679 | -0.0045293 | -0.00010899 | -0.0038485 | -0.0024772 | 0.0020667 | 0.00043418 | 0 | 0 | 0 | 0 | 0 | 0 | 0 | 0 | 0 | 0 | 0 | 0.078672 | 0 | 0 | 0 | 0 | 0.78937 | 0 | 0 | 0
4 | 95 | 6 | 43.88 | 0.9761 | 68.3276 | 0 | 0.58698 | -0.033389 | 0 | 71.1637 | 70.7545 | 70.7545 | -0.0047943 | -0.010626 | -0.0012922 | 0 | 0 | 0 | 0 | -0.00072263 | -0.0073553 | -0.0044639 | -0.00010735 | -0.0037906 | -0.0036902 | 0.0034529 | 0.00072422 | 0 | 0 | 0 | 0 | 0 | 0 | 0 | 0 | 0 | 0 | 0 | 0.088068 | 0 | 0 | 0 | 0 | 0.88804 | 0 | 0 | 0
4 | 95 | 7 | 43.88 | 1.6379 | 68.3276 | 0 | 4.4024 | -0.031643 | 0 | 70.7545 | 70.3667 | 70.3667 | -0.0047224 | -0.010466 | -0.0012728 | 0 | 0 | 0.00029708 | 0.00011507 | -0.00071323 | -0.0071254 | -0.0043945 | -0.00010574 | -0.0037337 | -0.0038592 | 0.0043383 | 0.00091055 | 0 | 0 | 0 | 0 | 0 | 0 | 0 | 0 | 0 | 0 | 0 | 0.4867 | 0 | 0 | 0 | 0 | 1.1512 | 0 | 0 | 0
4 | 95 | 8 | 43.88 | 1.8353 | 68.3276 | 0 | 4.4024 | -0.022612 | 0 | 70.3667 | 70.0896 | 70.0896 | -0.0046543 | -0.010315 | -0.0012544 | 0 | 0 | 0.0015539 | 0.0006019 | -0.00069792 | -0.0057934 | -0.0038823 | -0.00010421 | -0.0036798 | -0.0030626 | 0.0086767 | 0.0018211 | 0 | 0 | 0 | 0 | 0 | 0 | 0 | 0 | 0 | 0 | 0 | 0.48683 | 0 | 0 | 0 | 0 | 1.3485 | 0 | 0 | 0
4 | 95 | 9 | 42.98 | 1.8071 | 68.3276 | 0 | 3.8154 | -0.023737 | 0 | 70.0896 | 69.7987 | 69.7987 | -0.0047637 | -0.010558 | -0.0012839 | 0 | 0 | 0.003085 | 0.0011949 | -0.00071968 | -0.0045124 | -0.0034666 | -0.00010666 | -0.0037664 | -0.0039017 | 0.0050623 | 0.0010617 | 0 | 0 | 0 | 0 | 0 | 0 | 0 | 0 | 0 | 0 | 0 | 0.42567 | 0 | 0 | 0 | 0 | 1.3814 | 0 | 0 | 0
4 | 95 | 10 | 41 | 1.8401 | 68.3276 | 0 | 3.8154 | -0.025023 | 0 | 69.7987 | 69.4921 | 69.4921 | -0.0050606 | -0.011216 | -0.0013639 | 0 | 0 | 0.0044333 | 0.0017172 | -0.00076634 | -0.0038772 | -0.0033978 | -0.00011331 | -0.004001 | -0.0044751 | 0.0030973 | 0.00065039 | 0 | 0 | 0 | 0 | 0 | 0 | 0 | 0 | 0 | 0 | 0 | 0.42582 | 0 | 0 | 0 | 0 | 1.4143 | 0 | 0 | 0
4 | 95 | 11 | 41 | 1.8731 | 68.3276 | 0 | 3.8154 | -0.022192 | 0 | 69.4921 | 69.2201 | 69.2201 | -0.0050067 | -0.011096 | -0.0013494 | 0 | 0 | 0.0054617 | 0.0021155 | -0.00075934 | -0.0028733 | -0.0030261 | -0.0001121 | -0.0039584 | -0.0046846 | 0.0030973 | 0.00065039 | 0 | 0 | 0 | 0 | 0 | 0 | 0 | 0 | 0 | 0 | 0 | 0.42595 | 0 | 0 | 0 | 0 | 1.4472 | 0 | 0 | 0
4 | 95 | 12 | 39.92 | 1.7568 | 68.3276 | 0 | 2.7001 | -0.021223 | 0 | 69.2201 | 68.96 | 68.96 | -0.0051487 | -0.011411 | -0.0013877 | 0 | 0 | 0.0060787 | 0.0023545 | -0.00078417 | -0.0025029 | -0.0029474 | -0.00011528 | -0.0040707 | -0.00542 | 0.0041315 | 0.0008666 | 0 | 0 | 0 | 0 | 0 | 0 | 0 | 0 | 0 | 0 | 0 | 0.30962 | 0 | 0 | 0 | 0 | 1.4472 | 0 | 0 | 0
4 | 95 | 13 | 39.92 | 1.724 | 68.3276 | 0 | 2.7001 | -0.020699 | 0 | 68.96 | 68.7063 | 68.7063 | -0.005103 | -0.01131 | -0.0013753 | 0 | 0 | 0.0063072 | 0.002443 | -0.00077393 | -0.0022171 | -0.0028237 | -0.00011426 | -0.0040346 | -0.0047952 | 0.0030973 | 0.00065039 | 0 | 0 | 0 | 0 | 0 | 0 | 0 | 0 | 0 | 0 | 0 | 0.30974 | 0 | 0 | 0 | 0 | 1.4143 | 0 | 0 | 0
4 | 95 | 14 | 39.92 | 1.6361 | 68.3276 | 0 | 2.1718 | -0.021008 | 0 | 68.7063 | 68.4489 | 68.4489 | -0.0050584 | -0.011211 | -0.0013633 | 0 | 0 | 0.0060787 | 0.0023545 | -0.00076718 | -0.00208 | -0.0026882 | -0.00011326 | -0.0039993 | -0.0047439 | 0.0025838 | 0.00054141 | 0 | 0 | 0 | 0 | 0 | 0 | 0 | 0 | 0 | 0 | 0 | 0.2547 | 0 | 0 | 0 | 0 | 1.3814 | 0 | 0 | 0
4 | 95 | 15 | 38.84 | 1.6033 | 68.3276 | 0 | 2.1718 | -0.0219 | 0 | 68.4489 | 68.1805 | 68.1805 | -0.0052029 | -0.011531 | -0.0014023 | 0 | 0 | 0.0054617 | 0.0021155 | -0.00077705 | -0.0028719 | -0.003022 | -0.00011649 | -0.0041136 | -0.0031252 | 0.0026854 | 0.00056426 | 0 | 0 | 0 | 0 | 0 | 0 | 0 | 0 | 0 | 0 | 0 | 0.25483 | 0 | 0 | 0 | 0 | 1.3485 | 0 | 0 | 0
4 | 95 | 16 | 37.94 | 2.4877 | 68.3276 | 0 | 2.1718 | -0.025119 | -0.010392 | 68.1805 | 67.8726 | 68 | -0.0053139 | -0.011777 | -0.0014322 | 0 | 0 | 0.0044333 | 0.0017172 | -0.00079013 | -0.0040102 | -0.0034761 | -0.00011898 | -0.0042013 | -0.0028344 | 0.0026854 | 0.00056426 | 0 | 0.81853 | 0 | 0 | 0 | 0 | 0 | 0 | 0 | 0 | 0 | 0.25492 | 0 | 0 | 0 | 0 | 1.4143 | 0 | 0 | 0
4 | 95 | 17 | 38.66 | 4.0178 | 68.3276 | 0 | 2.1718 | -0.026478 | -0.026478 | 68 | 67.6755 | 68 | -0.0051557 | -0.011427 | -0.0013895 | 0 | 0 | 0.0031079 | 0.0012038 | -0.00076699 | -0.0051278 | -0.0038454 | -0.00011544 | -0.0040762 | -0.0028126 | 0.0039265 | 0.00082442 | 0 | 2.0855 | 0 | 0 | 0 | 0 | 0 | 0 | 0 | 0 | 0 | 0.25492 | 0 | 0 | 0 | 0 | 1.6774 | 0 | 0 | 0
4 | 95 | 18 | 39.2 | 4.8843 | 68.3276 | 0 | 3.698 | -0.030028 | -0.030028 | 68 | 67.632 | 68 | -0.0050608 | -0.011216 | -0.001364 | 0 | 0 | 0.0015768 | 0.00061075 | -0.00075613 | -0.0065227 | -0.0043319 | -0.00011331 | -0.0040012 | -0.0030842 | 0.0042349 | 0.00088946 | 0 | 2.3651 | 0 | 0 | 0 | 0 | 0 | 0 | 0 | 0 | 0 | 0.41429 | 0 | 0 | 0 | 0 | 2.105 | 0 | 0 | 0
4 | 95 | 19 | 39.38 | 5.0659 | 68.3276 | 0 | 3.698 | -0.032752 | -0.032752 | 68 | 67.5986 | 68 | -0.0050292 | -0.011146 | -0.0013554 | 0 | 0 | 0.00029708 | 0.00011507 | -0.00074158 | -0.0081732 | -0.0050241 | -0.0001126 | -0.0039762 | -0.0021504 | 0.0045452 | 0.0009545 | 0 | 2.5796 | 0 | 0 | 0 | 0 | 0 | 0 | 0 | 0 | 0 | 0.41429 | 0 | 0 | 0 | 0 | 2.0721 | 0 | 0 | 0
4 | 95 | 20 | 36.68 | 5.0065 | 68.3276 | 0 | 3.698 | -0.033668 | -0.033668 | 68 | 67.5874 | 68 | -0.0055036 | -0.012198 | -0.0014833 | 0 | 0 | 0 | 0 | -0.00081693 | -0.0084435 | -0.0051205 | -0.00012323 | -0.0043513 | -0.0027545 | 0.0071272 | 0.0014959 | 0 | 2.6517 | 0 | 0 | 0 | 0 | 0 | 0 | 0 | 0 | 0 | 0.41429 | 0 | 0 | 0 | 0 | 1.9405 | 0 | 0 | 0
4 | 95 | 21 | 36.14 | 4.9205 | 68.3276 | 0 | 3.698 | -0.033828 | -0.033828 | 68 | 67.5854 | 68 | -0.0055985 | -0.012408 | -0.0015089 | 0 | 0 | 0 | 0 | -0.00082153 | -0.008589 | -0.0052064 | -0.00012535 | -0.0044263 | -0.0022715 | 0.0071272 | 0.0014959 | 0 | 2.6644 | 0 | 0 | 0 | 0 | 0 | 0 | 0 | 0 | 0 | 0.41429 | 0 | 0 | 0 | 0 | 1.8419 | 0 | 0 | 0
4 | 95 | 22 | 37.4 | 4.6028 | 68.3276 | 0 | 2.9936 | -0.031981 | -0.031981 | 68 | 67.6081 | 68 | -0.0053771 | -0.011917 | -0.0014492 | 0 | 0 | 0 | 0 | -0.00079051 | -0.0082494 | -0.0050009 | -0.00012039 | -0.0042513 | -0.0022662 | 0.0074411 | 0.0015609 | 0 | 2.5189 | 0 | 0 | 0 | 0 | 0 | 0 | 0 | 0 | 0 | 0.34073 | 0 | 0 | 0 | 0 | 1.7432 | 0 | 0 | 0
4 | 95 | 23 | 37.94 | 1.821 | 68.3276 | 0 | 2.9936 | -0.031989 | 0 | 68 | 67.608 | 67.608 | -0.0052822 | -0.011707 | -0.0014236 | 0 | 0 | 0 | 0 | -0.0007861 | -0.0081038 | -0.0049153 | -0.00011827 | -0.0041763 | -0.0029175 | 0.0074411 | 0.0015609 | 0 | 0 | 0 | 0 | 0 | 0 | 0 | 0 | 0 | 0 | 0 | 0.34093 | 0 | 0 | 0 | 0 | 1.4801 | 0 | 0 | 0
4 | 95 | 24 | 37.76 | 1.2976 | 68.3276 | 0 | 0.49893 | -0.032115 | 0 | 67.608 | 67.2144 | 67.2144 | -0.0052449 | -0.011625 | -0.0014136 | 0 | 0 | 0 | 0 | -0.00077741 | -0.0080466 | -0.0048798 | -0.00011743 | -0.0041468 | -0.0025795 | 0.0067153 | 0.0014098 | 0 | 0 | 0 | 0 | 0 | 0 | 0 | 0 | 0 | 0 | 0 | 0.080616 | 0 | 0 | 0 | 0 | 1.2169 | 0 | 0 | 0
4 | 96 | 1 | 37.76 | 1.0015 | 68.5489 | 0 | 0.49801 | -0.036694 | 0 | 67.2144 | 66.7647 | 66.7647 | -0.0051758 | -0.011471 | -0.001395 | 0 | 0 | 0 | 0 | -0.0007718 | -0.0079405 | -0.0048167 | -0.00011589 | -0.0040921 | -0.0029813 | 0.0020667 | 0.00043418 | 0 | 0 | 0 | 0 | 0 | 0 | 0 | 0 | 0 | 0 | 0 | 0.080538 | 0 | 0 | 0 | 0 | 0.92093 | 0 | 0 | 0
4 | 96 | 2 | 38.84 | 0.93589 | 68.5489 | 0 | 0.49801 | -0.034358 | 0 | 66.7647 | 66.3436 | 66.3436 | -0.004907 | -0.010875 | -0.0013225 | 0 | 0 | 0 | 0 | -0.00072865 | -0.0075281 | -0.0045657 | -0.00010987 | -0.0038796 | -0.0025079 | 0.0020667 | 0.00043418 | 0 | 0 | 0 | 0 | 0 | 0 | 0 | 0 | 0 | 0 | 0 | 0.080746 | 0 | 0 | 0 | 0 | 0.85515 | 0 | 0 | 0
4 | 96 | 3 | 39.56 | 1.2626 | 68.5489 | 0 | 0.49801 | -0.032604 | -0.004564 | 66.3436 | 65.9441 | 66 | -0.0047065 | -0.010431 | -0.0012685 | 0 | 0 | 0 | 0 | -0.00069659 | -0.0072205 | -0.0043785 | -0.00010538 | -0.0037211 | -0.0021427 | 0.0020667 | 0.00043418 | 0 | 0.35946 | 0 | 0 | 0 | 0 | 0 | 0 | 0 | 0 | 0 | 0.080915 | 0 | 0 | 0 | 0 | 0.82226 | 0 | 0 | 0
4 | 96 | 4 | 40.28 | 3.3238 | 68.5489 | 0 | 0.49801 | -0.031151 | -0.031151 | 66 | 65.6182 | 66 | -0.0045196 | -0.010017 | -0.0012181 | 0 | 0 | 0 | 0 | -0.00066854 | -0.0069338 | -0.0042045 | -0.00010119 | -0.0035733 | -0.001982 | 0.0020667 | 0.00043418 | 0 | 2.4535 | 0 | 0 | 0 | 0 | 0 | 0 | 0 | 0 | 0 | 0.080915 | 0 | 0 | 0 | 0 | 0.78937 | 0 | 0 | 0
4 | 96 | 5 | 41.9 | 3.1966 | 68.5489 | 0 | 0.49801 | -0.029536 | -0.029536 | 66 | 65.638 | 66 | -0.0042349 | -0.0093859 | -0.0011414 | 0 | 0 | 0 | 0 | -0.00063159 | -0.0064971 | -0.0039411 | -9.482e-05 | -0.0033482 | -0.0023277 | 0.0020667 | 0.00043418 | 0 | 2.3263 | 0 | 0 | 0 | 0 | 0 | 0 | 0 | 0 | 0 | 0.080915 | 0 | 0 | 0 | 0 | 0.78937 | 0 | 0 | 0
4 | 96 | 6 | 41.54 | 16.1067 | 68.5489 | 0 | 0.58589 | -0.028898 | -0.19209 | 66 | 65.6459 | 68 | -0.0042981 | -0.0095261 | -0.0011584 | 0 | 0 | 0 | 0 | -0.00064369 | -0.0065941 | -0.0040008 | -9.6236e-05 | -0.0033983 | -0.0026348 | 0.0034529 | 0.00072422 | 0 | 15.1296 | 0 | 0 | 0 | 0 | 0 | 0 | 0 | 0 | 0 | 0.089071 | 0 | 0 | 0 | 0 | 0.88804 | 0 | 0 | 0
4 | 96 | 7 | 42.08 | 4.1081 | 68.5489 | 0 | 4.3942 | -0.031383 | -0.031383 | 68 | 67.6154 | 68 | -0.0045547 | -0.010095 | -0.0012276 | 0 | 0 | 0.0009507 | 0.00035839 | -0.00068372 | -0.0086602 | -0.0050055 | -0.00010198 | -0.0036011 | -0.003101 | 0.0043383 | 0.00091055 | 0 | 2.4718 | 0 | 0 | 0 | 0 | 0 | 0 | 0 | 0 | 0 | 0.4852 | 0 | 0 | 0 | 0 | 1.1512 | 0 | 0 | 0
4 | 96 | 8 | 44.24 | 2.9878 | 68.5489 | 0 | 4.3942 | -0.014653 | -0.014653 | 68 | 67.8204 | 68 | -0.0041751 | -0.0092535 | -0.0011253 | 0 | 0 | 0.0042656 | 0.0020535 | -0.0006284 | -0.0047366 | -0.0032841 | -9.3482e-05 | -0.003301 | -0.003051 | 0.0086767 | 0.0018211 | 0 | 1.1541 | 0 | 0 | 0 | 0 | 0 | 0 | 0 | 0 | 0 | 0.4852 | 0 | 0 | 0 | 0 | 1.3485 | 0 | 0 | 0
4 | 96 | 9 | 46.94 | 1.9676 | 68.5489 | 0 | 3.8083 | -0.0020558 | -0.0020558 | 68 | 67.9748 | 68 | -0.0037007 | -0.008202 | -0.0009974 | 0 | 0 | 0.0073409 | 0.0049616 | -0.00055832 | 0.0013984 | -0.0014995 | -8.2859e-05 | -0.0029259 | -0.0028524 | 0.0050623 | 0.0010617 | 0 | 0.16192 | 0 | 0 | 0 | 0 | 0 | 0 | 0 | 0 | 0 | 0.42426 | 0 | 0 | 0 | 0 | 1.3814 | 0 | 0 | 0
4 | 96 | 10 | 50.9 | 1.8385 | 68.5489 | 0 | 3.8083 | 0.010651 | 0 | 68 | 68.1305 | 68.1305 | -0.0030048 | -0.0066597 | -0.00080986 | 0 | 0 | 0.0094916 | 0.0070312 | -0.00045331 | 0.0066023 | -0.00063237 | -6.7279e-05 | -0.0023757 | -0.0022187 | 0.0030973 | 0.00065039 | 0 | 0 | 0 | 0 | 0 | 0 | 0 | 0 | 0 | 0 | 0 | 0.42419 | 0 | 0 | 0 | 0 | 1.4143 | 0 | 0 | 0
4 | 96 | 11 | 51.98 | 1.8713 | 68.5489 | 0 | 3.8083 | 0.017731 | 0 | 68.1305 | 68.3478 | 68.3478 | -0.002838 | -0.0062899 | -0.00076489 | 0 | 0 | 0.010686 | 0.0084718 | -0.00042728 | 0.010035 | -0.00066147 | -6.3543e-05 | -0.0022438 | -0.0019204 | 0.0030973 | 0.00065039 | 0 | 0 | 0 | 0 | 0 | 0 | 0 | 0 | 0 | 0 | 0 | 0.42409 | 0 | 0 | 0 | 0 | 1.4472 | 0 | 0 | 0
4 | 96 | 12 | 54.86 | 1.7553 | 68.5489 | 0 | 2.6951 | 0.025333 | 0 | 68.3478 | 68.6583 | 68.6583 | -0.0023701 | -0.0052529 | -0.00063878 | 0 | 0 | 0.010975 | 0.0092688 | -0.00035481 | 0.01267 | -0.00075633 | -5.3067e-05 | -0.0018739 | -0.0012791 | 0.0041315 | 0.0008666 | 0 | 0 | 0 | 0 | 0 | 0 | 0 | 0 | 0 | 0 | 0 | 0.30814 | 0 | 0 | 0 | 0 | 1.4472 | 0 | 0 | 0
4 | 96 | 13 | 56.84 | 1.7223 | 68.5489 | 0 | 2.6951 | 0.026951 | 0 | 68.6583 | 68.9886 | 68.9886 | -0.0020767 | -0.0046027 | -0.00055971 | 0 | 0 | 0.010805 | 0.0093237 | -0.00031006 | 0.013728 | -0.00042959 | -4.6498e-05 | -0.0016419 | -0.00098592 | 0.0030973 | 0.00065039 | 0 | 0 | 0 | 0 | 0 | 0 | 0 | 0 | 0 | 0 | 0 | 0.30798 | 0 | 0 | 0 | 0 | 1.4143 | 0 | 0 | 0
4 | 96 | 14 | 57.92 | 1.6344 | 68.5489 | 0 | 2.1678 | 0.025705 | 0 | 68.9886 | 69.3036 | 69.3036 | -0.001945 | -0.0043107 | -0.00052421 | 0 | 0 | 0.010092 | 0.0086661 | -0.00029193 | 0.013238 | 0.00034144 | -4.3548e-05 | -0.0015378 | -0.0011046 | 0.0025838 | 0.00054141 | 0 | 0 | 0 | 0 | 0 | 0 | 0 | 0 | 0 | 0 | 0 | 0.25298 | 0 | 0 | 0 | 0 | 1.3814 | 0 | 0 | 0
4 | 96 | 15 | 59.9 | 1.6013 | 68.5489 | 0 | 2.1678 | 0.023123 | 0 | 69.3036 | 69.587 | 69.587 | -0.0016524 | -0.0036623 | -0.00044535 | 0 | 0 | 0.0086211 | 0.0073573 | -0.00024979 | 0.011592 | 0.00086352 | -3.6998e-05 | -0.0013065 | -0.0012076 | 0.0026854 | 0.00056426 | 0 | 0 | 0 | 0 | 0 | 0 | 0 | 0 | 0 | 0 | 0 | 0.25284 | 0 | 0 | 0 | 0 | 1.3485 | 0 | 0 | 0
4 | 96 | 16 | 59.9 | 1.667 | 68.5489 | 0 | 2.1678 | 0.015874 | 0 | 69.587 | 69.7815 | 69.7815 | -0.0017022 | -0.0037727 | -0.00045877 | 0 | 0 | 0.0063924 | 0.0054169 | -0.00025431 | 0.0083833 | 0.00077471 | -3.8113e-05 | -0.0013458 | -0.00077154 | 0.0026854 | 0.00056426 | 0 | 0 | 0 | 0 | 0 | 0 | 0 | 0 | 0 | 0 | 0 | 0.25275 | 0 | 0 | 0 | 0 | 1.4143 | 0 | 0 | 0
4 | 96 | 17 | 59.9 | 1.9301 | 68.5489 | 0 | 2.1678 | 0.0071183 | 0 | 69.7815 | 69.8687 | 69.8687 | -0.0017364 | -0.0038484 | -0.00046799 | 0 | 0 | 0.0040236 | 0.0029914 | -0.00026202 | 0.0040751 | 0.00018015 | -3.8878e-05 | -0.0013728 | -0.0011763 | 0.0039265 | 0.00082442 | 0 | 0 | 0 | 0 | 0 | 0 | 0 | 0 | 0 | 0 | 0 | 0.2527 | 0 | 0 | 0 | 0 | 1.6774 | 0 | 0 | 0
4 | 96 | 18 | 57.92 | 2.5162 | 68.5489 | 0 | 3.6911 | -0.0060846 | 0 | 69.8687 | 69.7942 | 69.7942 | -0.0020997 | -0.0046535 | -0.00056589 | 0 | 0 | 0.0019385 | 0.00084165 | -0.00031772 | -0.0012119 | -0.00096527 | -4.7011e-05 | -0.0016601 | -0.0015786 | 0.0042349 | 0.00088946 | 0 | 0 | 0 | 0 | 0 | 0 | 0 | 0 | 0 | 0 | 0 | 0.4112 | 0 | 0 | 0 | 0 | 2.105 | 0 | 0 | 0
4 | 96 | 19 | 55.94 | 2.4834 | 68.5489 | 0 | 3.6911 | -0.014544 | 0 | 69.7942 | 69.6159 | 69.6159 | -0.0024345 | -0.0053956 | -0.00065613 | 0 | 0 | 0.00089434 | 0.00014363 | -0.00035871 | -0.0058434 | -0.0028187 | -5.4508e-05 | -0.0019248 | -0.00064071 | 0.0045452 | 0.0009545 | 0 | 0 | 0 | 0 | 0 | 0 | 0 | 0 | 0 | 0 | 0 | 0.41128 | 0 | 0 | 0 | 0 | 2.0721 | 0 | 0 | 0
4 | 96 | 20 | 50 | 2.3519 | 68.5489 | 0 | 3.6911 | -0.017696 | 0 | 69.6159 | 69.3991 | 69.3991 | -0.0034469 | -0.0076396 | -0.00092901 | 0 | 0 | 0 | 0 | -0.00050852 | -0.0052882 | -0.0032059 | -7.7177e-05 | -0.0027253 | -0.001003 | 0.0071272 | 0.0014959 | 0 | 0 | 0 | 0 | 0 | 0 | 0 | 0 | 0 | 0 | 0 | 0.41139 | 0 | 0 | 0 | 0 | 1.9405 | 0 | 0 | 0
4 | 96 | 21 | 47.84 | 2.2534 | 68.5489 | 0 | 3.6911 | -0.020153 | 0 | 69.3991 | 69.1521 | 69.1521 | -0.0037884 | -0.0083963 | -0.001021 | 0 | 0 | 0 | 0 | -0.00055573 | -0.005812 | -0.003523 | -8.4822e-05 | -0.0029952 | -0.0011034 | 0.0071272 | 0.0014959 | 0 | 0 | 0 | 0 | 0 | 0 | 0 | 0 | 0 | 0 | 0 | 0.41151 | 0 | 0 | 0 | 0 | 1.8419 | 0 | 0 | 0
4 | 96 | 22 | 46.94 | 2.0817 | 68.5489 | 0 | 2.9881 | -0.020694 | 0 | 69.1521 | 68.8985 | 68.8985 | -0.0039031 | -0.0086507 | -0.001052 | 0 | 0 | 0 | 0 | -0.00057184 | -0.0059881 | -0.0036295 | -8.7392e-05 | -0.0030859 | -0.0011665 | 0.0074411 | 0.0015609 | 0 | 0 | 0 | 0 | 0 | 0 | 0 | 0 | 0 | 0 | 0 | 0.3385 | 0 | 0 | 0 | 0 | 1.7432 | 0 | 0 | 0
4 | 96 | 23 | 45.86 | 1.8187 | 68.5489 | 0 | 2.9881 | -0.02194 | 0 | 68.8985 | 68.6296 | 68.6296 | -0.0040484 | -0.0089725 | -0.0010911 | 0 | 0 | 0 | 0 | -0.0005961 | -0.0062109 | -0.0037654 | -9.0643e-05 | -0.0032008 | -0.0014049 | 0.0074411 | 0.0015609 | 0 | 0 | 0 | 0 | 0 | 0 | 0 | 0 | 0 | 0 | 0 | 0.33863 | 0 | 0 | 0 | 0 | 1.4801 | 0 | 0 | 0
4 | 96 | 24 | 44.96 | 1.2967 | 68.5489 | 0 | 0.49801 | -0.023336 | 0 | 68.6296 | 68.3436 | 68.3436 | -0.0041593 | -0.0092183 | -0.001121 | 0 | 0 | 0 | 0 | -0.00060955 | -0.006381 | -0.0038677 | -9.3126e-05 | -0.0032884 | -0.0013129 | 0.0067153 | 0.0014098 | 0 | 0 | 0 | 0 | 0 | 0 | 0 | 0 | 0 | 0 | 0 | 0.079761 | 0 | 0 | 0 | 0 | 1.2169 | 0 | 0 | 0
4 | 97 | 1 | 44.96 | 1.0006 | 68.7718 | 0 | 0.49707 | -0.027769 | 0 | 68.3436 | 68.0033 | 68.0033 | -0.004109 | -0.0091069 | -0.0011074 | 0 | 0 | 0 | 0 | -0.00060444 | -0.0063039 | -0.0038216 | -9.2001e-05 | -0.0032487 | -0.0014417 | 0.0020667 | 0.00043418 | 0 | 0 | 0 | 0 | 0 | 0 | 0 | 0 | 0 | 0 | 0 | 0.079627 | 0 | 0 | 0 | 0 | 0.92093 | 0 | 0 | 0
4 | 97 | 2 | 44.6 | 0.93494 | 68.7718 | 0 | 0.49707 | -0.027675 | 0 | 68.0033 | 67.6641 | 67.6641 | -0.0041125 | -0.0091146 | -0.0011084 | 0 | 0 | 0 | 0 | -0.00060305 | -0.0063092 | -0.0038243 | -9.2079e-05 | -0.0032514 | -0.0013257 | 0.0020667 | 0.00043418 | 0 | 0 | 0 | 0 | 0 | 0 | 0 | 0 | 0 | 0 | 0 | 0.079794 | 0 | 0 | 0 | 0 | 0.85515 | 0 | 0 | 0
4 | 97 | 3 | 43.88 | 0.90222 | 68.7718 | 0 | 0.49707 | -0.028136 | 0 | 67.6641 | 67.3193 | 67.3193 | -0.0041794 | -0.0092629 | -0.0011264 | 0 | 0 | 0 | 0 | -0.00061247 | -0.0064119 | -0.0038864 | -9.3577e-05 | -0.0033044 | -0.0013247 | 0.0020667 | 0.00043418 | 0 | 0 | 0 | 0 | 0 | 0 | 0 | 0 | 0 | 0 | 0 | 0.079964 | 0 | 0 | 0 | 0 | 0.82226 | 0 | 0 | 0
4 | 97 | 4 | 42.98 | 0.8695 | 68.7718 | 0 | 0.49707 | -0.028868 | 0 | 67.3193 | 66.9656 | 66.9656 | -0.0042769 | -0.0094791 | -0.0011527 | 0 | 0 | 0 | 0 | -0.00062702 | -0.0065616 | -0.0039772 | -9.5761e-05 | -0.0033815 | -0.0013827 | 0.0020667 | 0.00043418 | 0 | 0 | 0 | 0 | 0 | 0 | 0 | 0 | 0 | 0 | 0 | 0.080138 | 0 | 0 | 0 | 0 | 0.78937 | 0 | 0 | 0
4 | 97 | 5 | 42.98 | 0.86968 | 68.7718 | 0 | 0.49707 | -0.028763 | 0 | 66.9656 | 66.6131 | 66.6131 | -0.0042148 | -0.0093413 | -0.001136 | 0 | 0 | 0 | 0 | -0.00062285 | -0.0064662 | -0.0039208 | -9.4369e-05 | -0.0033323 | -0.0017011 | 0.0020667 | 0.00043418 | 0 | 0 | 0 | 0 | 0 | 0 | 0 | 0 | 0 | 0 | 0 | 0.080311 | 0 | 0 | 0 | 0 | 0.78937 | 0 | 0 | 0
4 | 97 | 6 | 42.98 | 11.9943 | 68.7718 | 0 | 0.58479 | -0.026713 | -0.13988 | 66.6131 | 66.2857 | 68 | -0.0041528 | -0.0092041 | -0.0011193 | 0 | 0 | 0 | 0 | -0.00061079 | -0.0063712 | -0.0038624 | -9.2982e-05 | -0.0032834 | -0.0014685 | 0.0034529 | 0.00072422 | 0 | 11.0175 | 0 | 0 | 0 | 0 | 0 | 0 | 0 | 0 | 0 | 0.088717 | 0 | 0 | 0 | 0 | 0.88804 | 0 | 0 | 0
4 | 97 | 7 | 44.96 | 3.7208 | 68.7718 | 0 | 4.3859 | -0.026499 | -0.026499 | 68 | 67.6753 | 68 | -0.0040486 | -0.0089731 | -0.0010912 | 0 | 0 | 0.000912 | 0.00034937 | -0.00059015 | -0.0081263 | -0.0047288 | -9.0649e-05 | -0.003201 | -0.0012487 | 0.0043383 | 0.00091055 | 0 | 2.0871 | 0 | 0 | 0 | 0 | 0 | 0 | 0 | 0 | 0 | 0.48254 | 0 | 0 | 0 | 0 | 1.1512 | 0 | 0 | 0
4 | 97 | 8 | 47.84 | 2.4463 | 68.7718 | 0 | 4.3859 | -0.0078123 | -0.0078123 | 68 | 67.9043 | 68 | -0.0035425 | -0.0078515 | -0.00095478 | 0 | 0 | 0.0043898 | 0.0022343 | -0.00052513 | -0.0033972 | -0.0024268 | -7.9318e-05 | -0.0028009 | -0.001535 | 0.0086767 | 0.0018211 | 0 | 0.61531 | 0 | 0 | 0 | 0 | 0 | 0 | 0 | 0 | 0 | 0.48254 | 0 | 0 | 0 | 0 | 1.3485 | 0 | 0 | 0
4 | 97 | 9 | 53.96 | 1.8033 | 68.7718 | 0 | 3.8011 | 0.008181 | 0 | 68 | 68.1003 | 68.1003 | -0.0024671 | -0.005468 | -0.00066493 | 0 | 0 | 0.007205 | 0.0046702 | -0.00036885 | 0.002905 | -0.00052296 | -5.5239e-05 | -0.0019506 | -0.0012256 | 0.0050623 | 0.0010617 | 0 | 0 | 0 | 0 | 0 | 0 | 0 | 0 | 0 | 0 | 0 | 0.4219 | 0 | 0 | 0 | 0 | 1.3814 | 0 | 0 | 0
4 | 97 | 10 | 57.92 | 1.8361 | 68.7718 | 0 | 3.8011 | 0.019835 | 0 | 68.1003 | 68.3433 | 68.3433 | -0.0017889 | -0.0039648 | -0.00048214 | 0 | 0 | 0.0094998 | 0.0067832 | -0.00026796 | 0.0081659 | 0.00050546 | -4.0053e-05 | -0.0014144 | -0.00090849 | 0.0030973 | 0.00065039 | 0 | 0 | 0 | 0 | 0 | 0 | 0 | 0 | 0 | 0 | 0 | 0.42178 | 0 | 0 | 0 | 0 | 1.4143 | 0 | 0 | 0
4 | 97 | 11 | 60.98 | 1.8688 | 68.7718 | 0 | 3.8011 | 0.02941 | 0 | 68.3433 | 68.7038 | 68.7038 | -0.0012939 | -0.0028677 | -0.00034873 | 0 | 0 | 0.010808 | 0.0082876 | -0.00019379 | 0.01207 | 0.00087417 | -2.8971e-05 | -0.001023 | -0.00062122 | 0.0030973 | 0.00065039 | 0 | 0 | 0 | 0 | 0 | 0 | 0 | 0 | 0 | 0 | 0 | 0.42161 | 0 | 0 | 0 | 0 | 1.4472 | 0 | 0 | 0
4 | 97 | 12 | 65.84 | 1.7534 | 68.7718 | 0 | 2.69 | 0.038894 | 0 | 68.7038 | 69.1804 | 69.1804 | -0.00050323 | -0.0011153 | -0.00013563 | 0 | 0 | 0.011174 | 0.0091202 | -7.5091e-05 | 0.014981 | 0.0010263 | -1.1267e-05 | -0.00039787 | -0.00016681 | 0.0041315 | 0.0008666 | 0 | 0 | 0 | 0 | 0 | 0 | 0 | 0 | 0 | 0 | 0 | 0.30626 | 0 | 0 | 0 | 0 | 1.4472 | 0 | 0 | 0
4 | 97 | 13 | 68 | 1.7203 | 68.7718 | 0 | 2.69 | 0.041252 | 0 | 69.1804 | 69.686 | 69.686 | -0.00020743 | -0.00045972 | -5.5905e-05 | 0 | 0 | 0.011816 | 0.008934 | -3.1071e-05 | 0.015839 | 0.0019245 | -4.6443e-06 | -0.000164 | -8.6497e-05 | 0.0030973 | 0.00065039 | 0 | 0 | 0 | 0 | 0 | 0 | 0 | 0 | 0 | 0 | 0 | 0.30601 | 0 | 0 | 0 | 0 | 1.4143 | 0 | 0 | 0
4 | 97 | 14 | 71.96 | 1.6326 | 68.7718 | 0 | 2.1637 | 0.041095 | 0 | 69.686 | 70.1896 | 70.1896 | 0.0003996 | 0.00088564 | 0.0001077 | 0 | 0 | 0.010051 | 0.0079172 | 6.0597e-05 | 0.015266 | 0.0026658 | 8.947e-06 | 0.00031593 | 0.00029231 | 0.0025838 | 0.00054141 | 0 | 0 | 0 | 0 | 0 | 0 | 0 | 0 | 0 | 0 | 0 | 0.25123 | 0 | 0 | 0 | 0 | 1.3814 | 0 | 0 | 0
4 | 97 | 15 | 72.86 | 1.5995 | 68.7718 | 0 | 2.1637 | 0.035939 | 0 | 70.1896 | 70.63 | 70.63 | 0.00046925 | 0.00104 | 0.00012647 | 0 | 0 | 0.0095314 | 0.0061941 | 7.0274e-05 | 0.011899 | 0.0027742 | 1.0506e-05 | 0.000371 | 0.00020295 | 0.0026854 | 0.00056426 | 0 | 0 | 0 | 0 | 0 | 0 | 0 | 0 | 0 | 0 | 0 | 0.25102 | 0 | 0 | 0 | 0 | 1.3485 | 0 | 0 | 0
4 | 97 | 16 | 72.86 | 1.6651 | 68.7718 | 0 | 2.1637 | 0.030092 | 0 | 70.63 | 70.9988 | 70.9988 | 0.00039185 | 0.00086848 | 0.00010561 | 0 | 0 | 0.0068012 | 0.0049438 | 5.8661e-05 | 0.010506 | 0.0026812 | 8.7736e-06 | 0.00030981 | 0.00016769 | 0.0026854 | 0.00056426 | 0 | 0 | 0 | 0 | 0 | 0 | 0 | 0 | 0 | 0 | 0 | 0.25084 | 0 | 0 | 0 | 0 | 1.4143 | 0 | 0 | 0
4 | 97 | 17 | 73.22 | 1.9281 | 68.7718 | 0 | 2.1637 | 0.019716 | 0 | 70.9988 | 71.2404 | 71.2404 | 0.00039031 | 0.00086505 | 0.0001052 | 0 | 0 | 0.0047352 | 0.0024539 | 5.9138e-05 | 0.0045102 | 0.0012433 | 8.7391e-06 | 0.00030859 | 0.00028534 | 0.0039265 | 0.00082442 | 0 | 0 | 0 | 0 | 0 | 0 | 0 | 0 | 0 | 0 | 0 | 0.25072 | 0 | 0 | 0 | 0 | 1.6774 | 0 | 0 | 0
4 | 97 | 18 | 72.86 | 2.5132 | 68.7718 | 0 | 3.6842 | 0.012484 | 0 | 71.2404 | 71.3934 | 71.3934 | 0.00028459 | 0.00063075 | 7.6702e-05 | 0 | 0 | 0.0020641 | 0.00083521 | 4.3112e-05 | 0.0020667 | 0.00092098 | 6.372e-06 | 0.00022501 | 0.00020663 | 0.0042349 | 0.00088946 | 0 | 0 | 0 | 0 | 0 | 0 | 0 | 0 | 0 | 0 | 0 | 0.40818 | 0 | 0 | 0 | 0 | 2.105 | 0 | 0 | 0
4 | 97 | 19 | 68.9 | 2.4803 | 68.7718 | 0 | 3.6842 | 0.00075105 | 0 | 71.3934 | 71.4026 | 71.4026 | -0.00043815 | -0.00097109 | -0.00011809 | 0 | 0 | 0.00096059 | 0.00036436 | -6.6164e-05 | -0.0017083 | -0.0011928 | -9.8102e-06 | -0.00034642 | -0.0002683 | 0.0045452 | 0.0009545 | 0 | 0 | 0 | 0 | 0 | 0 | 0 | 0 | 0 | 0 | 0 | 0.40818 | 0 | 0 | 0 | 0 | 2.0721 | 0 | 0 | 0
4 | 97 | 20 | 66.92 | 2.3487 | 68.7718 | 0 | 3.6842 | 0.0014066 | 0 | 71.4026 | 71.4199 | 71.4199 | -0.0007877 | -0.0017458 | -0.0002123 | 0 | 0 | 0 | 0 | -0.00011745 | -0.0012085 | -0.00073303 | -1.7637e-05 | -0.00062278 | -0.00027537 | 0.0071272 | 0.0014959 | 0 | 0 | 0 | 0 | 0 | 0 | 0 | 0 | 0 | 0 | 0 | 0.40817 | 0 | 0 | 0 | 0 | 1.9405 | 0 | 0 | 0
4 | 97 | 21 | 64.94 | 2.25 | 68.7718 | 0 | 3.6842 | -0.0012232 | 0 | 71.4199 | 71.4049 | 71.4049 | -0.0011387 | -0.0025236 | -0.00030689 | 0 | 0 | 0 | 0 | -0.00017023 | -0.0017469 | -0.0010598 | -2.5495e-05 | -0.00090026 | -0.00047847 | 0.0071272 | 0.0014959 | 0 | 0 | 0 | 0 | 0 | 0 | 0 | 0 | 0 | 0 | 0 | 0.40818 | 0 | 0 | 0 | 0 | 1.8419 | 0 | 0 | 0
4 | 97 | 22 | 63.86 | 2.0787 | 68.7718 | 0 | 2.9824 | -0.0020615 | 0 | 71.4049 | 71.3796 | 71.3796 | -0.0013258 | -0.0029384 | -0.00035733 | 0 | 0 | 0 | 0 | -0.00019613 | -0.002034 | -0.0012334 | -2.9685e-05 | -0.0010482 | -0.00033963 | 0.0074411 | 0.0015609 | 0 | 0 | 0 | 0 | 0 | 0 | 0 | 0 | 0 | 0 | 0 | 0.33548 | 0 | 0 | 0 | 0 | 1.7432 | 0 | 0 | 0
4 | 97 | 23 | 61.88 | 1.8156 | 68.7718 | 0 | 2.9824 | -0.0044939 | 0 | 71.3796 | 71.3246 | 71.3246 | -0.0016693 | -0.0036997 | -0.0004499 | 0 | 0 | 0 | 0 | -0.00024643 | -0.002561 | -0.0015528 | -3.7376e-05 | -0.0013198 | -0.00039863 | 0.0074411 | 0.0015609 | 0 | 0 | 0 | 0 | 0 | 0 | 0 | 0 | 0 | 0 | 0 | 0.33551 | 0 | 0 | 0 | 0 | 1.4801 | 0 | 0 | 0
4 | 97 | 24 | 61.88 | 1.295 | 68.7718 | 0 | 0.49707 | -0.0050994 | 0 | 71.3246 | 71.2621 | 71.2621 | -0.0016596 | -0.0036782 | -0.00044729 | 0 | 0 | 0 | 0 | -0.00024393 | -0.0025461 | -0.0015435 | -3.7159e-05 | -0.0013121 | -0.00034661 | 0.0067153 | 0.0014098 | 0 | 0 | 0 | 0 | 0 | 0 | 0 | 0 | 0 | 0 | 0 | 0.078022 | 0 | 0 | 0 | 0 | 1.2169 | 0 | 0 | 0
4 | 98 | 1 | 59.9 | 0.99872 | 68.9961 | 0 | 0.49612 | -0.012334 | 0 | 71.2621 | 71.1109 | 71.1109 | -0.0019966 | -0.004425 | -0.00053811 | 0 | 0 | 0 | 0 | -0.00029573 | -0.0030631 | -0.0018575 | -4.4703e-05 | -0.0015785 | -0.0006016 | 0.0020667 | 0.00043418 | 0 | 0 | 0 | 0 | 0 | 0 | 0 | 0 | 0 | 0 | 0 | 0.077793 | 0 | 0 | 0 | 0 | 0.92093 | 0 | 0 | 0
4 | 98 | 2 | 57.92 | 0.93303 | 68.9961 | 0 | 0.49612 | -0.014385 | 0 | 71.1109 | 70.9346 | 70.9346 | -0.0023179 | -0.0051373 | -0.00062472 | 0 | 0 | 0 | 0 | -0.00033911 | -0.0035561 | -0.0021553 | -5.1899e-05 | -0.0018326 | -0.00043704 | 0.0020667 | 0.00043418 | 0 | 0 | 0 | 0 | 0 | 0 | 0 | 0 | 0 | 0 | 0 | 0.07788 | 0 | 0 | 0 | 0 | 0.85515 | 0 | 0 | 0
4 | 98 | 3 | 55.94 | 0.90024 | 68.9961 | 0 | 0.49612 | -0.016696 | 0 | 70.9346 | 70.73 | 70.73 | -0.0026349 | -0.0058398 | -0.00071014 | 0 | 0 | 0 | 0 | -0.00038579 | -0.0040424 | -0.0024501 | -5.8995e-05 | -0.0020832 | -0.00055748 | 0.0020667 | 0.00043418 | 0 | 0 | 0 | 0 | 0 | 0 | 0 | 0 | 0 | 0 | 0 | 0.07798 | 0 | 0 | 0 | 0 | 0.82226 | 0 | 0 | 0
4 | 98 | 4 | 54.86 | 0.86745 | 68.9961 | 0 | 0.49612 | -0.017822 | 0 | 70.73 | 70.5116 | 70.5116 | -0.0027887 | -0.0061807 | -0.0007516 | 0 | 0 | 0 | 0 | -0.00040789 | -0.0042783 | -0.002593 | -6.2439e-05 | -0.0022048 | -0.00062067 | 0.0020667 | 0.00043418 | 0 | 0 | 0 | 0 | 0 | 0 | 0 | 0 | 0 | 0 | 0 | 0.078088 | 0 | 0 | 0 | 0 | 0.78937 | 0 | 0 | 0
4 | 98 | 5 | 53.96 | 0.86757 | 68.9961 | 0 | 0.49612 | -0.018891 | 0 | 70.5116 | 70.2801 | 70.2801 | -0.0029085 | -0.0064461 | -0.00078388 | 0 | 0 | 0 | 0 | -0.00042856 | -0.0044621 | -0.0027053 | -6.5121e-05 | -0.0022995 | -0.00085822 | 0.0020667 | 0.00043418 | 0 | 0 | 0 | 0 | 0 | 0 | 0 | 0 | 0 | 0 | 0 | 0.078202 | 0 | 0 | 0 | 0 | 0.78937 | 0 | 0 | 0
4 | 98 | 6 | 51.98 | 0.97539 | 68.9961 | 0 | 0.58367 | -0.019578 | 0 | 70.2801 | 70.0401 | 70.0401 | -0.0032157 | -0.0071271 | -0.00086669 | 0 | 0 | 0 | 0 | -0.00047122 | -0.0049335 | -0.0029903 | -7.2e-05 | -0.0025425 | -0.00081184 | 0.0034529 | 0.00072422 | 0 | 0 | 0 | 0 | 0 | 0 | 0 | 0 | 0 | 0 | 0 | 0.087355 | 0 | 0 | 0 | 0 | 0.88804 | 0 | 0 | 0
4 | 98 | 7 | 52.88 | 1.6301 | 68.9961 | 0 | 4.3775 | -0.017559 | 0 | 70.0401 | 69.825 | 69.825 | -0.0030154 | -0.0066831 | -0.0008127 | 0 | 0 | 0.00097542 | 0.00038191 | -0.00043977 | -0.0057098 | -0.0034227 | -6.7515e-05 | -0.0023841 | -0.00071931 | 0.0043383 | 0.00091055 | 0 | 0 | 0 | 0 | 0 | 0 | 0 | 0 | 0 | 0 | 0 | 0.47898 | 0 | 0 | 0 | 0 | 1.1512 | 0 | 0 | 0
4 | 98 | 8 | 57.92 | 1.8275 | 68.9961 | 0 | 4.3775 | 0.0037595 | 0 | 69.825 | 69.871 | 69.871 | -0.002092 | -0.0046365 | -0.00056382 | 0 | 0 | 0.004339 | 0.0022148 | -0.00030758 | -0.00077617 | -0.00089311 | -4.6839e-05 | -0.001654 | -0.00050106 | 0.0086767 | 0.0018211 | 0 | 0 | 0 | 0 | 0 | 0 | 0 | 0 | 0 | 0 | 0 | 0.47895 | 0 | 0 | 0 | 0 | 1.3485 | 0 | 0 | 0
4 | 98 | 9 | 64.94 | 1.8 | 68.9961 | 0 | 3.7939 | 0.020591 | 0 | 69.871 | 70.1234 | 70.1234 | -0.00086649 | -0.0019204 | -0.00023353 | 0 | 0 | 0.0071657 | 0.0044507 | -0.00012757 | 0.0055758 | 0.0012342 | -1.9401e-05 | -0.00068507 | -0.00010728 | 0.0050623 | 0.0010617 | 0 | 0 | 0 | 0 | 0 | 0 | 0 | 0 | 0 | 0 | 0 | 0.4186 | 0 | 0 | 0 | 0 | 1.3814 | 0 | 0 | 0
4 | 98 | 10 | 69.98 | 1.8327 | 68.9961 | 0 | 3.7939 | 0.032541 | 0 | 70.1234 | 70.5222 | 70.5222 | -2.5195e-05 | -5.584e-05 | -6.7905e-06 | 0 | 0 | 0.0093534 | 0.0068474 | -3.7783e-06 | 0.010672 | 0.0020432 | -5.6412e-07 | -1.992e-05 | -1.0231e-05 | 0.0030973 | 0.00065039 | 0 | 0 | 0 | 0 | 0 | 0 | 0 | 0 | 0 | 0 | 0 | 0.4184 | 0 | 0 | 0 | 0 | 1.4143 | 0 | 0 | 0
4 | 98 | 11 | 70.88 | 1.8653 | 68.9961 | 0 | 3.7939 | 0.038843 | 0 | 70.5222 | 70.9982 | 70.9982 | 6.2877e-05 | 0.00013936 | 1.6946e-05 | 0 | 0 | 0.010598 | 0.0083171 | 9.2911e-06 | 0.013881 | 0.0020093 | 1.4078e-06 | 4.9712e-05 | 1.0399e-05 | 0.0030973 | 0.00065039 | 0 | 0 | 0 | 0 | 0 | 0 | 0 | 0 | 0 | 0 | 0 | 0.41817 | 0 | 0 | 0 | 0 | 1.4472 | 0 | 0 | 0
4 | 98 | 12 | 72.86 | 1.7506 | 68.9961 | 0 | 2.6849 | 0.044413 | 0 | 70.9982 | 71.5425 | 71.5425 | 0.00032716 | 0.00072509 | 8.8174e-05 | 0 | 0 | 0.010931 | 0.0091371 | 4.8238e-05 | 0.016102 | 0.001744 | 7.3251e-06 | 0.00025866 | 4.588e-05 | 0.0041315 | 0.0008666 | 0 | 0 | 0 | 0 | 0 | 0 | 0 | 0 | 0 | 0 | 0 | 0.30346 | 0 | 0 | 0 | 0 | 1.4472 | 0 | 0 | 0
4 | 98 | 13 | 73.94 | 1.7175 | 68.9961 | 0 | 2.6849 | 0.044606 | 0 | 71.5425 | 72.0892 | 72.0892 | 0.00042129 | 0.00093372 | 0.00011355 | 0 | 0 | 0.010801 | 0.0092122 | 6.3426e-05 | 0.016841 | 0.0018975 | 9.4328e-06 | 0.00033309 | 0.00023293 | 0.0030973 | 0.00065039 | 0 | 0 | 0 | 0 | 0 | 0 | 0 | 0 | 0 | 0 | 0 | 0.30319 | 0 | 0 | 0 | 0 | 1.4143 | 0 | 0 | 0
4 | 98 | 14 | 74.84 | 1.6301 | 68.9961 | 0 | 2.1596 | 0.042868 | 0 | 72.0892 | 72.6145 | 72.6145 | 0.00048338 | 0.0010713 | 0.00013028 | 0 | 0 | 0.0101 | 0.0085509 | 7.2213e-05 | 0.016225 | 0.0025333 | 1.0823e-05 | 0.00038218 | 0.00018398 | 0.0025838 | 0.00054141 | 0 | 0 | 0 | 0 | 0 | 0 | 0 | 0 | 0 | 0 | 0 | 0.24873 | 0 | 0 | 0 | 0 | 1.3814 | 0 | 0 | 0
4 | 98 | 15 | 74.84 | 1.597 | 68.9961 | 0 | 2.1596 | 0.03785 | 0 | 72.6145 | 73.0784 | 73.0784 | 0.00039106 | 0.00086673 | 0.0001054 | 0 | 0 | 0.0086322 | 0.0072259 | 5.8687e-05 | 0.014124 | 0.0026891 | 8.756e-06 | 0.00030919 | 0.00018885 | 0.0026854 | 0.00056426 | 0 | 0 | 0 | 0 | 0 | 0 | 0 | 0 | 0 | 0 | 0 | 0.2485 | 0 | 0 | 0 | 0 | 1.3485 | 0 | 0 | 0
4 | 98 | 16 | 74.84 | 1.6626 | 68.9961 | 0 | 2.1596 | 0.029787 | 0 | 73.0784 | 73.4434 | 73.4434 | 0.00030955 | 0.00068608 | 8.343e-05 | 0 | 0 | 0.0064434 | 0.0052957 | 4.5557e-05 | 0.010889 | 0.00249 | 6.931e-06 | 0.00024474 | 4.299e-05 | 0.0026854 | 0.00056426 | 0 | 0 | 0 | 0 | 0 | 0 | 0 | 0 | 0 | 0 | 0 | 0.24832 | 0 | 0 | 0 | 0 | 1.4143 | 0 | 0 | 0
4 | 98 | 17 | 74.84 | 1.9256 | 68.9961 | 0 | 2.1596 | 0.021159 | 0 | 73.4434 | 73.7027 | 73.7027 | 0.00024541 | 0.0005439 | 6.6142e-05 | 0 | 0 | 0.0043518 | 0.0027532 | 3.6005e-05 | 0.0063145 | 0.0018732 | 5.4947e-06 | 0.00019403 | 2.4837e-05 | 0.0039265 | 0.00082442 | 0 | 0 | 0 | 0 | 0 | 0 | 0 | 0 | 0 | 0 | 0 | 0.24819 | 0 | 0 | 0 | 0 | 1.6774 | 0 | 0 | 0
4 | 98 | 18 | 73.4 | 2.5097 | 68.9961 | 0 | 3.6771 | 0.010166 | 0 | 73.7027 | 73.8273 | 73.8273 | -5.3198e-05 | -0.0001179 | -1.4338e-05 | 0 | 0 | 0.0029043 | 0.001167 | -7.8277e-06 | 0.0010699 | 0.00014233 | -1.1911e-06 | -4.206e-05 | -5.5821e-06 | 0.0042349 | 0.00088946 | 0 | 0 | 0 | 0 | 0 | 0 | 0 | 0 | 0 | 0 | 0 | 0.40475 | 0 | 0 | 0 | 0 | 2.105 | 0 | 0 | 0
4 | 98 | 19 | 70.88 | 2.4768 | 68.9961 | 0 | 3.6771 | -0.00071572 | 0 | 73.8273 | 73.8186 | 73.8186 | -0.00051791 | -0.0011479 | -0.00013959 | 0 | 0 | 0.00073259 | 0.00022311 | -7.6405e-05 | -0.002455 | -0.0013786 | -1.1596e-05 | -0.00040947 | -8.0211e-05 | 0.0045452 | 0.0009545 | 0 | 0 | 0 | 0 | 0 | 0 | 0 | 0 | 0 | 0 | 0 | 0.40475 | 0 | 0 | 0 | 0 | 2.0721 | 0 | 0 | 0
4 | 98 | 20 | 65.84 | 2.3453 | 68.9961 | 0 | 3.6771 | -0.0028706 | 0 | 73.8186 | 73.7834 | 73.7834 | -0.001402 | -0.0031073 | -0.00037786 | 0 | 0 | 0 | 0 | -0.00020741 | -0.0021509 | -0.0013041 | -3.1391e-05 | -0.0011085 | -0.00030836 | 0.0071272 | 0.0014959 | 0 | 0 | 0 | 0 | 0 | 0 | 0 | 0 | 0 | 0 | 0 | 0.40477 | 0 | 0 | 0 | 0 | 1.9405 | 0 | 0 | 0
4 | 98 | 21 | 64.94 | 2.2466 | 68.9961 | 0 | 3.6771 | -0.0039238 | 0 | 73.7834 | 73.7353 | 73.7353 | -0.001554 | -0.0034441 | -0.00041882 | 0 | 0 | 0 | 0 | -0.00022858 | -0.0023841 | -0.0014453 | -3.4794e-05 | -0.0012286 | -0.00031268 | 0.0071272 | 0.0014959 | 0 | 0 | 0 | 0 | 0 | 0 | 0 | 0 | 0 | 0 | 0 | 0.4048 | 0 | 0 | 0 | 0 | 1.8419 | 0 | 0 | 0
4 | 98 | 22 | 60.98 | 2.0757 | 68.9961 | 0 | 2.9767 | -0.0084561 | 0 | 73.7353 | 73.6317 | 73.6317 | -0.0022414 | -0.0049676 | -0.00060409 | 0 | 0 | 0 | 0 | -0.00032878 | -0.0034387 | -0.0020844 | -5.0185e-05 | -0.0017721 | -0.00040996 | 0.0074411 | 0.0015609 | 0 | 0 | 0 | 0 | 0 | 0 | 0 | 0 | 0 | 0 | 0 | 0.33256 | 0 | 0 | 0 | 0 | 1.7432 | 0 | 0 | 0
4 | 98 | 23 | 59 | 1.8127 | 68.9961 | 0 | 2.9767 | -0.010856 | 0 | 73.6317 | 73.4986 | 73.4986 | -0.0025711 | -0.0056984 | -0.00069296 | 0 | 0 | 0 | 0 | -0.00037639 | -0.0039445 | -0.0023908 | -5.7567e-05 | -0.0020328 | -0.00053218 | 0.0074411 | 0.0015609 | 0 | 0 | 0 | 0 | 0 | 0 | 0 | 0 | 0 | 0 | 0 | 0.33263 | 0 | 0 | 0 | 0 | 1.4801 | 0 | 0 | 0
4 | 98 | 24 | 61.88 | 1.2936 | 68.9961 | 0 | 0.49612 | -0.0078237 | 0 | 73.4986 | 73.4027 | 73.4027 | -0.0020416 | -0.004525 | -0.00055026 | 0 | 0 | 0 | 0 | -0.00029857 | -0.0031322 | -0.0018984 | -4.5713e-05 | -0.0016142 | -0.00043295 | 0.0067153 | 0.0014098 | 0 | 0 | 0 | 0 | 0 | 0 | 0 | 0 | 0 | 0 | 0 | 0.076664 | 0 | 0 | 0 | 0 | 1.2169 | 0 | 0 | 0
4 | 99 | 1 | 60.98 | 0.99737 | 69.2217 | 0 | 0.49516 | -0.013405 | 0 | 73.4027 | 73.2385 | 73.2385 | -0.0021829 | -0.0048381 | -0.00058834 | 0 | 0 | 0 | 0 | -0.00031881 | -0.003349 | -0.0020296 | -4.8876e-05 | -0.0017259 | -0.00038982 | 0.0020667 | 0.00043418 | 0 | 0 | 0 | 0 | 0 | 0 | 0 | 0 | 0 | 0 | 0 | 0.07644 | 0 | 0 | 0 | 0 | 0.92093 | 0 | 0 | 0
4 | 99 | 2 | 59 | 0.93168 | 69.2217 | 0 | 0.49516 | -0.015726 | 0 | 73.2385 | 73.0457 | 73.0457 | -0.002502 | -0.0055453 | -0.00067433 | 0 | 0 | 0 | 0 | -0.00036626 | -0.0038385 | -0.0023265 | -5.602e-05 | -0.0019782 | -0.00050538 | 0.0020667 | 0.00043418 | 0 | 0 | 0 | 0 | 0 | 0 | 0 | 0 | 0 | 0 | 0 | 0.076535 | 0 | 0 | 0 | 0 | 0.85515 | 0 | 0 | 0
4 | 99 | 3 | 57.92 | 0.89889 | 69.2217 | 0 | 0.49516 | -0.016864 | 0 | 73.0457 | 72.8391 | 72.8391 | -0.0026579 | -0.0058908 | -0.00071635 | 0 | 0 | 0 | 0 | -0.00038867 | -0.0040777 | -0.0024714 | -5.9511e-05 | -0.0021014 | -0.00056675 | 0.0020667 | 0.00043418 | 0 | 0 | 0 | 0 | 0 | 0 | 0 | 0 | 0 | 0 | 0 | 0.076636 | 0 | 0 | 0 | 0 | 0.82226 | 0 | 0 | 0
4 | 99 | 4 | 59 | 0.8661 | 69.2217 | 0 | 0.49516 | -0.015542 | 0 | 72.8391 | 72.6486 | 72.6486 | -0.0024318 | -0.0053897 | -0.00065542 | 0 | 0 | 0 | 0 | -0.00035959 | -0.0037308 | -0.0022623 | -5.4449e-05 | -0.0019227 | -0.00080163 | 0.0020667 | 0.00043418 | 0 | 0 | 0 | 0 | 0 | 0 | 0 | 0 | 0 | 0 | 0 | 0.07673 | 0 | 0 | 0 | 0 | 0.78937 | 0 | 0 | 0
4 | 99 | 5 | 57.92 | 0.8662 | 69.2217 | 0 | 0.49516 | -0.0167 | 0 | 72.6486 | 72.4439 | 72.4439 | -0.0025881 | -0.0057362 | -0.00069755 | 0 | 0 | 0 | 0 | -0.00038329 | -0.0039706 | -0.0024079 | -5.7949e-05 | -0.0020463 | -0.00087904 | 0.0020667 | 0.00043418 | 0 | 0 | 0 | 0 | 0 | 0 | 0 | 0 | 0 | 0 | 0 | 0.076831 | 0 | 0 | 0 | 0 | 0.78937 | 0 | 0 | 0
4 | 99 | 6 | 57.92 | 0.97394 | 69.2217 | 0 | 0.58254 | -0.015047 | 0 | 72.4439 | 72.2595 | 72.2595 | -0.0025522 | -0.0056564 | -0.00068785 | 0 | 0 | 0 | 0 | -0.00037766 | -0.0039155 | -0.0023743 | -5.7143e-05 | -0.0020178 | -0.00086097 | 0.0034529 | 0.00072422 | 0 | 0 | 0 | 0 | 0 | 0 | 0 | 0 | 0 | 0 | 0 | 0.085903 | 0 | 0 | 0 | 0 | 0.88804 | 0 | 0 | 0
4 | 99 | 7 | 57.92 | 1.6263 | 69.2217 | 0 | 4.369 | -0.015151 | 0 | 72.2595 | 72.0739 | 72.0739 | -0.0025198 | -0.0055846 | -0.00067912 | 0 | 0 | 0.0005334 | 0.00021039 | -0.00037757 | -0.0047161 | -0.0029269 | -5.6418e-05 | -0.0019922 | -0.0013802 | 0.0043383 | 0.00091055 | 0 | 0 | 0 | 0 | 0 | 0 | 0 | 0 | 0 | 0 | 0 | 0.47519 | 0 | 0 | 0 | 0 | 1.1512 | 0 | 0 | 0
4 | 99 | 8 | 59.9 | 1.8237 | 69.2217 | 0 | 4.369 | 0.0017551 | 0 | 72.0739 | 72.0954 | 72.0954 | -0.0021392 | -0.0047412 | -0.00057655 | 0 | 0 | 0.0041783 | 0.0020835 | -0.00032338 | -0.00097074 | -0.0010809 | -4.7897e-05 | -0.0016913 | -0.0016123 | 0.0086767 | 0.0018211 | 0 | 0 | 0 | 0 | 0 | 0 | 0 | 0 | 0 | 0 | 0 | 0.47518 | 0 | 0 | 0 | 0 | 1.3485 | 0 | 0 | 0
4 | 99 | 9 | 63.86 | 1.7966 | 69.2217 | 0 | 3.7865 | 0.015398 | 0 | 72.0954 | 72.2841 | 72.2841 | -0.0014471 | -0.0032073 | -0.00039003 | 0 | 0 | 0.0071179 | 0.0044505 | -0.00021841 | 0.0045423 | 0.00056268 | -3.2401e-05 | -0.0011441 | -0.00095972 | 0.0050623 | 0.0010617 | 0 | 0 | 0 | 0 | 0 | 0 | 0 | 0 | 0 | 0 | 0 | 0.41521 | 0 | 0 | 0 | 0 | 1.3814 | 0 | 0 | 0
4 | 99 | 10 | 66.92 | 1.8293 | 69.2217 | 0 | 3.7865 | 0.026375 | 0 | 72.2841 | 72.6073 | 72.6073 | -0.00094258 | -0.0020891 | -0.00025404 | 0 | 0 | 0.0091803 | 0.0070286 | -0.0001412 | 0.0097448 | 0.0013005 | -2.1105e-05 | -0.00074524 | -0.00043364 | 0.0030973 | 0.00065039 | 0 | 0 | 0 | 0 | 0 | 0 | 0 | 0 | 0 | 0 | 0 | 0.41506 | 0 | 0 | 0 | 0 | 1.4143 | 0 | 0 | 0
4 | 99 | 11 | 69.98 | 1.862 | 69.2217 | 0 | 3.7865 | 0.035355 | 0 | 72.6073 | 73.0406 | 73.0406 | -0.00046167 | -0.0010232 | -0.00012443 | 0 | 0 | 0.010326 | 0.0084514 | -6.9004e-05 | 0.013479 | 0.0015805 | -1.0337e-05 | -0.00036501 | -0.0001751 | 0.0030973 | 0.00065039 | 0 | 0 | 0 | 0 | 0 | 0 | 0 | 0 | 0 | 0 | 0 | 0.41484 | 0 | 0 | 0 | 0 | 1.4472 | 0 | 0 | 0
4 | 99 | 12 | 73.94 | 1.748 | 69.2217 | 0 | 2.6797 | 0.043374 | 0 | 73.0406 | 73.5721 | 73.5721 | 0.00015805 | 0.00035028 | 4.2596e-05 | 0 | 0 | 0.010593 | 0.009231 | 2.3338e-05 | 0.016193 | 0.001636 | 3.5387e-06 | 0.00012496 | 2.0083e-05 | 0.0041315 | 0.0008666 | 0 | 0 | 0 | 0 | 0 | 0 | 0 | 0 | 0 | 0 | 0 | 0.30082 | 0 | 0 | 0 | 0 | 1.4472 | 0 | 0 | 0
4 | 99 | 13 | 77 | 1.7148 | 69.2217 | 0 | 2.6797 | 0.045636 | 0 | 73.5721 | 74.1314 | 74.1314 | 0.00060235 | 0.001335 | 0.00016234 | 0 | 0 | 0.010442 | 0.0092864 | 8.8701e-05 | 0.017334 | 0.0020703 | 1.3487e-05 | 0.00047624 | 7.8043e-05 | 0.0030973 | 0.00065039 | 0 | 0 | 0 | 0 | 0 | 0 | 0 | 0 | 0 | 0 | 0 | 0.30055 | 0 | 0 | 0 | 0 | 1.4143 | 0 | 0 | 0
4 | 99 | 14 | 79.88 | 1.6278 | 69.2217 | 0 | 2.1554 | 0.046297 | 0 | 74.1314 | 74.6988 | 74.6988 | 0.0010102 | 0.0022388 | 0.00027225 | 0 | 0 | 0.0097547 | 0.0086311 | 0.00014815 | 0.017162 | 0.0030175 | 2.2617e-05 | 0.00079866 | 0.00011557 | 0.0025838 | 0.00054141 | 0 | 0 | 0 | 0 | 0 | 0 | 0 | 0 | 0 | 0 | 0 | 0.24638 | 0 | 0 | 0 | 0 | 1.3814 | 0 | 0 | 0
4 | 99 | 15 | 78.98 | 1.5946 | 69.2217 | 0 | 2.1554 | 0.040347 | 0 | 74.6988 | 75.1933 | 75.1933 | 0.0007523 | 0.0016673 | 0.00020276 | 0 | 0 | 0.0083043 | 0.0073202 | 0.00010999 | 0.014948 | 0.0030943 | 1.6844e-05 | 0.00059479 | 8.6348e-05 | 0.0026854 | 0.00056426 | 0 | 0 | 0 | 0 | 0 | 0 | 0 | 0 | 0 | 0 | 0 | 0.24613 | 0 | 0 | 0 | 0 | 1.3485 | 0 | 0 | 0
4 | 99 | 16 | 78.98 | 1.6602 | 69.2217 | 0 | 2.1554 | 0.032566 | 0 | 75.1933 | 75.5924 | 75.5924 | 0.00066541 | 0.0014748 | 0.00017934 | 0 | 0 | 0.0061558 | 0.005405 | 9.8863e-05 | 0.011712 | 0.0028881 | 1.4899e-05 | 0.0005261 | 0.00019604 | 0.0026854 | 0.00056426 | 0 | 0 | 0 | 0 | 0 | 0 | 0 | 0 | 0 | 0 | 0 | 0.24594 | 0 | 0 | 0 | 0 | 1.4143 | 0 | 0 | 0
4 | 99 | 17 | 78.98 | 1.9232 | 69.2217 | 0 | 2.1554 | 0.024468 | 0 | 75.5924 | 75.8922 | 75.8922 | 0.00059528 | 0.0013193 | 0.00016044 | 0 | 0 | 0.0039384 | 0.0030244 | 8.89e-05 | 0.0075687 | 0.0023074 | 1.3328e-05 | 0.00047065 | 0.00023065 | 0.0039265 | 0.00082442 | 0 | 0 | 0 | 0 | 0 | 0 | 0 | 0 | 0 | 0 | 0 | 0.24579 | 0 | 0 | 0 | 0 | 1.6774 | 0 | 0 | 0
4 | 99 | 18 | 77 | 2.5064 | 69.2217 | 0 | 3.67 | 0.012659 | 0 | 75.8922 | 76.0474 | 76.0474 | 0.00019466 | 0.00043143 | 5.2464e-05 | 0 | 0 | 0.0020519 | 0.00089797 | 2.901e-05 | 0.0024453 | 0.001213 | 4.3585e-06 | 0.00015391 | 6.0639e-05 | 0.0042349 | 0.00088946 | 0 | 0 | 0 | 0 | 0 | 0 | 0 | 0 | 0 | 0 | 0 | 0.40141 | 0 | 0 | 0 | 0 | 2.105 | 0 | 0 | 0
4 | 99 | 19 | 73.94 | 2.4735 | 69.2217 | 0 | 3.67 | 0.00072077 | 0 | 76.0474 | 76.0562 | 76.0562 | -0.00037031 | -0.00082073 | -9.9804e-05 | 0 | 0 | 0.0009555 | 0.00016293 | -5.4955e-05 | -0.0023766 | -0.00083427 | -8.2912e-06 | -0.00029278 | -8.5112e-05 | 0.0045452 | 0.0009545 | 0 | 0 | 0 | 0 | 0 | 0 | 0 | 0 | 0 | 0 | 0 | 0.4014 | 0 | 0 | 0 | 0 | 2.0721 | 0 | 0 | 0
4 | 99 | 20 | 70.88 | 2.3419 | 69.2217 | 0 | 3.67 | 0.00063415 | 0 | 76.0562 | 76.064 | 76.064 | -0.00090957 | -0.0020159 | -0.00024514 | 0 | 0 | 0 | 0 | -0.0001347 | -0.0013954 | -0.00084616 | -2.0365e-05 | -0.00071913 | -0.0002066 | 0.0071272 | 0.0014959 | 0 | 0 | 0 | 0 | 0 | 0 | 0 | 0 | 0 | 0 | 0 | 0.4014 | 0 | 0 | 0 | 0 | 1.9405 | 0 | 0 | 0
4 | 99 | 21 | 68.9 | 2.2433 | 69.2217 | 0 | 3.67 | -0.0019399 | 0 | 76.064 | 76.0402 | 76.0402 | -0.0012589 | -0.0027901 | -0.00033929 | 0 | 0 | 0 | 0 | -0.00018682 | -0.0019313 | -0.0011713 | -2.8186e-05 | -0.0009953 | -0.00036595 | 0.0071272 | 0.0014959 | 0 | 0 | 0 | 0 | 0 | 0 | 0 | 0 | 0 | 0 | 0 | 0.40141 | 0 | 0 | 0 | 0 | 1.8419 | 0 | 0 | 0
4 | 99 | 22 | 65.84 | 2.0728 | 69.2217 | 0 | 2.9709 | -0.0054631 | 0 | 76.0402 | 75.9732 | 75.9732 | -0.0017924 | -0.0039725 | -0.00048308 | 0 | 0 | 0 | 0 | -0.00026562 | -0.0027498 | -0.0016676 | -4.0132e-05 | -0.0014171 | -0.00051581 | 0.0074411 | 0.0015609 | 0 | 0 | 0 | 0 | 0 | 0 | 0 | 0 | 0 | 0 | 0 | 0.32959 | 0 | 0 | 0 | 0 | 1.7432 | 0 | 0 | 0
4 | 99 | 23 | 63.86 | 1.8097 | 69.2217 | 0 | 2.9709 | -0.007845 | 0 | 75.9732 | 75.8771 | 75.8771 | -0.0021286 | -0.0047176 | -0.00057368 | 0 | 0 | 0 | 0 | -0.00031437 | -0.0032656 | -0.0019801 | -4.7659e-05 | -0.0016829 | -0.00057563 | 0.0074411 | 0.0015609 | 0 | 0 | 0 | 0 | 0 | 0 | 0 | 0 | 0 | 0 | 0 | 0.32963 | 0 | 0 | 0 | 0 | 1.4801 | 0 | 0 | 0
4 | 99 | 24 | 61.88 | 1.2921 | 69.2217 | 0 | 0.49516 | -0.0111 | 0 | 75.8771 | 75.7411 | 75.7411 | -0.0024596 | -0.0054513 | -0.0006629 | 0 | 0 | 0 | 0 | -0.00036443 | -0.0037734 | -0.0022883 | -5.5071e-05 | -0.0019446 | -0.00081517 | 0.0067153 | 0.0014098 | 0 | 0 | 0 | 0 | 0 | 0 | 0 | 0 | 0 | 0 | 0 | 0.075207 | 0 | 0 | 0 | 0 | 1.2169 | 0 | 0 | 0
4 | 100 | 1 | 60.98 | 0.99593 | 69.4487 | 0 | 0.49418 | -0.017053 | 0 | 75.7411 | 75.5321 | 75.5321 | -0.0025938 | -0.0057488 | -0.00069908 | 0 | 0 | 0 | 0 | -0.00038696 | -0.0039794 | -0.002414 | -5.8076e-05 | -0.0020508 | -0.001189 | 0.0020667 | 0.00043418 | 0 | 0 | 0 | 0 | 0 | 0 | 0 | 0 | 0 | 0 | 0 | 0.075003 | 0 | 0 | 0 | 0 | 0.92093 | 0 | 0 | 0
4 | 100 | 2 | 59.9 | 0.93026 | 69.4487 | 0 | 0.49418 | -0.018463 | 0 | 75.5321 | 75.3058 | 75.3058 | -0.0027469 | -0.006088 | -0.00074034 | 0 | 0 | 0 | 0 | -0.0004118 | -0.0042142 | -0.002557 | -6.1503e-05 | -0.0021718 | -0.001538 | 0.0020667 | 0.00043418 | 0 | 0 | 0 | 0 | 0 | 0 | 0 | 0 | 0 | 0 | 0 | 0.075114 | 0 | 0 | 0 | 0 | 0.85515 | 0 | 0 | 0
4 | 100 | 3 | 57.92 | 0.8975 | 69.4487 | 0 | 0.49418 | -0.021323 | 0 | 75.3058 | 75.0445 | 75.0445 | -0.0030551 | -0.006771 | -0.00082339 | 0 | 0 | 0 | 0 | -0.00046145 | -0.004687 | -0.0028448 | -6.8403e-05 | -0.0024154 | -0.002263 | 0.0020667 | 0.00043418 | 0 | 0 | 0 | 0 | 0 | 0 | 0 | 0 | 0 | 0 | 0 | 0.075243 | 0 | 0 | 0 | 0 | 0.82226 | 0 | 0 | 0
4 | 100 | 4 | 56.84 | 0.86474 | 69.4487 | 0 | 0.49418 | -0.021624 | 0 | 75.0445 | 74.7795 | 74.7795 | -0.0031989 | -0.0070899 | -0.00086216 | 0 | 0 | 0 | 0 | -0.00047734 | -0.0049077 | -0.0029771 | -7.1624e-05 | -0.0025292 | -0.0015765 | 0.0020667 | 0.00043418 | 0 | 0 | 0 | 0 | 0 | 0 | 0 | 0 | 0 | 0 | 0 | 0.075374 | 0 | 0 | 0 | 0 | 0.78937 | 0 | 0 | 0
4 | 100 | 5 | 55.94 | 0.86488 | 69.4487 | 0 | 0.49418 | -0.022471 | 0 | 74.7795 | 74.5041 | 74.5041 | -0.0033105 | -0.0073372 | -0.00089224 | 0 | 0 | 0 | 0 | -0.00049403 | -0.0050789 | -0.003081 | -7.4123e-05 | -0.0026174 | -0.0016521 | 0.0020667 | 0.00043418 | 0 | 0 | 0 | 0 | 0 | 0 | 0 | 0 | 0 | 0 | 0 | 0.075509 | 0 | 0 | 0 | 0 | 0.78937 | 0 | 0 | 0
4 | 100 | 6 | 53.96 | 0.97262 | 69.4487 | 0 | 0.58139 | -0.023691 | 0 | 74.5041 | 74.2138 | 74.2138 | -0.00361 | -0.008001 | -0.00097297 | 0 | 0 | 0 | 0 | -0.00054157 | -0.0055384 | -0.0033605 | -8.0829e-05 | -0.0028542 | -0.0021847 | 0.0034529 | 0.00072422 | 0 | 0 | 0 | 0 | 0 | 0 | 0 | 0 | 0 | 0 | 0 | 0.08458 | 0 | 0 | 0 | 0 | 0.88804 | 0 | 0 | 0
4 | 100 | 7 | 54.86 | 1.6227 | 69.4487 | 0 | 4.3604 | -0.021221 | 0 | 74.2138 | 73.9537 | 73.9537 | -0.0034009 | -0.0075375 | -0.00091659 | 0 | 0 | 0.001249 | 0.00049426 | -0.00050708 | -0.0068421 | -0.0036194 | -7.6146e-05 | -0.0026888 | -0.0017143 | 0.0043383 | 0.00091055 | 0 | 0 | 0 | 0 | 0 | 0 | 0 | 0 | 0 | 0 | 0 | 0.47157 | 0 | 0 | 0 | 0 | 1.1512 | 0 | 0 | 0
4 | 100 | 8 | 56.84 | 1.8201 | 69.4487 | 0 | 4.3604 | -0.0037052 | 0 | 73.9537 | 73.9083 | 73.9083 | -0.0030072 | -0.0066651 | -0.0008105 | 0 | 0 | 0.0045817 | 0.0025602 | -0.00045473 | -0.0020555 | -0.0016992 | -6.7333e-05 | -0.0023776 | -0.0023866 | 0.0086767 | 0.0018211 | 0 | 0 | 0 | 0 | 0 | 0 | 0 | 0 | 0 | 0 | 0 | 0.47159 | 0 | 0 | 0 | 0 | 1.3485 | 0 | 0 | 0
4 | 100 | 9 | 60.98 | 1.7934 | 69.4487 | 0 | 3.779 | 0.010326 | 0 | 73.9083 | 74.0348 | 74.0348 | -0.0022718 | -0.005035 | -0.00061228 | 0 | 0 | 0.0070699 | 0.0050196 | -0.00034109 | 0.00376 | -0.0002113 | -5.0865e-05 | -0.0017961 | -0.0013293 | 0.0050623 | 0.0010617 | 0 | 0 | 0 | 0 | 0 | 0 | 0 | 0 | 0 | 0 | 0 | 0.41201 | 0 | 0 | 0 | 0 | 1.3814 | 0 | 0 | 0
4 | 100 | 10 | 63.86 | 1.8262 | 69.4487 | 0 | 3.779 | 0.020077 | 0 | 74.0348 | 74.2809 | 74.2809 | -0.0017879 | -0.0039627 | -0.00048188 | 0 | 0 | 0.0091168 | 0.0070535 | -0.00026836 | 0.0085886 | 0.00052577 | -4.0032e-05 | -0.0014136 | -0.0010005 | 0.0030973 | 0.00065039 | 0 | 0 | 0 | 0 | 0 | 0 | 0 | 0 | 0 | 0 | 0 | 0.41189 | 0 | 0 | 0 | 0 | 1.4143 | 0 | 0 | 0
4 | 100 | 11 | 68 | 1.8589 | 69.4487 | 0 | 3.779 | 0.030977 | 0 | 74.2809 | 74.6605 | 74.6605 | -0.0011037 | -0.0024461 | -0.00029746 | 0 | 0 | 0.010262 | 0.0084863 | -0.00016333 | 0.012641 | 0.0010141 | -2.4712e-05 | -0.00087261 | -0.00026575 | 0.0030973 | 0.00065039 | 0 | 0 | 0 | 0 | 0 | 0 | 0 | 0 | 0 | 0 | 0 | 0.41171 | 0 | 0 | 0 | 0 | 1.4472 | 0 | 0 | 0
4 | 100 | 12 | 71.96 | 1.7456 | 69.4487 | 0 | 2.6744 | 0.039103 | 0 | 74.6605 | 75.1397 | 75.1397 | -0.00047454 | -0.0010517 | -0.0001279 | 0 | 0 | 0.010518 | 0.0092636 | -7.0603e-05 | 0.015449 | 0.0011186 | -1.0625e-05 | -0.00037519 | -0.00013377 | 0.0041315 | 0.0008666 | 0 | 0 | 0 | 0 | 0 | 0 | 0 | 0 | 0 | 0 | 0 | 0.29839 | 0 | 0 | 0 | 0 | 1.4472 | 0 | 0 | 0
4 | 100 | 13 | 73.94 | 1.7124 | 69.4487 | 0 | 2.6744 | 0.040314 | 0 | 75.1397 | 75.6338 | 75.6338 | -0.00021082 | -0.00046725 | -5.682e-05 | 0 | 0 | 0.010365 | 0.0093158 | -3.142e-05 | 0.016429 | 0.0014606 | -4.7203e-06 | -0.00016668 | -6.5895e-05 | 0.0030973 | 0.00065039 | 0 | 0 | 0 | 0 | 0 | 0 | 0 | 0 | 0 | 0 | 0 | 0.29815 | 0 | 0 | 0 | 0 | 1.4143 | 0 | 0 | 0
4 | 100 | 14 | 77.9 | 1.6257 | 69.4487 | 0 | 2.1511 | 0.041733 | 0 | 75.6338 | 76.1452 | 76.1452 | 0.00039822 | 0.00088259 | 0.00010733 | 0 | 0 | 0.0099312 | 0.0081273 | 5.9844e-05 | 0.015771 | 0.0028137 | 8.9162e-06 | 0.00031485 | 0.00019247 | 0.0025838 | 0.00054141 | 0 | 0 | 0 | 0 | 0 | 0 | 0 | 0 | 0 | 0 | 0 | 0.24433 | 0 | 0 | 0 | 0 | 1.3814 | 0 | 0 | 0
4 | 100 | 15 | 78.26 | 1.5926 | 69.4487 | 0 | 2.1511 | 0.03383 | 0 | 76.1452 | 76.5598 | 76.5598 | 0.00037161 | 0.00082361 | 0.00010016 | 0 | 0 | 0.0080867 | 0.0061341 | 5.5932e-05 | 0.011966 | 0.0025364 | 8.3204e-06 | 0.00029381 | 0.00020447 | 0.0026854 | 0.00056426 | 0 | 0 | 0 | 0 | 0 | 0 | 0 | 0 | 0 | 0 | 0 | 0.24413 | 0 | 0 | 0 | 0 | 1.3485 | 0 | 0 | 0
4 | 100 | 16 | 77.9 | 1.6583 | 69.4487 | 0 | 2.1511 | 0.024173 | 0 | 76.5598 | 76.8561 | 76.8561 | 0.0002355 | 0.00052194 | 6.3471e-05 | 0 | 0 | 0.0063475 | 0.0038261 | 3.5518e-05 | 0.0074963 | 0.0020639 | 5.2728e-06 | 0.00018619 | 0.00014175 | 0.0026854 | 0.00056426 | 0 | 0 | 0 | 0 | 0 | 0 | 0 | 0 | 0 | 0 | 0 | 0.24398 | 0 | 0 | 0 | 0 | 1.4143 | 0 | 0 | 0
4 | 100 | 17 | 77.9 | 1.9213 | 69.4487 | 0 | 2.1511 | 0.015579 | 0 | 76.8561 | 77.047 | 77.047 | 0.00018344 | 0.00040657 | 4.944e-05 | 0 | 0 | 0.0039534 | 0.0015313 | 2.7605e-05 | 0.0033002 | 0.0011279 | 4.1073e-06 | 0.00014503 | 9.9074e-05 | 0.0039265 | 0.00082442 | 0 | 0 | 0 | 0 | 0 | 0 | 0 | 0 | 0 | 0 | 0 | 0.24389 | 0 | 0 | 0 | 0 | 1.6774 | 0 | 0 | 0
4 | 100 | 18 | 75.92 | 2.5036 | 69.4487 | 0 | 3.6627 | 0.006625 | 0 | 77.047 | 77.1282 | 77.1282 | -0.00019804 | -0.00043892 | -5.3374e-05 | 0 | 0 | 0.0020338 | 0.00078778 | -3.0015e-05 | 9.5511e-05 | -0.00039221 | -4.4341e-06 | -0.00015657 | -0.00014297 | 0.0042349 | 0.00088946 | 0 | 0 | 0 | 0 | 0 | 0 | 0 | 0 | 0 | 0 | 0 | 0.39861 | 0 | 0 | 0 | 0 | 2.105 | 0 | 0 | 0
4 | 100 | 19 | 75.92 | 2.4707 | 69.4487 | 0 | 3.6627 | 0.0018067 | 0 | 77.1282 | 77.1503 | 77.1503 | -0.0002123 | -0.00047054 | -5.722e-05 | 0 | 0 | 0.00043419 | 0.00016818 | -3.2093e-05 | -0.0013484 | -0.00090735 | -4.7535e-06 | -0.00016785 | -0.00014035 | 0.0045452 | 0.0009545 | 0 | 0 | 0 | 0 | 0 | 0 | 0 | 0 | 0 | 0 | 0 | 0.39859 | 0 | 0 | 0 | 0 | 2.0721 | 0 | 0 | 0
4 | 100 | 20 | 73.94 | 2.3391 | 69.4487 | 0 | 3.6627 | 0.0029102 | 0 | 77.1503 | 77.186 | 77.186 | -0.00056412 | -0.0012503 | -0.00015204 | 0 | 0 | 0 | 0 | -8.4953e-05 | -0.00086546 | -0.00052521 | -1.2631e-05 | -0.00044601 | -0.0003162 | 0.0071272 | 0.0014959 | 0 | 0 | 0 | 0 | 0 | 0 | 0 | 0 | 0 | 0 | 0 | 0.39858 | 0 | 0 | 0 | 0 | 1.9405 | 0 | 0 | 0
4 | 100 | 21 | 72.86 | 2.2404 | 69.4487 | 0 | 3.6627 | 0.0013009 | 0 | 77.186 | 77.2019 | 77.2019 | -0.00076017 | -0.0016848 | -0.00020488 | 0 | 0 | 0 | 0 | -0.00011521 | -0.0011662 | -0.00070795 | -1.702e-05 | -0.00060101 | -0.00056896 | 0.0071272 | 0.0014959 | 0 | 0 | 0 | 0 | 0 | 0 | 0 | 0 | 0 | 0 | 0 | 0.39857 | 0 | 0 | 0 | 0 | 1.8419 | 0 | 0 | 0
4 | 100 | 22 | 72.86 | 2.0703 | 69.4487 | 0 | 2.9651 | 0.001546 | 0 | 77.2019 | 77.2209 | 77.2209 | -0.00076297 | -0.001691 | -0.00020563 | 0 | 0 | 0 | 0 | -0.00011584 | -0.0011705 | -0.00071062 | -1.7083e-05 | -0.00060323 | -0.00061811 | 0.0074411 | 0.0015609 | 0 | 0 | 0 | 0 | 0 | 0 | 0 | 0 | 0 | 0 | 0 | 0.32714 | 0 | 0 | 0 | 0 | 1.7432 | 0 | 0 | 0
4 | 100 | 23 | 70.88 | 1.8072 | 69.4487 | 0 | 2.9651 | -0.00092038 | 0 | 77.2209 | 77.2096 | 77.2096 | -0.0011142 | -0.0024695 | -0.0003003 | 0 | 0 | 0 | 0 | -0.00016782 | -0.0017094 | -0.0010374 | -2.4948e-05 | -0.00088095 | -0.00065686 | 0.0074411 | 0.0015609 | 0 | 0 | 0 | 0 | 0 | 0 | 0 | 0 | 0 | 0 | 0 | 0.32714 | 0 | 0 | 0 | 0 | 1.4801 | 0 | 0 | 0
4 | 100 | 24 | 69.98 | 1.2911 | 69.4487 | 0 | 0.49418 | -0.0026761 | 0 | 77.2096 | 77.1768 | 77.1768 | -0.0012704 | -0.0028156 | -0.00034239 | 0 | 0 | 0 | 0 | -0.00019031 | -0.001949 | -0.0011825 | -2.8444e-05 | -0.0010044 | -0.00060824 | 0.0067153 | 0.0014098 | 0 | 0 | 0 | 0 | 0 | 0 | 0 | 0 | 0 | 0 | 0 | 0.074193 | 0 | 0 | 0 | 0 | 1.2169 | 0 | 0 | 0
4 | 101 | 1 | 69.98 | 0.99486 | 69.6768 | 0 | 0.49319 | -0.0072816 | 0 | 77.1768 | 77.0876 | 77.0876 | -0.0012646 | -0.0028028 | -0.00034084 | 0 | 0 | 0 | 0 | -0.00018938 | -0.0019402 | -0.0011771 | -2.8315e-05 | -0.00099986 | -0.00060507 | 0.0020667 | 0.00043418 | 0 | 0 | 0 | 0 | 0 | 0 | 0 | 0 | 0 | 0 | 0 | 0.073928 | 0 | 0 | 0 | 0 | 0.92093 | 0 | 0 | 0
4 | 101 | 2 | 68 | 0.92914 | 69.6768 | 0 | 0.49319 | -0.010047 | 0 | 77.0876 | 76.9644 | 76.9644 | -0.0015969 | -0.0035392 | -0.00043039 | 0 | 0 | 0 | 0 | -0.00024109 | -0.0024499 | -0.0014869 | -3.5754e-05 | -0.0012625 | -0.0010708 | 0.0020667 | 0.00043418 | 0 | 0 | 0 | 0 | 0 | 0 | 0 | 0 | 0 | 0 | 0 | 0.073989 | 0 | 0 | 0 | 0 | 0.85515 | 0 | 0 | 0
4 | 101 | 3 | 65.84 | 0.89632 | 69.6768 | 0 | 0.49319 | -0.012459 | 0 | 76.9644 | 76.8118 | 76.8118 | -0.0019548 | -0.0043325 | -0.00052685 | 0 | 0 | 0 | 0 | -0.00029306 | -0.002999 | -0.0018196 | -4.3768e-05 | -0.0015455 | -0.0010107 | 0.0020667 | 0.00043418 | 0 | 0 | 0 | 0 | 0 | 0 | 0 | 0 | 0 | 0 | 0 | 0.074064 | 0 | 0 | 0 | 0 | 0.82226 | 0 | 0 | 0
4 | 101 | 4 | 64.94 | 0.86351 | 69.6768 | 0 | 0.49319 | -0.013927 | 0 | 76.8118 | 76.6411 | 76.6411 | -0.0020861 | -0.0046235 | -0.00056225 | 0 | 0 | 0 | 0 | -0.00031559 | -0.0032005 | -0.0019427 | -4.6709e-05 | -0.0016494 | -0.0015671 | 0.0020667 | 0.00043418 | 0 | 0 | 0 | 0 | 0 | 0 | 0 | 0 | 0 | 0 | 0 | 0.074148 | 0 | 0 | 0 | 0 | 0.78937 | 0 | 0 | 0
4 | 101 | 5 | 64.94 | 0.86359 | 69.6768 | 0 | 0.49319 | -0.013329 | 0 | 76.6411 | 76.4777 | 76.4777 | -0.0020561 | -0.0045571 | -0.00055416 | 0 | 0 | 0 | 0 | -0.00030874 | -0.0031545 | -0.0019141 | -4.6037e-05 | -0.0016256 | -0.0011798 | 0.0020667 | 0.00043418 | 0 | 0 | 0 | 0 | 0 | 0 | 0 | 0 | 0 | 0 | 0 | 0.074228 | 0 | 0 | 0 | 0 | 0.78937 | 0 | 0 | 0
4 | 101 | 6 | 65.84 | 0.9712 | 69.6768 | 0 | 0.58022 | -0.010647 | 0 | 76.4777 | 76.3472 | 76.3472 | -0.0018693 | -0.0041429 | -0.0005038 | 0 | 0 | 0 | 0 | -0.00028137 | -0.0028678 | -0.0017403 | -4.1853e-05 | -0.0014779 | -0.0011746 | 0.0034529 | 0.00072422 | 0 | 0 | 0 | 0 | 0 | 0 | 0 | 0 | 0 | 0 | 0 | 0.083166 | 0 | 0 | 0 | 0 | 0.88804 | 0 | 0 | 0
4 | 101 | 7 | 68 | 1.6189 | 69.6768 | 0 | 4.3517 | -0.0055466 | 0 | 76.3472 | 76.2793 | 76.2793 | -0.0014668 | -0.0032509 | -0.00039533 | 0 | 0 | 0.00054845 | 0.00021243 | -0.00022126 | -0.0018795 | -0.0012654 | -3.2842e-05 | -0.0011597 | -0.00097419 | 0.0043383 | 0.00091055 | 0 | 0 | 0 | 0 | 0 | 0 | 0 | 0 | 0 | 0 | 0 | 0.46772 | 0 | 0 | 0 | 0 | 1.1512 | 0 | 0 | 0
4 | 101 | 8 | 68 | 1.8162 | 69.6768 | 0 | 4.3517 | 0.0017802 | 0 | 76.2793 | 76.3011 | 76.3011 | -0.0014548 | -0.0032244 | -0.00039211 | 0 | 0 | 0.0016454 | 0.0006373 | -0.00021951 | -0.00084999 | -0.00089002 | -3.2574e-05 | -0.0011502 | -0.00096539 | 0.0086767 | 0.0018211 | 0 | 0 | 0 | 0 | 0 | 0 | 0 | 0 | 0 | 0 | 0 | 0.46771 | 0 | 0 | 0 | 0 | 1.3485 | 0 | 0 | 0
4 | 101 | 9 | 68.9 | 1.7899 | 69.6768 | 0 | 3.7714 | 0.0026909 | 0 | 76.3011 | 76.3341 | 76.3341 | -0.0013005 | -0.0028824 | -0.00035052 | 0 | 0 | 0.0028565 | 0.0011064 | -0.00019516 | 0.00049145 | -0.00034619 | -2.9119e-05 | -0.0010282 | -0.0006936 | 0.0050623 | 0.0010617 | 0 | 0 | 0 | 0 | 0 | 0 | 0 | 0 | 0 | 0 | 0 | 0.40853 | 0 | 0 | 0 | 0 | 1.3814 | 0 | 0 | 0
4 | 101 | 10 | 73.94 | 1.8227 | 69.6768 | 0 | 3.7714 | 0.021614 | 0 | 76.3341 | 76.5989 | 76.5989 | -0.00042069 | -0.00093238 | -0.00011338 | 0 | 0 | 0.0087813 | 0.0037192 | -6.3531e-05 | 0.0057778 | 0.0017171 | -9.4193e-06 | -0.00033261 | -0.00025723 | 0.0030973 | 0.00065039 | 0 | 0 | 0 | 0 | 0 | 0 | 0 | 0 | 0 | 0 | 0 | 0.4084 | 0 | 0 | 0 | 0 | 1.4143 | 0 | 0 | 0
4 | 101 | 11 | 77 | 1.8554 | 69.6768 | 0 | 3.7714 | 0.032159 | 0 | 76.5989 | 76.9931 | 76.9931 | 7.0475e-05 | 0.0001562 | 1.8994e-05 | 0 | 0 | 0.010076 | 0.0052147 | 1.0615e-05 | 0.0097597 | 0.0030103 | 1.5779e-06 | 5.572e-05 | 3.7631e-05 | 0.0030973 | 0.00065039 | 0 | 0 | 0 | 0 | 0 | 0 | 0 | 0 | 0 | 0 | 0 | 0.40821 | 0 | 0 | 0 | 0 | 1.4472 | 0 | 0 | 0
4 | 101 | 12 | 78.98 | 1.7429 | 69.6768 | 0 | 2.669 | 0.021182 | 0 | 76.9931 | 77.2527 | 77.2527 | 0.00034915 | 0.00077383 | 9.4102e-05 | 0 | 0 | 0.0059035 | 0.0026625 | 5.2577e-05 | 0.0045171 | 0.0013558 | 7.8175e-06 | 0.00027605 | 0.00019169 | 0.0041315 | 0.0008666 | 0 | 0 | 0 | 0 | 0 | 0 | 0 | 0 | 0 | 0 | 0 | 0.29569 | 0 | 0 | 0 | 0 | 1.4472 | 0 | 0 | 0
4 | 101 | 13 | 79.88 | 1.7097 | 69.6768 | 0 | 2.669 | 0.038535 | 0 | 77.2527 | 77.7249 | 77.7249 | 0.00046168 | 0.0010232 | 0.00012443 | 0 | 0 | 0.01203 | 0.0059084 | 6.9813e-05 | 0.011107 | 0.0033758 | 1.0337e-05 | 0.00036502 | 0.00031089 | 0.0030973 | 0.00065039 | 0 | 0 | 0 | 0 | 0 | 0 | 0 | 0 | 0 | 0 | 0 | 0.29546 | 0 | 0 | 0 | 0 | 1.4143 | 0 | 0 | 0
4 | 101 | 14 | 80.96 | 1.6234 | 69.6768 | 0 | 2.1468 | 0.035837 | 0 | 77.7249 | 78.1641 | 78.1641 | 0.00056848 | 0.0012599 | 0.00015321 | 0 | 0 | 0.011628 | 0.0050084 | 8.578e-05 | 0.0097768 | 0.0034172 | 1.2728e-05 | 0.00044946 | 0.0003519 | 0.0025838 | 0.00054141 | 0 | 0 | 0 | 0 | 0 | 0 | 0 | 0 | 0 | 0 | 0 | 0.242 | 0 | 0 | 0 | 0 | 1.3814 | 0 | 0 | 0
4 | 101 | 15 | 82.94 | 3.797 | 69.6768 | 0 | 2.1468 | 0.024942 | 0.038331 | 78.1641 | 78.4698 | 78 | 0.00083923 | 0.00186 | 0.00022619 | 0 | 0 | 0.0066271 | 0.0025669 | 0.00012896 | 0.0057184 | 0.0020255 | 1.879e-05 | 0.00066352 | 0.0010176 | 0.0026854 | 0.00056426 | 0 | 0 | 0 | 0 | 0 | 0 | 2.2064 | 0 | 0 | 0 | 0 | 0.24208 | 0 | 0 | 0 | 0 | 1.3485 | 0 | 0 | 0
4 | 101 | 16 | 80.96 | 2.7307 | 69.6768 | 0 | 2.1468 | 0.018664 | 0.018664 | 78 | 78.2287 | 78 | 0.00052014 | 0.0011528 | 0.00014019 | 0 | 0 | 0.0052331 | 0.002027 | 7.9302e-05 | 0.0040491 | 0.0013088 | 1.1646e-05 | 0.00041124 | 0.00048158 | 0.0026854 | 0.00056426 | 0 | 0 | 0 | 0 | 0 | 0 | 1.0744 | 0 | 0 | 0 | 0 | 0.24208 | 0 | 0 | 0 | 0 | 1.4143 | 0 | 0 | 0
4 | 101 | 17 | 80.96 | 3.0542 | 69.6768 | 0 | 2.1468 | 0.019714 | 0.019714 | 78 | 78.2416 | 78 | 0.00052014 | 0.0011528 | 0.00014019 | 0 | 0 | 0.0043219 | 0.0020479 | 7.9761e-05 | 0.0042314 | 0.0014559 | 1.1646e-05 | 0.00041124 | 0.00059013 | 0.0039265 | 0.00082442 | 0 | 0 | 0 | 0 | 0 | 0 | 1.1348 | 0 | 0 | 0 | 0 | 0.24208 | 0 | 0 | 0 | 0 | 1.6774 | 0 | 0 | 0
4 | 101 | 18 | 80.96 | 3.2428 | 69.6768 | 0 | 3.6554 | 0.012889 | 0.012889 | 78 | 78.158 | 78 | 0.00052014 | 0.0011528 | 0.00014019 | 0 | 0 | 0.0023743 | 0.00092889 | 7.8802e-05 | 0.0013894 | 0.00037412 | 1.1646e-05 | 0.00041124 | 0.00038344 | 0.0042349 | 0.00088946 | 0 | 0 | 0 | 0 | 0 | 0 | 0.74193 | 0 | 0 | 0 | 0 | 0.39589 | 0 | 0 | 0 | 0 | 2.105 | 0 | 0 | 0
4 | 101 | 19 | 79.88 | 2.888 | 69.6768 | 0 | 3.6554 | 0.0072977 | 0.0072977 | 78 | 78.0894 | 78 | 0.00033036 | 0.00073218 | 8.9037e-05 | 0 | 0 | 0.00062465 | 0.00024165 | 5.075e-05 | -0.0005062 | -0.00042746 | 7.3967e-06 | 0.00026119 | 0.00039449 | 0.0045452 | 0.0009545 | 0 | 0 | 0 | 0 | 0 | 0 | 0.42007 | 0 | 0 | 0 | 0 | 0.39589 | 0 | 0 | 0 | 0 | 2.0721 | 0 | 0 | 0
4 | 101 | 20 | 77 | 2.3364 | 69.6768 | 0 | 3.6554 | 0.0057852 | 0 | 78 | 78.0709 | 78 | -0.00017572 | -0.00038946 | -4.736e-05 | 0 | 0 | 0 | 0 | -2.6639e-05 | -0.00026959 | -0.00016365 | -3.9344e-06 | -0.00013893 | -0.00012667 | 0.0071272 | 0.0014959 | 0 | 0 | 0 | 0 | 0 | 0 | 0 | 0 | 0 | 0 | 0 | 0.39589 | 0 | 0 | 0 | 0 | 1.9405 | 0 | 0 | 0
4 | 101 | 21 | 74.84 | 2.2377 | 69.6768 | 0 | 3.6554 | 0.0028766 | 0 | 78 | 78.0353 | 78 | -0.00055528 | -0.0012307 | -0.00014966 | 0 | 0 | 0 | 0 | -8.4172e-05 | -0.0008519 | -0.00051714 | -1.2433e-05 | -0.00043902 | -0.00041027 | 0.0071272 | 0.0014959 | 0 | 0 | 0 | 0 | 0 | 0 | 0 | 0 | 0 | 0 | 0 | 0.39589 | 0 | 0 | 0 | 0 | 1.8419 | 0 | 0 | 0
4 | 101 | 22 | 72.86 | 2.0681 | 69.6768 | 0 | 2.9591 | 0.00045675 | 0 | 78 | 78.0056 | 78 | -0.00090321 | -0.0020018 | -0.00024343 | 0 | 0 | 0 | 0 | -0.0001372 | -0.0013857 | -0.00084125 | -2.0223e-05 | -0.00071411 | -0.0007374 | 0.0074411 | 0.0015609 | 0 | 0 | 0 | 0 | 0 | 0 | 0 | 0 | 0 | 0 | 0 | 0.3249 | 0 | 0 | 0 | 0 | 1.7432 | 0 | 0 | 0
4 | 101 | 23 | 70.88 | 1.805 | 69.6768 | 0 | 2.9591 | -0.0021017 | 0 | 78 | 77.9742 | 77.9742 | -0.0012511 | -0.0027729 | -0.0003372 | 0 | 0 | 0 | 0 | -0.00018928 | -0.0019195 | -0.0011651 | -2.8013e-05 | -0.00098919 | -0.00089045 | 0.0074411 | 0.0015609 | 0 | 0 | 0 | 0 | 0 | 0 | 0 | 0 | 0 | 0 | 0 | 0.32491 | 0 | 0 | 0 | 0 | 1.4801 | 0 | 0 | 0
4 | 101 | 24 | 69.98 | 1.2905 | 69.6768 | 0 | 0.49319 | -0.0041787 | 0 | 77.9742 | 77.923 | 77.923 | -0.0014048 | -0.0031134 | -0.00037861 | 0 | 0 | 0 | 0 | -0.00021336 | -0.0021551 | -0.0013084 | -3.1453e-05 | -0.0011106 | -0.0011782 | 0.0067153 | 0.0014098 | 0 | 0 | 0 | 0 | 0 | 0 | 0 | 0 | 0 | 0 | 0 | 0.073516 | 0 | 0 | 0 | 0 | 1.2169 | 0 | 0 | 0
4 | 102 | 1 | 68 | 0.9942 | 69.9062 | 0 | 0.49218 | -0.011075 | 0 | 77.923 | 77.7873 | 77.7873 | -0.0017437 | -0.0038646 | -0.00046995 | 0 | 0 | 0 | 0 | -0.00026268 | -0.0026751 | -0.0016235 | -3.9041e-05 | -0.0013786 | -0.0010845 | 0.0020667 | 0.00043418 | 0 | 0 | 0 | 0 | 0 | 0 | 0 | 0 | 0 | 0 | 0 | 0.073273 | 0 | 0 | 0 | 0 | 0.92093 | 0 | 0 | 0
4 | 102 | 2 | 68 | 0.92849 | 69.9062 | 0 | 0.49218 | -0.01099 | 0 | 77.7873 | 77.6526 | 77.6526 | -0.0017198 | -0.0038117 | -0.00046353 | 0 | 0 | 0 | 0 | -0.00025952 | -0.0026385 | -0.0016014 | -3.8507e-05 | -0.0013598 | -0.0011637 | 0.0020667 | 0.00043418 | 0 | 0 | 0 | 0 | 0 | 0 | 0 | 0 | 0 | 0 | 0 | 0.073339 | 0 | 0 | 0 | 0 | 0.85515 | 0 | 0 | 0
4 | 102 | 3 | 68 | 0.89566 | 69.9062 | 0 | 0.49218 | -0.010346 | 0 | 77.6526 | 77.5258 | 77.5258 | -0.0016962 | -0.0037593 | -0.00045715 | 0 | 0 | 0 | 0 | -0.00025278 | -0.0026022 | -0.0015785 | -3.7978e-05 | -0.001341 | -0.0006879 | 0.0020667 | 0.00043418 | 0 | 0 | 0 | 0 | 0 | 0 | 0 | 0 | 0 | 0 | 0 | 0.073402 | 0 | 0 | 0 | 0 | 0.82226 | 0 | 0 | 0
4 | 102 | 4 | 68 | 0.86283 | 69.9062 | 0 | 0.49218 | -0.010345 | 0 | 77.5258 | 77.399 | 77.399 | -0.0016739 | -0.0037099 | -0.00045114 | 0 | 0 | 0 | 0 | -0.00025072 | -0.002568 | -0.0015581 | -3.7479e-05 | -0.0013234 | -0.00083939 | 0.0020667 | 0.00043418 | 0 | 0 | 0 | 0 | 0 | 0 | 0 | 0 | 0 | 0 | 0 | 0.073464 | 0 | 0 | 0 | 0 | 0.78937 | 0 | 0 | 0
4 | 102 | 5 | 68 | 0.86289 | 69.9062 | 0 | 0.49218 | -0.010373 | 0 | 77.399 | 77.2719 | 77.2719 | -0.0016516 | -0.0036605 | -0.00044514 | 0 | 0 | 0 | 0 | -0.00024866 | -0.0025339 | -0.0015377 | -3.698e-05 | -0.0013058 | -0.0010195 | 0.0020667 | 0.00043418 | 0 | 0 | 0 | 0 | 0 | 0 | 0 | 0 | 0 | 0 | 0 | 0.073527 | 0 | 0 | 0 | 0 | 0.78937 | 0 | 0 | 0
4 | 102 | 6 | 68.9 | 0.97043 | 69.9062 | 0 | 0.57904 | -0.0074388 | 0 | 77.2719 | 77.1808 | 77.1808 | -0.0014711 | -0.0032605 | -0.00039649 | 0 | 0 | 0 | 0 | -0.00022024 | -0.002257 | -0.0013693 | -3.2939e-05 | -0.0011631 | -0.00072102 | 0.0034529 | 0.00072422 | 0 | 0 | 0 | 0 | 0 | 0 | 0 | 0 | 0 | 0 | 0 | 0.08239 | 0 | 0 | 0 | 0 | 0.88804 | 0 | 0 | 0
4 | 102 | 7 | 68 | 1.6157 | 69.9062 | 0 | 4.3428 | -0.0068084 | 0 | 77.1808 | 77.0973 | 77.0973 | -0.0016133 | -0.0035755 | -0.0004348 | 0 | 0 | 0.00041134 | 0.00015933 | -0.00024171 | -0.0022679 | -0.0014691 | -3.6121e-05 | -0.0012755 | -0.00080352 | 0.0043383 | 0.00091055 | 0 | 0 | 0 | 0 | 0 | 0 | 0 | 0 | 0 | 0 | 0 | 0.46458 | 0 | 0 | 0 | 0 | 1.1512 | 0 | 0 | 0
4 | 102 | 8 | 68.9 | 1.8131 | 69.9062 | 0 | 4.3428 | 0.001799 | 0 | 77.0973 | 77.1194 | 77.1194 | -0.0014404 | -0.0031925 | -0.00038822 | 0 | 0 | 0.0017368 | 0.00067271 | -0.00021824 | -0.00084561 | -0.00090759 | -3.2252e-05 | -0.0011389 | -0.0011235 | 0.0086767 | 0.0018211 | 0 | 0 | 0 | 0 | 0 | 0 | 0 | 0 | 0 | 0 | 0 | 0.46457 | 0 | 0 | 0 | 0 | 1.3485 | 0 | 0 | 0
4 | 102 | 9 | 70.88 | 1.7871 | 69.9062 | 0 | 3.7638 | 0.00497 | 0 | 77.1194 | 77.1803 | 77.1803 | -0.0010964 | -0.00243 | -0.0002955 | 0 | 0 | 0.0032679 | 0.0012658 | -0.0001654 | 0.0010549 | -9.4206e-05 | -2.4548e-05 | -0.00086684 | -0.00070796 | 0.0050623 | 0.0010617 | 0 | 0 | 0 | 0 | 0 | 0 | 0 | 0 | 0 | 0 | 0 | 0.40575 | 0 | 0 | 0 | 0 | 1.3814 | 0 | 0 | 0
4 | 102 | 10 | 68.9 | 1.82 | 69.9062 | 0 | 3.7638 | 0.002312 | 0 | 77.1803 | 77.2086 | 77.2086 | -0.001455 | -0.0032248 | -0.00039215 | 0 | 0 | 0.0038392 | 0.001487 | -0.00021807 | 0.0012047 | -0.00013132 | -3.2578e-05 | -0.0011504 | -0.00071181 | 0.0030973 | 0.00065039 | 0 | 0 | 0 | 0 | 0 | 0 | 0 | 0 | 0 | 0 | 0 | 0.40573 | 0 | 0 | 0 | 0 | 1.4143 | 0 | 0 | 0
4 | 102 | 11 | 68.9 | 1.8529 | 69.9062 | 0 | 3.7638 | 0.0051644 | 0 | 77.2086 | 77.2719 | 77.2719 | -0.00146 | -0.0032358 | -0.0003935 | 0 | 0 | 0.0046847 | 0.0018145 | -0.00021866 | 0.0019762 | 0.00015099 | -3.269e-05 | -0.0011543 | -0.00071465 | 0.0030973 | 0.00065039 | 0 | 0 | 0 | 0 | 0 | 0 | 0 | 0 | 0 | 0 | 0 | 0.4057 | 0 | 0 | 0 | 0 | 1.4472 | 0 | 0 | 0
4 | 102 | 12 | 69.98 | 1.7411 | 69.9062 | 0 | 2.6636 | 0.011575 | 0 | 77.2719 | 77.4137 | 77.4137 | -0.0012813 | -0.0028399 | -0.00034534 | 0 | 0 | 0.0062158 | 0.0024076 | -0.0001918 | 0.003514 | 0.00075359 | -2.8689e-05 | -0.0010131 | -0.00061428 | 0.0041315 | 0.0008666 | 0 | 0 | 0 | 0 | 0 | 0 | 0 | 0 | 0 | 0 | 0 | 0.29393 | 0 | 0 | 0 | 0 | 1.4472 | 0 | 0 | 0
4 | 102 | 13 | 70.88 | 1.7081 | 69.9062 | 0 | 2.6636 | 0.011647 | 0 | 77.4137 | 77.5565 | 77.5565 | -0.0011481 | -0.0025446 | -0.00030944 | 0 | 0 | 0.0063986 | 0.0024784 | -0.00017278 | 0.0038762 | 0.00093371 | -2.5707e-05 | -0.00090774 | -0.00067886 | 0.0030973 | 0.00065039 | 0 | 0 | 0 | 0 | 0 | 0 | 0 | 0 | 0 | 0 | 0 | 0.29386 | 0 | 0 | 0 | 0 | 1.4143 | 0 | 0 | 0
4 | 102 | 14 | 72.86 | 1.6223 | 69.9062 | 0 | 2.1424 | 0.012927 | 0 | 77.5565 | 77.7149 | 77.7149 | -0.00082527 | -0.0018291 | -0.00022243 | 0 | 0 | 0.0061701 | 0.0023899 | -0.00012423 | 0.0042023 | 0.0011858 | -1.8478e-05 | -0.00065249 | -0.00047401 | 0.0025838 | 0.00054141 | 0 | 0 | 0 | 0 | 0 | 0 | 0 | 0 | 0 | 0 | 0 | 0.24087 | 0 | 0 | 0 | 0 | 1.3814 | 0 | 0 | 0
4 | 102 | 15 | 72.86 | 1.5892 | 69.9062 | 0 | 2.1424 | 0.024338 | 0 | 77.7149 | 78.0132 | 78 | -0.00085311 | -0.0018908 | -0.00022993 | 0 | 0 | 0.010258 | 0.004523 | -0.00012708 | 0.0079087 | 0.0024948 | -1.9101e-05 | -0.0006745 | -0.00030175 | 0.0026854 | 0.00056426 | 0 | 0 | 0 | 0 | 0 | 0 | 0 | 0 | 0 | 0 | 0 | 0.24073 | 0 | 0 | 0 | 0 | 1.3485 | 0 | 0 | 0
4 | 102 | 16 | 77 | 1.655 | 69.9062 | 0 | 2.1424 | 0.025738 | 0 | 78 | 78.3154 | 78 | -0.00017572 | -0.00038946 | -4.736e-05 | 0 | 0 | 0.0094211 | 0.0040592 | -2.6216e-05 | 0.0073983 | 0.0024462 | -3.9344e-06 | -0.00013893 | -5.4522e-05 | 0.0026854 | 0.00056426 | 0 | 0 | 0 | 0 | 0 | 0 | 0 | 0 | 0 | 0 | 0 | 0.24073 | 0 | 0 | 0 | 0 | 1.4143 | 0 | 0 | 0
4 | 102 | 17 | 69.98 | 1.9181 | 69.9062 | 0 | 2.1424 | 0.00048693 | 0 | 78 | 78.006 | 78 | -0.0014093 | -0.0031234 | -0.00037983 | 0 | 0 | 0.0031764 | 0.0012303 | -0.00021514 | 0.00031234 | -0.0005284 | -3.1554e-05 | -0.0011142 | -0.0013568 | 0.0039265 | 0.00082442 | 0 | 0 | 0 | 0 | 0 | 0 | 0 | 0 | 0 | 0 | 0 | 0.24073 | 0 | 0 | 0 | 0 | 1.6774 | 0 | 0 | 0
4 | 102 | 18 | 66.02 | 2.4986 | 69.9062 | 0 | 3.6479 | -0.009943 | 0 | 78 | 77.8781 | 77.8781 | -0.0021051 | -0.0046657 | -0.00056737 | 0 | 0 | 0.0010283 | 0.00039831 | -0.00031652 | -0.0029829 | -0.0020421 | -4.7134e-05 | -0.0016644 | -0.0012133 | 0.0042349 | 0.00088946 | 0 | 0 | 0 | 0 | 0 | 0 | 0 | 0 | 0 | 0 | 0 | 0.39365 | 0 | 0 | 0 | 0 | 2.105 | 0 | 0 | 0
4 | 102 | 19 | 60.98 | 2.4658 | 69.9062 | 0 | 3.6479 | -0.016617 | 0 | 77.8781 | 77.6745 | 77.6745 | -0.0029694 | -0.0065811 | -0.0008003 | 0 | 0 | 0.00072104 | 0.00026457 | -0.00043977 | -0.0049023 | -0.0030728 | -6.6484e-05 | -0.0023477 | -0.00096806 | 0.0045452 | 0.0009545 | 0 | 0 | 0 | 0 | 0 | 0 | 0 | 0 | 0 | 0 | 0 | 0.39375 | 0 | 0 | 0 | 0 | 2.0721 | 0 | 0 | 0
4 | 102 | 20 | 59 | 2.3344 | 69.9062 | 0 | 3.6479 | -0.017336 | 0 | 77.6745 | 77.462 | 77.462 | -0.0032815 | -0.0072729 | -0.00088442 | 0 | 0 | 0 | 0 | -0.00049111 | -0.0050344 | -0.0030543 | -7.3473e-05 | -0.0025945 | -0.001777 | 0.0071272 | 0.0014959 | 0 | 0 | 0 | 0 | 0 | 0 | 0 | 0 | 0 | 0 | 0 | 0.39385 | 0 | 0 | 0 | 0 | 1.9405 | 0 | 0 | 0
4 | 102 | 21 | 56.84 | 2.2358 | 69.9062 | 0 | 3.6479 | -0.020123 | 0 | 77.462 | 77.2154 | 77.2154 | -0.0036237 | -0.0080314 | -0.00097666 | 0 | 0 | 0 | 0 | -0.00054364 | -0.0055594 | -0.0033733 | -8.1136e-05 | -0.002865 | -0.0021955 | 0.0071272 | 0.0014959 | 0 | 0 | 0 | 0 | 0 | 0 | 0 | 0 | 0 | 0 | 0 | 0.39397 | 0 | 0 | 0 | 0 | 1.8419 | 0 | 0 | 0
4 | 102 | 22 | 55.94 | 2.0667 | 69.9062 | 0 | 2.9531 | -0.020205 | 0 | 77.2154 | 76.9678 | 76.9678 | -0.0037386 | -0.0082859 | -0.0010076 | 0 | 0 | 0 | 0 | -0.00055666 | -0.0057356 | -0.003479 | -8.3707e-05 | -0.0029558 | -0.0018029 | 0.0074411 | 0.0015609 | 0 | 0 | 0 | 0 | 0 | 0 | 0 | 0 | 0 | 0 | 0 | 0.32354 | 0 | 0 | 0 | 0 | 1.7432 | 0 | 0 | 0
4 | 102 | 23 | 55.94 | 1.8037 | 69.9062 | 0 | 2.9531 | -0.020187 | 0 | 76.9678 | 76.7204 | 76.7204 | -0.003695 | -0.0081894 | -0.00099588 | 0 | 0 | 0 | 0 | -0.00055264 | -0.0056688 | -0.0034392 | -8.2732e-05 | -0.0029214 | -0.0020828 | 0.0074411 | 0.0015609 | 0 | 0 | 0 | 0 | 0 | 0 | 0 | 0 | 0 | 0 | 0 | 0.32366 | 0 | 0 | 0 | 0 | 1.4801 | 0 | 0 | 0
4 | 102 | 24 | 54.86 | 1.2909 | 69.9062 | 0 | 0.49218 | -0.022214 | 0 | 76.7204 | 76.4482 | 76.4482 | -0.0038413 | -0.0085137 | -0.0010353 | 0 | 0 | 0 | 0 | -0.00057612 | -0.0058933 | -0.0035758 | -8.6008e-05 | -0.0030371 | -0.0023703 | 0.0067153 | 0.0014098 | 0 | 0 | 0 | 0 | 0 | 0 | 0 | 0 | 0 | 0 | 0 | 0.073932 | 0 | 0 | 0 | 0 | 1.2169 | 0 | 0 | 0
4 | 103 | 1 | 53.96 | 0.99471 | 70.1366 | 0 | 0.49117 | -0.027054 | 0 | 76.4482 | 76.1166 | 76.1166 | -0.0039517 | -0.0087582 | -0.001065 | 0 | 0 | 0 | 0 | -0.00058705 | -0.0060625 | -0.0036769 | -8.8478e-05 | -0.0031243 | -0.0018065 | 0.0020667 | 0.00043418 | 0 | 0 | 0 | 0 | 0 | 0 | 0 | 0 | 0 | 0 | 0 | 0.073784 | 0 | 0 | 0 | 0 | 0.92093 | 0 | 0 | 0
4 | 103 | 2 | 51.98 | 0.92911 | 70.1366 | 0 | 0.49117 | -0.029117 | 0 | 76.1166 | 75.7598 | 75.7598 | -0.0042413 | -0.0094002 | -0.0011431 | 0 | 0 | 0 | 0 | -0.00062922 | -0.0065069 | -0.0039462 | -9.4964e-05 | -0.0033533 | -0.001868 | 0.0020667 | 0.00043418 | 0 | 0 | 0 | 0 | 0 | 0 | 0 | 0 | 0 | 0 | 0 | 0.073959 | 0 | 0 | 0 | 0 | 0.85515 | 0 | 0 | 0
4 | 103 | 3 | 51.98 | 0.89639 | 70.1366 | 0 | 0.49117 | -0.028489 | 0 | 75.7598 | 75.4107 | 75.4107 | -0.0041786 | -0.0092612 | -0.0011262 | 0 | 0 | 0 | 0 | -0.00061734 | -0.0064107 | -0.0038872 | -9.356e-05 | -0.0033038 | -0.0016774 | 0.0020667 | 0.00043418 | 0 | 0 | 0 | 0 | 0 | 0 | 0 | 0 | 0 | 0 | 0 | 0.074131 | 0 | 0 | 0 | 0 | 0.82226 | 0 | 0 | 0
4 | 103 | 4 | 52.88 | 0.86366 | 70.1366 | 0 | 0.49117 | -0.02711 | 0 | 75.4107 | 75.0784 | 75.0784 | -0.0039591 | -0.0087747 | -0.0010671 | 0 | 0 | 0 | 0 | -0.00058768 | -0.006074 | -0.0036837 | -8.8645e-05 | -0.0031302 | -0.0018116 | 0.0020667 | 0.00043418 | 0 | 0 | 0 | 0 | 0 | 0 | 0 | 0 | 0 | 0 | 0 | 0.074295 | 0 | 0 | 0 | 0 | 0.78937 | 0 | 0 | 0
4 | 103 | 5 | 52.88 | 0.86382 | 70.1366 | 0 | 0.49117 | -0.02629 | 0 | 75.0784 | 74.7563 | 74.7563 | -0.0039007 | -0.0086453 | -0.0010513 | 0 | 0 | 0 | 0 | -0.00057476 | -0.0059844 | -0.0036282 | -8.7338e-05 | -0.0030841 | -0.0014003 | 0.0020667 | 0.00043418 | 0 | 0 | 0 | 0 | 0 | 0 | 0 | 0 | 0 | 0 | 0 | 0.074454 | 0 | 0 | 0 | 0 | 0.78937 | 0 | 0 | 0
4 | 103 | 6 | 51.98 | 0.97141 | 70.1366 | 0 | 0.57784 | -0.025423 | 0 | 74.7563 | 74.4447 | 74.4447 | -0.0040023 | -0.0088704 | -0.0010787 | 0 | 0 | 0 | 0 | -0.00058639 | -0.0061402 | -0.0037217 | -8.9611e-05 | -0.0031643 | -0.0012223 | 0.0034529 | 0.00072422 | 0 | 0 | 0 | 0 | 0 | 0 | 0 | 0 | 0 | 0 | 0 | 0.083371 | 0 | 0 | 0 | 0 | 0.88804 | 0 | 0 | 0
4 | 103 | 7 | 51.98 | 1.6144 | 70.1366 | 0 | 4.3338 | -0.022892 | 0 | 74.4447 | 74.1641 | 74.1641 | -0.0039475 | -0.008749 | -0.0010639 | 0 | 0 | 0.0013899 | 0.00057546 | -0.00057771 | -0.0068432 | -0.0036132 | -8.8386e-05 | -0.003121 | -0.0011913 | 0.0043383 | 0.00091055 | 0 | 0 | 0 | 0 | 0 | 0 | 0 | 0 | 0 | 0 | 0 | 0.46325 | 0 | 0 | 0 | 0 | 1.1512 | 0 | 0 | 0
4 | 103 | 8 | 54.86 | 1.8118 | 70.1366 | 0 | 4.3338 | -0.011725 | 0 | 74.1641 | 74.0205 | 74.0205 | -0.0033922 | -0.0075181 | -0.00091424 | 0 | 0 | 0.0015311 | 0.00059305 | -0.000493 | -0.0038616 | -0.0026912 | -7.5951e-05 | -0.0026819 | -0.00089745 | 0.0086767 | 0.0018211 | 0 | 0 | 0 | 0 | 0 | 0 | 0 | 0 | 0 | 0 | 0 | 0.46332 | 0 | 0 | 0 | 0 | 1.3485 | 0 | 0 | 0
4 | 103 | 9 | 56.84 | 1.7863 | 70.1366 | 0 | 3.756 | -0.0095184 | 0 | 74.0205 | 73.9038 | 73.9038 | -0.003019 | -0.006691 | -0.00081367 | 0 | 0 | 0.002788 | 0.0010799 | -0.00044494 | -0.0021126 | -0.001919 | -6.7595e-05 | -0.0023869 | -0.00099387 | 0.0050623 | 0.0010617 | 0 | 0 | 0 | 0 | 0 | 0 | 0 | 0 | 0 | 0 | 0 | 0.40496 | 0 | 0 | 0 | 0 | 1.3814 | 0 | 0 | 0
4 | 103 | 10 | 59.9 | 1.8193 | 70.1366 | 0 | 3.756 | -0.0026236 | 0 | 73.9038 | 73.8717 | 73.8717 | -0.0024608 | -0.0054539 | -0.00066322 | 0 | 0 | 0.0046618 | 0.0018057 | -0.0003644 | 0.00044487 | -0.00078486 | -5.5097e-05 | -0.0019456 | -0.00090544 | 0.0030973 | 0.00065039 | 0 | 0 | 0 | 0 | 0 | 0 | 0 | 0 | 0 | 0 | 0 | 0.40497 | 0 | 0 | 0 | 0 | 1.4143 | 0 | 0 | 0
4 | 103 | 11 | 62.96 | 1.8521 | 70.1366 | 0 | 3.756 | 0.015069 | 0 | 73.8717 | 74.0563 | 74.0563 | -0.0019174 | -0.0042496 | -0.00051678 | 0 | 0 | 0.0082548 | 0.0050694 | -0.00028486 | 0.0065759 | 0.00066747 | -4.2931e-05 | -0.001516 | -0.00071847 | 0.0030973 | 0.00065039 | 0 | 0 | 0 | 0 | 0 | 0 | 0 | 0 | 0 | 0 | 0 | 0.40488 | 0 | 0 | 0 | 0 | 1.4472 | 0 | 0 | 0
4 | 103 | 12 | 65.84 | 1.7409 | 70.1366 | 0 | 2.6581 | 0.032687 | 0 | 74.0563 | 74.4569 | 74.4569 | -0.0014438 | -0.0031999 | -0.00038913 | 0 | 0 | 0.010124 | 0.009326 | -0.00021266 | 0.014594 | 0.00038639 | -3.2327e-05 | -0.0011415 | -0.00032184 | 0.0041315 | 0.0008666 | 0 | 0 | 0 | 0 | 0 | 0 | 0 | 0 | 0 | 0 | 0 | 0.29368 | 0 | 0 | 0 | 0 | 1.4472 | 0 | 0 | 0
4 | 103 | 13 | 70.52 | 1.7077 | 70.1366 | 0 | 2.6581 | 0.037234 | 0 | 74.4569 | 74.9132 | 74.9132 | -0.0006918 | -0.0015333 | -0.00018645 | 0 | 0 | 0.0099736 | 0.0093708 | -0.00010203 | 0.016168 | 0.001157 | -1.5489e-05 | -0.00054696 | -0.00010714 | 0.0030973 | 0.00065039 | 0 | 0 | 0 | 0 | 0 | 0 | 0 | 0 | 0 | 0 | 0 | 0.29346 | 0 | 0 | 0 | 0 | 1.4143 | 0 | 0 | 0
4 | 103 | 14 | 74.84 | 1.622 | 70.1366 | 0 | 2.138 | 0.039803 | 0 | 74.9132 | 75.401 | 75.401 | -1.2867e-05 | -2.8517e-05 | -3.4678e-06 | 0 | 0 | 0.0093137 | 0.0086961 | -1.8956e-06 | 0.016374 | 0.0023514 | -2.8809e-07 | -1.0173e-05 | -1.0581e-06 | 0.0025838 | 0.00054141 | 0 | 0 | 0 | 0 | 0 | 0 | 0 | 0 | 0 | 0 | 0 | 0.24064 | 0 | 0 | 0 | 0 | 1.3814 | 0 | 0 | 0
4 | 103 | 15 | 77 | 1.5889 | 70.1366 | 0 | 2.138 | 0.037665 | 0 | 75.401 | 75.8626 | 75.8626 | 0.00028098 | 0.00062274 | 7.5728e-05 | 0 | 0 | 0.0078924 | 0.0073904 | 4.2313e-05 | 0.014848 | 0.0028812 | 6.2911e-06 | 0.00022215 | 0.00015323 | 0.0026854 | 0.00056426 | 0 | 0 | 0 | 0 | 0 | 0 | 0 | 0 | 0 | 0 | 0 | 0.24042 | 0 | 0 | 0 | 0 | 1.3485 | 0 | 0 | 0
4 | 103 | 16 | 78.98 | 1.6545 | 70.1366 | 0 | 2.138 | 0.032385 | 0 | 75.8626 | 76.2595 | 76.2595 | 0.00054779 | 0.0012141 | 0.00014764 | 0 | 0 | 0.0058371 | 0.0054865 | 8.1256e-05 | 0.012196 | 0.0030466 | 1.2265e-05 | 0.0004331 | 0.00013272 | 0.0026854 | 0.00056426 | 0 | 0 | 0 | 0 | 0 | 0 | 0 | 0 | 0 | 0 | 0 | 0.24022 | 0 | 0 | 0 | 0 | 1.4143 | 0 | 0 | 0
4 | 103 | 17 | 81.86 | 1.9175 | 70.1366 | 0 | 2.138 | 0.028243 | 0 | 76.2595 | 76.6056 | 76.6056 | 0.00098413 | 0.0021812 | 0.00026524 | 0 | 0 | 0.0038046 | 0.0031122 | 0.0001486 | 0.0087131 | 0.0028525 | 2.2035e-05 | 0.00077809 | 0.00062992 | 0.0039265 | 0.00082442 | 0 | 0 | 0 | 0 | 0 | 0 | 0 | 0 | 0 | 0 | 0 | 0.24005 | 0 | 0 | 0 | 0 | 1.6774 | 0 | 0 | 0
4 | 103 | 18 | 81.86 | 2.4968 | 70.1366 | 0 | 3.6404 | 0.01915 | 0 | 76.6056 | 76.8403 | 76.8403 | 0.00092331 | 0.0020464 | 0.00024885 | 0 | 0 | 0.0021578 | 0.00096021 | 0.00013929 | 0.0040518 | 0.0021594 | 2.0673e-05 | 0.00073 | 0.00058817 | 0.0042349 | 0.00088946 | 0 | 0 | 0 | 0 | 0 | 0 | 0 | 0 | 0 | 0 | 0 | 0.39184 | 0 | 0 | 0 | 0 | 2.105 | 0 | 0 | 0
4 | 103 | 19 | 77.9 | 2.4639 | 70.1366 | 0 | 3.6404 | 0.0069171 | 0 | 76.8403 | 76.9251 | 76.9251 | 0.00018621 | 0.00041271 | 5.0188e-05 | 0 | 0 | 0.0010175 | 0.0002318 | 2.8175e-05 | -0.00070529 | -7.8166e-05 | 4.1693e-06 | 0.00014723 | 0.00012286 | 0.0045452 | 0.0009545 | 0 | 0 | 0 | 0 | 0 | 0 | 0 | 0 | 0 | 0 | 0 | 0.3918 | 0 | 0 | 0 | 0 | 2.0721 | 0 | 0 | 0
4 | 103 | 20 | 77.9 | 2.3323 | 70.1366 | 0 | 3.6404 | 0.0098785 | 0 | 76.9251 | 77.0461 | 77.0461 | 0.00017132 | 0.0003797 | 4.6173e-05 | 0 | 0 | 0 | 0 | 2.5643e-05 | 0.00026283 | 0.00015946 | 3.8358e-06 | 0.00013545 | 7.1071e-05 | 0.0071272 | 0.0014959 | 0 | 0 | 0 | 0 | 0 | 0 | 0 | 0 | 0 | 0 | 0 | 0.39174 | 0 | 0 | 0 | 0 | 1.9405 | 0 | 0 | 0
4 | 103 | 21 | 77 | 2.2336 | 70.1366 | 0 | 3.6404 | 0.0070674 | 0 | 77.0461 | 77.1327 | 77.1327 | -8.1054e-06 | -1.7964e-05 | -2.1846e-06 | 0 | 0 | 0 | 0 | -1.2165e-06 | -1.2435e-05 | -7.5454e-06 | -1.8148e-07 | -6.4084e-06 | -3.7373e-06 | 0.0071272 | 0.0014959 | 0 | 0 | 0 | 0 | 0 | 0 | 0 | 0 | 0 | 0 | 0 | 0.3917 | 0 | 0 | 0 | 0 | 1.8419 | 0 | 0 | 0
4 | 103 | 22 | 77 | 2.0647 | 70.1366 | 0 | 2.947 | 0.0072674 | 0 | 77.1327 | 77.2218 | 77.2218 | -2.3325e-05 | -5.1696e-05 | -6.2865e-06 | 0 | 0 | 0 | 0 | -3.5098e-06 | -3.5785e-05 | -2.1716e-05 | -5.2225e-07 | -1.8442e-05 | -1.2395e-05 | 0.0074411 | 0.0015609 | 0 | 0 | 0 | 0 | 0 | 0 | 0 | 0 | 0 | 0 | 0 | 0.32155 | 0 | 0 | 0 | 0 | 1.7432 | 0 | 0 | 0
4 | 103 | 23 | 75.92 | 1.8016 | 70.1366 | 0 | 2.947 | 0.0057511 | 0 | 77.2218 | 77.2923 | 77.2923 | -0.00022875 | -0.000507 | -6.1653e-05 | 0 | 0 | 0 | 0 | -3.4339e-05 | -0.00035095 | -0.00021295 | -5.1218e-06 | -0.00018086 | -0.00010836 | 0.0074411 | 0.0015609 | 0 | 0 | 0 | 0 | 0 | 0 | 0 | 0 | 0 | 0 | 0 | 0.32151 | 0 | 0 | 0 | 0 | 1.4801 | 0 | 0 | 0
4 | 103 | 24 | 77.9 | 1.2901 | 70.1366 | 0 | 0.49117 | 0.0088857 | 0 | 77.2923 | 77.4012 | 77.4012 | 0.00010679 | 0.00023668 | 2.8782e-05 | 0 | 0 | 0 | 0 | 1.5835e-05 | 0.00016383 | 9.9358e-05 | 2.391e-06 | 8.4431e-05 | 2.2541e-05 | 0.0067153 | 0.0014098 | 0 | 0 | 0 | 0 | 0 | 0 | 0 | 0 | 0 | 0 | 0 | 0.073151 | 0 | 0 | 0 | 0 | 1.2169 | 0 | 0 | 0
4 | 104 | 1 | 77.9 | 0.99375 | 70.3681 | 0 | 0.49013 | 0.0031334 | 0 | 77.4012 | 77.4396 | 77.4396 | 8.7654e-05 | 0.00019427 | 2.3624e-05 | 0 | 0 | 0 | 0 | 1.3052e-05 | 0.00013448 | 8.1569e-05 | 1.9626e-06 | 6.9302e-05 | 2.6691e-05 | 0.0020667 | 0.00043418 | 0 | 0 | 0 | 0 | 0 | 0 | 0 | 0 | 0 | 0 | 0 | 0.072819 | 0 | 0 | 0 | 0 | 0.92093 | 0 | 0 | 0
4 | 104 | 2 | 74.84 | 0.92797 | 70.3681 | 0 | 0.49013 | -0.0012645 | 0 | 77.4396 | 77.4241 | 77.4241 | -0.0004568 | -0.0010124 | -0.00012312 | 0 | 0 | 0 | 0 | -6.8303e-05 | -0.00070081 | -0.00042517 | -1.0228e-05 | -0.00036116 | -0.00017311 | 0.0020667 | 0.00043418 | 0 | 0 | 0 | 0 | 0 | 0 | 0 | 0 | 0 | 0 | 0 | 0.072827 | 0 | 0 | 0 | 0 | 0.85515 | 0 | 0 | 0
4 | 104 | 3 | 74.84 | 0.89509 | 70.3681 | 0 | 0.49013 | -0.0013249 | 0 | 77.4241 | 77.4078 | 77.4078 | -0.00045408 | -0.0010064 | -0.00012238 | 0 | 0 | 0 | 0 | -6.8337e-05 | -0.00069664 | -0.00042276 | -1.0167e-05 | -0.00035901 | -0.00025185 | 0.0020667 | 0.00043418 | 0 | 0 | 0 | 0 | 0 | 0 | 0 | 0 | 0 | 0 | 0 | 0.072834 | 0 | 0 | 0 | 0 | 0.82226 | 0 | 0 | 0
4 | 104 | 4 | 69.98 | 0.86225 | 70.3681 | 0 | 0.49013 | -0.0074549 | 0 | 77.4078 | 77.3165 | 77.3165 | -0.0013052 | -0.0028928 | -0.00035178 | 0 | 0 | 0 | 0 | -0.00019493 | -0.0020025 | -0.0012148 | -2.9224e-05 | -0.001032 | -0.00049834 | 0.0020667 | 0.00043418 | 0 | 0 | 0 | 0 | 0 | 0 | 0 | 0 | 0 | 0 | 0 | 0.072879 | 0 | 0 | 0 | 0 | 0.78937 | 0 | 0 | 0
4 | 104 | 5 | 68.9 | 0.8623 | 70.3681 | 0 | 0.49013 | -0.0088839 | 0 | 77.3165 | 77.2076 | 77.2076 | -0.001479 | -0.0032779 | -0.0003986 | 0 | 0 | 0 | 0 | -0.0002216 | -0.002269 | -0.0013767 | -3.3114e-05 | -0.0011693 | -0.00072551 | 0.0020667 | 0.00043418 | 0 | 0 | 0 | 0 | 0 | 0 | 0 | 0 | 0 | 0 | 0 | 0.072933 | 0 | 0 | 0 | 0 | 0.78937 | 0 | 0 | 0
4 | 104 | 6 | 66.92 | 0.96974 | 70.3681 | 0 | 0.57663 | -0.0096327 | 0 | 77.2076 | 77.0896 | 77.0896 | -0.0018078 | -0.0040066 | -0.00048722 | 0 | 0 | 0 | 0 | -0.00026836 | -0.0027734 | -0.001682 | -4.0476e-05 | -0.0014293 | -0.00059049 | 0.0034529 | 0.00072422 | 0 | 0 | 0 | 0 | 0 | 0 | 0 | 0 | 0 | 0 | 0 | 0.0817 | 0 | 0 | 0 | 0 | 0.88804 | 0 | 0 | 0
4 | 104 | 7 | 64.94 | 1.6103 | 70.3681 | 0 | 4.3247 | -0.0098295 | 0 | 77.0896 | 76.9691 | 76.9691 | -0.0021349 | -0.0047317 | -0.0005754 | 0 | 0 | 0.0015021 | 0.00063562 | -0.00031456 | -0.0043119 | -0.0019835 | -4.7802e-05 | -0.001688 | -0.00051776 | 0.0043383 | 0.00091055 | 0 | 0 | 0 | 0 | 0 | 0 | 0 | 0 | 0 | 0 | 0 | 0.45913 | 0 | 0 | 0 | 0 | 1.1512 | 0 | 0 | 0
4 | 104 | 8 | 68.9 | 1.8076 | 70.3681 | 0 | 4.3247 | 0.011639 | 0 | 76.9691 | 77.1117 | 77.1117 | -0.0014179 | -0.0031426 | -0.00038215 | 0 | 0 | 0.0046111 | 0.002766 | -0.00020902 | 0.00062481 | -0.00024256 | -3.1747e-05 | -0.001121 | -0.00031346 | 0.0086767 | 0.0018211 | 0 | 0 | 0 | 0 | 0 | 0 | 0 | 0 | 0 | 0 | 0 | 0.45906 | 0 | 0 | 0 | 0 | 1.3485 | 0 | 0 | 0
4 | 104 | 9 | 70.88 | 1.7823 | 70.3681 | 0 | 3.7481 | 0.018455 | 0 | 77.1117 | 77.3379 | 77.3379 | -0.0010951 | -0.002427 | -0.00029514 | 0 | 0 | 0.0068803 | 0.0052139 | -0.00016394 | 0.0051705 | 0.00045149 | -2.4518e-05 | -0.00086578 | -0.00051336 | 0.0050623 | 0.0010617 | 0 | 0 | 0 | 0 | 0 | 0 | 0 | 0 | 0 | 0 | 0 | 0.40089 | 0 | 0 | 0 | 0 | 1.3814 | 0 | 0 | 0
4 | 104 | 10 | 71.96 | 1.815 | 70.3681 | 0 | 3.7481 | 0.025292 | 0 | 77.3379 | 77.6479 | 77.6479 | -0.00094502 | -0.0020945 | -0.0002547 | 0 | 0 | 0.0087935 | 0.0072137 | -0.00014109 | 0.0093403 | 0.00078715 | -2.1159e-05 | -0.00074716 | -0.00038617 | 0.0030973 | 0.00065039 | 0 | 0 | 0 | 0 | 0 | 0 | 0 | 0 | 0 | 0 | 0 | 0.40074 | 0 | 0 | 0 | 0 | 1.4143 | 0 | 0 | 0
4 | 104 | 11 | 73.94 | 1.8477 | 70.3681 | 0 | 3.7481 | 0.032851 | 0 | 77.6479 | 78.0505 | 78.0505 | -0.00065155 | -0.0014441 | -0.0001756 | 0 | 0 | 0.0098583 | 0.0086313 | -9.7571e-05 | 0.012852 | 0.00094907 | -1.4588e-05 | -0.00051514 | -0.00028876 | 0.0030973 | 0.00065039 | 0 | 0 | 0 | 0 | 0 | 0 | 0 | 0 | 0 | 0 | 0 | 0.40054 | 0 | 0 | 0 | 0 | 1.4472 | 0 | 0 | 0
4 | 104 | 12 | 75.92 | 1.7372 | 70.3681 | 0 | 2.6525 | 0.038512 | 0 | 78.0505 | 78.5224 | 78.5224 | -0.00037437 | -0.00082973 | -0.0001009 | 0 | 0 | 0.010064 | 0.0093885 | -5.607e-05 | 0.015153 | 0.00073361 | -8.3822e-06 | -0.00029599 | -0.00015982 | 0.0041315 | 0.0008666 | 0 | 0 | 0 | 0 | 0 | 0 | 0 | 0 | 0 | 0 | 0 | 0.29 | 0 | 0 | 0 | 0 | 1.4472 | 0 | 0 | 0
4 | 104 | 13 | 75.92 | 1.7041 | 70.3681 | 0 | 2.6525 | 0.037208 | 0 | 78.5224 | 78.9784 | 78.9784 | -0.0004573 | -0.0010135 | -0.00012325 | 0 | 0 | 0.0099102 | 0.0094306 | -6.882e-05 | 0.01563 | 0.00077726 | -1.0239e-05 | -0.00036156 | -0.00025372 | 0.0030973 | 0.00065039 | 0 | 0 | 0 | 0 | 0 | 0 | 0 | 0 | 0 | 0 | 0 | 0.28978 | 0 | 0 | 0 | 0 | 1.4143 | 0 | 0 | 0
4 | 104 | 14 | 75.92 | 1.6187 | 70.3681 | 0 | 2.1335 | 0.034596 | 0 | 78.9784 | 79.4024 | 79.4024 | -0.00053743 | -0.0011911 | -0.00014485 | 0 | 0 | 0.0092592 | 0.0087599 | -8.1422e-05 | 0.01489 | 0.001351 | -1.2033e-05 | -0.00042491 | -0.00039663 | 0.0025838 | 0.00054141 | 0 | 0 | 0 | 0 | 0 | 0 | 0 | 0 | 0 | 0 | 0 | 0.23732 | 0 | 0 | 0 | 0 | 1.3814 | 0 | 0 | 0
4 | 104 | 15 | 74.84 | 1.5865 | 70.3681 | 0 | 2.1335 | 0.02852 | 0 | 79.4024 | 79.7519 | 78 | -0.00080171 | -0.0017769 | -0.00021608 | 0 | 0 | 0.007844 | 0.0074475 | -0.00012098 | 0.012631 | 0.0014213 | -1.795e-05 | -0.00063386 | -0.00050578 | 0.0026854 | 0.00056426 | 0 | 0 | 0 | 0 | 0 | 0 | 0 | 0 | 0 | 0 | 0 | 0.23801 | 0 | 0 | 0 | 0 | 1.3485 | 0 | 0 | 0
4 | 104 | 16 | 71.96 | 1.6523 | 70.3681 | 0 | 2.1335 | 0.019319 | 0 | 78 | 78.2368 | 78 | -0.0010614 | -0.0023523 | -0.00028605 | 0 | 0 | 0.0057928 | 0.0055298 | -0.00016127 | 0.0092349 | 0.0011094 | -2.3764e-05 | -0.00083914 | -0.00087402 | 0.0026854 | 0.00056426 | 0 | 0 | 0 | 0 | 0 | 0 | 0 | 0 | 0 | 0 | 0 | 0.23801 | 0 | 0 | 0 | 0 | 1.4143 | 0 | 0 | 0
4 | 104 | 17 | 68.9 | 1.9154 | 70.3681 | 0 | 2.1335 | 0.0077449 | 0 | 78 | 78.0949 | 78 | -0.0015991 | -0.0035441 | -0.00043098 | 0 | 0 | 0.0038097 | 0.0031544 | -0.00024347 | 0.0044454 | 0.00015478 | -3.5803e-05 | -0.0012643 | -0.0014527 | 0.0039265 | 0.00082442 | 0 | 0 | 0 | 0 | 0 | 0 | 0 | 0 | 0 | 0 | 0 | 0.23801 | 0 | 0 | 0 | 0 | 1.6774 | 0 | 0 | 0
4 | 104 | 18 | 65.84 | 2.494 | 70.3681 | 0 | 3.6328 | -0.0060653 | 0 | 78 | 77.9257 | 77.9257 | -0.0021368 | -0.0047358 | -0.0005759 | 0 | 0 | 0.0022033 | 0.00098395 | -0.000326 | -0.00095662 | -0.00089872 | -4.7843e-05 | -0.0016894 | -0.0021205 | 0.0042349 | 0.00088946 | 0 | 0 | 0 | 0 | 0 | 0 | 0 | 0 | 0 | 0 | 0 | 0.38899 | 0 | 0 | 0 | 0 | 2.105 | 0 | 0 | 0
4 | 104 | 19 | 62.96 | 2.4612 | 70.3681 | 0 | 3.6328 | -0.016956 | 0 | 77.9257 | 77.7179 | 77.7179 | -0.0026298 | -0.0058285 | -0.00070877 | 0 | 0 | 0.0011404 | 0.00016535 | -0.00039969 | -0.0058815 | -0.0028747 | -5.8881e-05 | -0.0020792 | -0.0023457 | 0.0045452 | 0.0009545 | 0 | 0 | 0 | 0 | 0 | 0 | 0 | 0 | 0 | 0 | 0 | 0.38909 | 0 | 0 | 0 | 0 | 2.0721 | 0 | 0 | 0
4 | 104 | 20 | 60.98 | 2.3297 | 70.3681 | 0 | 3.6328 | -0.015216 | 0 | 77.7179 | 77.5314 | 77.5314 | -0.0029412 | -0.0065187 | -0.00079271 | 0 | 0 | 0 | 0 | -0.00044325 | -0.0045123 | -0.0027384 | -6.5854e-05 | -0.0023254 | -0.0020051 | 0.0071272 | 0.0014959 | 0 | 0 | 0 | 0 | 0 | 0 | 0 | 0 | 0 | 0 | 0 | 0.38918 | 0 | 0 | 0 | 0 | 1.9405 | 0 | 0 | 0
4 | 104 | 21 | 59 | 2.2311 | 70.3681 | 0 | 3.6328 | -0.017834 | 0 | 77.5314 | 77.3128 | 77.3128 | -0.0032564 | -0.0072172 | -0.00087765 | 0 | 0 | 0 | 0 | -0.00049187 | -0.0049958 | -0.0030322 | -7.291e-05 | -0.0025746 | -0.0024428 | 0.0071272 | 0.0014959 | 0 | 0 | 0 | 0 | 0 | 0 | 0 | 0 | 0 | 0 | 0 | 0.38929 | 0 | 0 | 0 | 0 | 1.8419 | 0 | 0 | 0
4 | 104 | 22 | 54.86 | 2.0629 | 70.3681 | 0 | 2.9408 | -0.022294 | 0 | 77.3128 | 77.0396 | 77.0396 | -0.0039454 | -0.0087444 | -0.0010634 | 0 | 0 | 0 | 0 | -0.00059236 | -0.006053 | -0.0036729 | -8.8339e-05 | -0.0031194 | -0.0024554 | 0.0074411 | 0.0015609 | 0 | 0 | 0 | 0 | 0 | 0 | 0 | 0 | 0 | 0 | 0 | 0.31976 | 0 | 0 | 0 | 0 | 1.7432 | 0 | 0 | 0
4 | 104 | 23 | 52.88 | 1.8 | 70.3681 | 0 | 2.9408 | -0.025523 | 0 | 77.0396 | 76.7268 | 76.7268 | -0.0042454 | -0.0094091 | -0.0011442 | 0 | 0 | 0 | 0 | -0.00064279 | -0.0065131 | -0.0039536 | -9.5054e-05 | -0.0033565 | -0.0036039 | 0.0074411 | 0.0015609 | 0 | 0 | 0 | 0 | 0 | 0 | 0 | 0 | 0 | 0 | 0 | 0.31991 | 0 | 0 | 0 | 0 | 1.4801 | 0 | 0 | 0
4 | 104 | 24 | 50.9 | 1.2903 | 70.3681 | 0 | 0.49013 | -0.02834 | 0 | 76.7268 | 76.3795 | 76.3795 | -0.0045383 | -0.010058 | -0.0012232 | 0 | 0 | 0 | 0 | -0.00068573 | -0.0069626 | -0.004226 | -0.00010161 | -0.0035882 | -0.0036712 | 0.0067153 | 0.0014098 | 0 | 0 | 0 | 0 | 0 | 0 | 0 | 0 | 0 | 0 | 0 | 0.073341 | 0 | 0 | 0 | 0 | 1.2169 | 0 | 0 | 0
4 | 105 | 1 | 50.9 | 0.99415 | 70.6005 | 0 | 0.48909 | -0.032504 | 0 | 76.3795 | 75.9812 | 75.9812 | -0.0044773 | -0.0099232 | -0.0012067 | 0 | 0 | 0 | 0 | -0.00067614 | -0.006869 | -0.0041691 | -0.00010025 | -0.0035399 | -0.0036095 | 0.0020667 | 0.00043418 | 0 | 0 | 0 | 0 | 0 | 0 | 0 | 0 | 0 | 0 | 0 | 0.073223 | 0 | 0 | 0 | 0 | 0.92093 | 0 | 0 | 0
4 | 105 | 2 | 48.92 | 0.92857 | 70.6005 | 0 | 0.48909 | -0.033752 | 0 | 75.9812 | 75.5675 | 75.5675 | -0.0047552 | -0.010539 | -0.0012816 | 0 | 0 | 0 | 0 | -0.00071201 | -0.0072953 | -0.0044262 | -0.00010647 | -0.0037596 | -0.002943 | 0.0020667 | 0.00043418 | 0 | 0 | 0 | 0 | 0 | 0 | 0 | 0 | 0 | 0 | 0 | 0.073426 | 0 | 0 | 0 | 0 | 0.85515 | 0 | 0 | 0
4 | 105 | 3 | 47.84 | 0.89589 | 70.6005 | 0 | 0.48909 | -0.03458 | 0 | 75.5675 | 75.1438 | 75.1438 | -0.0048723 | -0.010799 | -0.0013132 | 0 | 0 | 0 | 0 | -0.00072872 | -0.007475 | -0.0045349 | -0.00010909 | -0.0038522 | -0.0029623 | 0.0020667 | 0.00043418 | 0 | 0 | 0 | 0 | 0 | 0 | 0 | 0 | 0 | 0 | 0 | 0.073635 | 0 | 0 | 0 | 0 | 0.82226 | 0 | 0 | 0
4 | 105 | 4 | 46.94 | 0.86321 | 70.6005 | 0 | 0.48909 | -0.035108 | 0 | 75.1438 | 74.7135 | 74.7135 | -0.004956 | -0.010984 | -0.0013357 | 0 | 0 | 0 | 0 | -0.00074019 | -0.0076034 | -0.0046125 | -0.00011097 | -0.0039184 | -0.0029133 | 0.0020667 | 0.00043418 | 0 | 0 | 0 | 0 | 0 | 0 | 0 | 0 | 0 | 0 | 0 | 0.073847 | 0 | 0 | 0 | 0 | 0.78937 | 0 | 0 | 0
4 | 105 | 5 | 45.86 | 0.86344 | 70.6005 | 0 | 0.48909 | -0.037217 | 0 | 74.7135 | 74.2574 | 74.2574 | -0.0050702 | -0.011237 | -0.0013665 | 0 | 0 | 0 | 0 | -0.00076611 | -0.0077785 | -0.0047212 | -0.00011352 | -0.0040087 | -0.0042219 | 0.0020667 | 0.00043418 | 0 | 0 | 0 | 0 | 0 | 0 | 0 | 0 | 0 | 0 | 0 | 0.074072 | 0 | 0 | 0 | 0 | 0.78937 | 0 | 0 | 0
4 | 105 | 6 | 44.96 | 0.97098 | 70.6005 | 0 | 0.5754 | -0.036453 | 0 | 74.2574 | 73.8107 | 73.8107 | -0.0051482 | -0.01141 | -0.0013875 | 0 | 0 | 0 | 0 | -0.0007778 | -0.0078982 | -0.0047939 | -0.00011527 | -0.0040703 | -0.0043046 | 0.0034529 | 0.00072422 | 0 | 0 | 0 | 0 | 0 | 0 | 0 | 0 | 0 | 0 | 0 | 0.082944 | 0 | 0 | 0 | 0 | 0.88804 | 0 | 0 | 0
4 | 105 | 7 | 46.94 | 1.6092 | 70.6005 | 0 | 4.3155 | -0.033157 | 0 | 73.8107 | 73.4043 | 73.4043 | -0.0047218 | -0.010465 | -0.0012726 | 0 | 0 | 0.0012984 | 0.00053611 | -0.00071577 | -0.0088007 | -0.0051529 | -0.00010572 | -0.0037332 | -0.0043617 | 0.0043383 | 0.00091055 | 0 | 0 | 0 | 0 | 0 | 0 | 0 | 0 | 0 | 0 | 0 | 0.45808 | 0 | 0 | 0 | 0 | 1.1512 | 0 | 0 | 0
4 | 105 | 8 | 48.92 | 1.8067 | 70.6005 | 0 | 4.3155 | -0.013738 | 0 | 73.4043 | 73.236 | 73.236 | -0.0043024 | -0.0095356 | -0.0011596 | 0 | 0 | 0.0044525 | 0.0025035 | -0.00064608 | -0.0040761 | -0.0031944 | -9.6332e-05 | -0.0034016 | -0.0029581 | 0.0086767 | 0.0018211 | 0 | 0 | 0 | 0 | 0 | 0 | 0 | 0 | 0 | 0 | 0 | 0.45816 | 0 | 0 | 0 | 0 | 1.3485 | 0 | 0 | 0
4 | 105 | 9 | 51.98 | 1.7819 | 70.6005 | 0 | 3.7401 | -0.0031768 | 0 | 73.236 | 73.197 | 73.197 | -0.0037351 | -0.0082783 | -0.0010067 | 0 | 0 | 0.0069465 | 0.0049184 | -0.00056594 | 0.0015578 | -0.0017453 | -8.363e-05 | -0.0029531 | -0.0032937 | 0.0050623 | 0.0010617 | 0 | 0 | 0 | 0 | 0 | 0 | 0 | 0 | 0 | 0 | 0 | 0.4005 | 0 | 0 | 0 | 0 | 1.3814 | 0 | 0 | 0
4 | 105 | 10 | 53.96 | 1.8147 | 70.6005 | 0 | 3.7401 | 0.0074174 | 0 | 73.197 | 73.2879 | 73.2879 | -0.0033804 | -0.007492 | -0.00091107 | 0 | 0 | 0.0090274 | 0.006996 | -0.00051003 | 0.0062772 | -0.0010336 | -7.5687e-05 | -0.0026726 | -0.0025554 | 0.0030973 | 0.00065039 | 0 | 0 | 0 | 0 | 0 | 0 | 0 | 0 | 0 | 0 | 0 | 0.40045 | 0 | 0 | 0 | 0 | 1.4143 | 0 | 0 | 0
4 | 105 | 11 | 57.92 | 1.8475 | 70.6005 | 0 | 3.7401 | 0.017696 | 0 | 73.2879 | 73.5048 | 73.5048 | -0.0027005 | -0.0059852 | -0.00072783 | 0 | 0 | 0.010197 | 0.0084725 | -0.00041089 | 0.010393 | -0.00051709 | -6.0464e-05 | -0.0021351 | -0.0025776 | 0.0030973 | 0.00065039 | 0 | 0 | 0 | 0 | 0 | 0 | 0 | 0 | 0 | 0 | 0 | 0.40035 | 0 | 0 | 0 | 0 | 1.4472 | 0 | 0 | 0
4 | 105 | 12 | 59.9 | 1.7378 | 70.6005 | 0 | 2.6468 | 0.024118 | 0 | 73.5048 | 73.8004 | 73.8004 | -0.0023907 | -0.0052985 | -0.00064432 | 0 | 0 | 0.010499 | 0.0093035 | -0.00036293 | 0.012751 | -0.00068538 | -5.3527e-05 | -0.0018901 | -0.0021079 | 0.0041315 | 0.0008666 | 0 | 0 | 0 | 0 | 0 | 0 | 0 | 0 | 0 | 0 | 0 | 0.29061 | 0 | 0 | 0 | 0 | 1.4472 | 0 | 0 | 0
4 | 105 | 13 | 62.96 | 1.7047 | 70.6005 | 0 | 2.6468 | 0.027315 | 0 | 73.8004 | 74.1351 | 74.1351 | -0.0019049 | -0.0042219 | -0.0005134 | 0 | 0 | 0.010375 | 0.009361 | -0.00028865 | 0.013985 | -0.00015015 | -4.2651e-05 | -0.0015061 | -0.001526 | 0.0030973 | 0.00065039 | 0 | 0 | 0 | 0 | 0 | 0 | 0 | 0 | 0 | 0 | 0 | 0.29044 | 0 | 0 | 0 | 0 | 1.4143 | 0 | 0 | 0
4 | 105 | 14 | 64.94 | 1.6198 | 70.6005 | 0 | 2.129 | 0.027532 | 0 | 74.1351 | 74.4725 | 74.4725 | -0.0016158 | -0.0035811 | -0.00043548 | 0 | 0 | 0.0097213 | 0.0086858 | -0.00024372 | 0.013617 | 0.00065774 | -3.6178e-05 | -0.0012775 | -0.001085 | 0.0025838 | 0.00054141 | 0 | 0 | 0 | 0 | 0 | 0 | 0 | 0 | 0 | 0 | 0 | 0.23836 | 0 | 0 | 0 | 0 | 1.3814 | 0 | 0 | 0
4 | 105 | 15 | 66.92 | 1.5867 | 70.6005 | 0 | 2.129 | 0.025252 | 0 | 74.4725 | 74.782 | 74.782 | -0.0013271 | -0.0029414 | -0.00035769 | 0 | 0 | 0.0083028 | 0.0073508 | -0.00019974 | 0.011943 | 0.0011086 | -2.9715e-05 | -0.0010493 | -0.00079705 | 0.0026854 | 0.00056426 | 0 | 0 | 0 | 0 | 0 | 0 | 0 | 0 | 0 | 0 | 0 | 0.23821 | 0 | 0 | 0 | 0 | 1.3485 | 0 | 0 | 0
4 | 105 | 16 | 68.9 | 1.6524 | 70.6005 | 0 | 2.129 | 0.019731 | 0 | 74.782 | 75.0238 | 75.0238 | -0.0010336 | -0.0022908 | -0.00027857 | 0 | 0 | 0.0062532 | 0.0054206 | -0.00015628 | 0.0090229 | 0.0011086 | -2.3142e-05 | -0.00081719 | -0.00072481 | 0.0026854 | 0.00056426 | 0 | 0 | 0 | 0 | 0 | 0 | 0 | 0 | 0 | 0 | 0 | 0.23809 | 0 | 0 | 0 | 0 | 1.4143 | 0 | 0 | 0
4 | 105 | 17 | 68.9 | 1.9154 | 70.6005 | 0 | 2.129 | 0.01202 | 0 | 75.0238 | 75.1711 | 75.1711 | -0.0010761 | -0.002385 | -0.00029002 | 0 | 0 | 0.0042402 | 0.0030993 | -0.00016073 | 0.0047376 | 0.00042667 | -2.4094e-05 | -0.00085079 | -0.00044817 | 0.0039265 | 0.00082442 | 0 | 0 | 0 | 0 | 0 | 0 | 0 | 0 | 0 | 0 | 0 | 0.23802 | 0 | 0 | 0 | 0 | 1.6774 | 0 | 0 | 0
4 | 105 | 18 | 68 | 2.493 | 70.6005 | 0 | 3.625 | 0.00035707 | 0 | 75.1711 | 75.1755 | 75.1755 | -0.0012601 | -0.0027928 | -0.00033962 | 0 | 0 | 0.0025605 | 0.0010903 | -0.00019099 | -0.00031707 | -0.00063103 | -2.8214e-05 | -0.00099629 | -0.00097239 | 0.0042349 | 0.00088946 | 0 | 0 | 0 | 0 | 0 | 0 | 0 | 0 | 0 | 0 | 0 | 0.388 | 0 | 0 | 0 | 0 | 2.105 | 0 | 0 | 0
4 | 105 | 19 | 64.94 | 2.4601 | 70.6005 | 0 | 3.625 | -0.010687 | 0 | 75.1755 | 75.0445 | 75.0445 | -0.0017986 | -0.0039863 | -0.00048475 | 0 | 0 | 0.00094796 | 0.00025459 | -0.00026845 | -0.004904 | -0.0027901 | -4.0271e-05 | -0.001422 | -0.0007405 | 0.0045452 | 0.0009545 | 0 | 0 | 0 | 0 | 0 | 0 | 0 | 0 | 0 | 0 | 0 | 0.38806 | 0 | 0 | 0 | 0 | 2.0721 | 0 | 0 | 0
4 | 105 | 20 | 62.96 | 2.3286 | 70.6005 | 0 | 3.625 | -0.0080089 | 0 | 75.0445 | 74.9464 | 74.9464 | -0.0021235 | -0.0047064 | -0.00057232 | 0 | 0 | 0 | 0 | -0.00031214 | -0.0032578 | -0.0019747 | -4.7546e-05 | -0.0016789 | -0.00046275 | 0.0071272 | 0.0014959 | 0 | 0 | 0 | 0 | 0 | 0 | 0 | 0 | 0 | 0 | 0 | 0.38811 | 0 | 0 | 0 | 0 | 1.9405 | 0 | 0 | 0
4 | 105 | 21 | 59 | 2.23 | 70.6005 | 0 | 3.625 | -0.012861 | 0 | 74.9464 | 74.7887 | 74.7887 | -0.0028021 | -0.0062104 | -0.00075522 | 0 | 0 | 0 | 0 | -0.00041137 | -0.0042989 | -0.002606 | -6.274e-05 | -0.0022154 | -0.00062632 | 0.0071272 | 0.0014959 | 0 | 0 | 0 | 0 | 0 | 0 | 0 | 0 | 0 | 0 | 0 | 0.38819 | 0 | 0 | 0 | 0 | 1.8419 | 0 | 0 | 0
4 | 105 | 22 | 56.84 | 2.0622 | 70.6005 | 0 | 2.9345 | -0.015134 | 0 | 74.7887 | 74.6033 | 74.6033 | -0.003154 | -0.0069903 | -0.00085005 | 0 | 0 | 0 | 0 | -0.00046227 | -0.0048388 | -0.002933 | -7.0618e-05 | -0.0024936 | -0.00078279 | 0.0074411 | 0.0015609 | 0 | 0 | 0 | 0 | 0 | 0 | 0 | 0 | 0 | 0 | 0 | 0.31906 | 0 | 0 | 0 | 0 | 1.7432 | 0 | 0 | 0
4 | 105 | 23 | 51.98 | 1.7992 | 70.6005 | 0 | 2.9345 | -0.021237 | 0 | 74.6033 | 74.343 | 74.343 | -0.0039754 | -0.0088108 | -0.0010714 | 0 | 0 | 0 | 0 | -0.00058508 | -0.0060989 | -0.0036975 | -8.901e-05 | -0.0031431 | -0.001207 | 0.0074411 | 0.0015609 | 0 | 0 | 0 | 0 | 0 | 0 | 0 | 0 | 0 | 0 | 0 | 0.31918 | 0 | 0 | 0 | 0 | 1.4801 | 0 | 0 | 0
4 | 105 | 24 | 51.62 | 1.2911 | 70.6005 | 0 | 0.48909 | -0.02209 | 0 | 74.343 | 74.0723 | 74.0723 | -0.0039929 | -0.0088496 | -0.0010762 | 0 | 0 | 0 | 0 | -0.00058459 | -0.0061258 | -0.0037129 | -8.9402e-05 | -0.0031569 | -0.001217 | 0.0067153 | 0.0014098 | 0 | 0 | 0 | 0 | 0 | 0 | 0 | 0 | 0 | 0 | 0 | 0.074163 | 0 | 0 | 0 | 0 | 1.2169 | 0 | 0 | 0
4 | 106 | 1 | 50.9 | 0.99494 | 70.8338 | 0 | 0.48803 | -0.02733 | 0 | 74.0723 | 73.7374 | 73.7374 | -0.0040719 | -0.0090246 | -0.0010974 | 0 | 0 | 0 | 0 | -0.00059663 | -0.006247 | -0.0037864 | -9.117e-05 | -0.0032194 | -0.0012621 | 0.0020667 | 0.00043418 | 0 | 0 | 0 | 0 | 0 | 0 | 0 | 0 | 0 | 0 | 0 | 0.074012 | 0 | 0 | 0 | 0 | 0.92093 | 0 | 0 | 0
4 | 106 | 2 | 47.84 | 0.92935 | 70.8338 | 0 | 0.48803 | -0.03093 | 0 | 73.7374 | 73.3583 | 73.3583 | -0.0045507 | -0.010086 | -0.0012265 | 0 | 0 | 0 | 0 | -0.00066906 | -0.0069816 | -0.0042324 | -0.00010189 | -0.0035979 | -0.0015511 | 0.0020667 | 0.00043418 | 0 | 0 | 0 | 0 | 0 | 0 | 0 | 0 | 0 | 0 | 0 | 0.074199 | 0 | 0 | 0 | 0 | 0.85515 | 0 | 0 | 0
4 | 106 | 3 | 50.9 | 0.89661 | 70.8338 | 0 | 0.48803 | -0.026386 | 0 | 73.3583 | 73.0349 | 73.0349 | -0.0039464 | -0.0087465 | -0.0010636 | 0 | 0 | 0 | 0 | -0.00057417 | -0.0060545 | -0.0036685 | -8.8361e-05 | -0.0031202 | -0.0011907 | 0.0020667 | 0.00043418 | 0 | 0 | 0 | 0 | 0 | 0 | 0 | 0 | 0 | 0 | 0 | 0.074358 | 0 | 0 | 0 | 0 | 0.82226 | 0 | 0 | 0
4 | 106 | 4 | 50 | 0.86389 | 70.8338 | 0 | 0.48803 | -0.02715 | 0 | 73.0349 | 72.7022 | 72.7022 | -0.0040477 | -0.0089711 | -0.0010909 | 0 | 0 | 0 | 0 | -0.00059334 | -0.0062099 | -0.0037641 | -9.0629e-05 | -0.0032003 | -0.0012482 | 0.0020667 | 0.00043418 | 0 | 0 | 0 | 0 | 0 | 0 | 0 | 0 | 0 | 0 | 0 | 0.074522 | 0 | 0 | 0 | 0 | 0.78937 | 0 | 0 | 0
4 | 106 | 5 | 46.94 | 0.86407 | 70.8338 | 0 | 0.48803 | -0.030751 | 0 | 72.7022 | 72.3253 | 72.3253 | -0.004527 | -0.010033 | -0.0012201 | 0 | 0 | 0 | 0 | -0.00066554 | -0.0069452 | -0.0042103 | -0.00010136 | -0.0035792 | -0.0015361 | 0.0020667 | 0.00043418 | 0 | 0 | 0 | 0 | 0 | 0 | 0 | 0 | 0 | 0 | 0 | 0.074707 | 0 | 0 | 0 | 0 | 0.78937 | 0 | 0 | 0
4 | 106 | 6 | 50 | 0.97149 | 70.8338 | 0 | 0.57416 | -0.024826 | 0 | 72.3253 | 72.0211 | 72.0211 | -0.003923 | -0.0086948 | -0.0010573 | 0 | 0 | 0 | 0 | -0.00057073 | -0.0060186 | -0.0036468 | -8.7837e-05 | -0.0031017 | -0.0011776 | 0.0034529 | 0.00072422 | 0 | 0 | 0 | 0 | 0 | 0 | 0 | 0 | 0 | 0 | 0 | 0.083454 | 0 | 0 | 0 | 0 | 0.88804 | 0 | 0 | 0
4 | 106 | 7 | 50.9 | 1.6073 | 70.8338 | 0 | 4.3062 | -0.022786 | 0 | 72.0211 | 71.7419 | 71.7419 | -0.0037114 | -0.0082258 | -0.0010003 | 0 | 0 | 0.001041 | 0.00041683 | -0.0005423 | -0.0068043 | -0.0042187 | -8.3099e-05 | -0.0029344 | -0.0010619 | 0.0043383 | 0.00091055 | 0 | 0 | 0 | 0 | 0 | 0 | 0 | 0 | 0 | 0 | 0 | 0.4561 | 0 | 0 | 0 | 0 | 1.1512 | 0 | 0 | 0
4 | 106 | 8 | 56.84 | 1.8046 | 70.8338 | 0 | 4.3062 | -0.00012861 | 0 | 71.7419 | 71.7403 | 71.7403 | -0.0026186 | -0.0058036 | -0.00070575 | 0 | 0 | 0.0044849 | 0.0023245 | -0.00038736 | -0.0014389 | -0.001637 | -5.863e-05 | -0.0020703 | -0.00089445 | 0.0086767 | 0.0018211 | 0 | 0 | 0 | 0 | 0 | 0 | 0 | 0 | 0 | 0 | 0 | 0.4561 | 0 | 0 | 0 | 0 | 1.3485 | 0 | 0 | 0
4 | 106 | 9 | 63.86 | 1.7801 | 70.8338 | 0 | 3.732 | 0.014427 | 0 | 71.7403 | 71.9171 | 71.9171 | -0.0013847 | -0.003069 | -0.00037321 | 0 | 0 | 0.006586 | 0.0040432 | -0.0002042 | 0.003823 | 0.00026923 | -3.1004e-05 | -0.0010948 | -0.00026152 | 0.0050623 | 0.0010617 | 0 | 0 | 0 | 0 | 0 | 0 | 0 | 0 | 0 | 0 | 0 | 0.3987 | 0 | 0 | 0 | 0 | 1.3814 | 0 | 0 | 0
4 | 106 | 10 | 69.98 | 1.8128 | 70.8338 | 0 | 3.732 | 0.029905 | 0 | 71.9171 | 72.2836 | 72.2836 | -0.00034039 | -0.00075441 | -9.1741e-05 | 0 | 0 | 0.0091537 | 0.0068745 | -5.0822e-05 | 0.010179 | 0.0015727 | -7.6213e-06 | -0.00026912 | -0.00010926 | 0.0030973 | 0.00065039 | 0 | 0 | 0 | 0 | 0 | 0 | 0 | 0 | 0 | 0 | 0 | 0.39853 | 0 | 0 | 0 | 0 | 1.4143 | 0 | 0 | 0
4 | 106 | 11 | 72.86 | 1.8455 | 70.8338 | 0 | 3.732 | 0.038642 | 0 | 72.2836 | 72.7571 | 72.7571 | 0.00010129 | 0.00022449 | 2.7299e-05 | 0 | 0 | 0.01038 | 0.0083784 | 1.5256e-05 | 0.013775 | 0.0018562 | 2.2679e-06 | 8.0083e-05 | 5.4255e-05 | 0.0030973 | 0.00065039 | 0 | 0 | 0 | 0 | 0 | 0 | 0 | 0 | 0 | 0 | 0 | 0.3983 | 0 | 0 | 0 | 0 | 1.4472 | 0 | 0 | 0
4 | 106 | 12 | 73.94 | 1.7363 | 70.8338 | 0 | 2.6411 | 0.043407 | 0 | 72.7571 | 73.2891 | 73.2891 | 0.00020785 | 0.00046067 | 5.602e-05 | 0 | 0 | 0.010967 | 0.008869 | 3.129e-05 | 0.015582 | 0.001954 | 4.6539e-06 | 0.00016434 | 0.00011253 | 0.0041315 | 0.0008666 | 0 | 0 | 0 | 0 | 0 | 0 | 0 | 0 | 0 | 0 | 0 | 0.28915 | 0 | 0 | 0 | 0 | 1.4472 | 0 | 0 | 0
4 | 106 | 13 | 75.92 | 1.7032 | 70.8338 | 0 | 2.6411 | 0.045324 | 0 | 73.2891 | 73.8446 | 73.8446 | 0.0004623 | 0.0010246 | 0.0001246 | 0 | 0 | 0.01119 | 0.0089419 | 6.9429e-05 | 0.016627 | 0.0025357 | 1.0351e-05 | 0.00036551 | 0.00022511 | 0.0030973 | 0.00065039 | 0 | 0 | 0 | 0 | 0 | 0 | 0 | 0 | 0 | 0 | 0 | 0.28888 | 0 | 0 | 0 | 0 | 1.4143 | 0 | 0 | 0
4 | 106 | 14 | 75.92 | 1.6185 | 70.8338 | 0 | 2.1244 | 0.026845 | 0 | 73.8446 | 74.1736 | 74.1736 | 0.0003647 | 0.00080829 | 9.8293e-05 | 0 | 0 | 0.0071242 | 0.0042071 | 5.473e-05 | 0.0083047 | 0.002286 | 8.1657e-06 | 0.00028834 | 0.00017558 | 0.0025838 | 0.00054141 | 0 | 0 | 0 | 0 | 0 | 0 | 0 | 0 | 0 | 0 | 0 | 0.23714 | 0 | 0 | 0 | 0 | 1.3814 | 0 | 0 | 0
4 | 106 | 15 | 77 | 1.5855 | 70.8338 | 0 | 2.1244 | 0.021401 | 0 | 74.1736 | 74.4358 | 74.4358 | 0.00049667 | 0.0011008 | 0.00013386 | 0 | 0 | 0.0067185 | 0.0026023 | 7.4943e-05 | 0.004849 | 0.0014659 | 1.112e-05 | 0.00039268 | 0.00030562 | 0.0026854 | 0.00056426 | 0 | 0 | 0 | 0 | 0 | 0 | 0 | 0 | 0 | 0 | 0 | 0.23701 | 0 | 0 | 0 | 0 | 1.3485 | 0 | 0 | 0
4 | 106 | 16 | 77 | 1.6511 | 70.8338 | 0 | 2.1244 | 0.030769 | 0 | 74.4358 | 74.8129 | 74.8129 | 0.00045058 | 0.00099864 | 0.00012144 | 0 | 0 | 0.0067984 | 0.0052297 | 6.8117e-05 | 0.010677 | 0.0025066 | 1.0089e-05 | 0.00035624 | 0.00030317 | 0.0026854 | 0.00056426 | 0 | 0 | 0 | 0 | 0 | 0 | 0 | 0 | 0 | 0 | 0 | 0.23682 | 0 | 0 | 0 | 0 | 1.4143 | 0 | 0 | 0
4 | 106 | 17 | 77 | 1.9141 | 70.8338 | 0 | 2.1244 | 0.024183 | 0 | 74.8129 | 75.1093 | 75.1093 | 0.00038432 | 0.00085178 | 0.00010358 | 0 | 0 | 0.0055384 | 0.0032304 | 5.7673e-05 | 0.0068522 | 0.0019161 | 8.6049e-06 | 0.00030385 | 0.00018545 | 0.0039265 | 0.00082442 | 0 | 0 | 0 | 0 | 0 | 0 | 0 | 0 | 0 | 0 | 0 | 0.23668 | 0 | 0 | 0 | 0 | 1.6774 | 0 | 0 | 0
4 | 106 | 18 | 75.56 | 2.4906 | 70.8338 | 0 | 3.6172 | 0.0081513 | 0 | 75.1093 | 75.2092 | 75.2092 | 7.9201e-05 | 0.00017554 | 2.1346e-05 | 0 | 0 | 0.0025386 | 0.0010115 | 1.1849e-05 | -0.00028399 | -0.00062221 | 1.7733e-06 | 6.2619e-05 | 3.0694e-05 | 0.0042349 | 0.00088946 | 0 | 0 | 0 | 0 | 0 | 0 | 0 | 0 | 0 | 0 | 0 | 0.38564 | 0 | 0 | 0 | 0 | 2.105 | 0 | 0 | 0
4 | 106 | 19 | 72.86 | 2.4577 | 70.8338 | 0 | 3.6172 | 0.0002214 | 0 | 75.2092 | 75.2119 | 75.2119 | -0.0004128 | -0.0009149 | -0.00011126 | 0 | 0 | 0.00068556 | 0.00026554 | -6.1561e-05 | -0.0019652 | -0.0013391 | -9.2427e-06 | -0.00032637 | -0.00013444 | 0.0045452 | 0.0009545 | 0 | 0 | 0 | 0 | 0 | 0 | 0 | 0 | 0 | 0 | 0 | 0.38564 | 0 | 0 | 0 | 0 | 2.0721 | 0 | 0 | 0
4 | 106 | 20 | 70.88 | 2.3262 | 70.8338 | 0 | 3.6172 | 0.0013847 | 0 | 75.2119 | 75.2289 | 75.2289 | -0.00076121 | -0.0016871 | -0.00020516 | 0 | 0 | 0 | 0 | -0.0001149 | -0.0011678 | -0.00070878 | -1.7043e-05 | -0.00060183 | -0.00047866 | 0.0071272 | 0.0014959 | 0 | 0 | 0 | 0 | 0 | 0 | 0 | 0 | 0 | 0 | 0 | 0.38563 | 0 | 0 | 0 | 0 | 1.9405 | 0 | 0 | 0
4 | 106 | 21 | 68.9 | 2.2275 | 70.8338 | 0 | 3.6172 | -0.00087201 | 0 | 75.2289 | 75.2182 | 75.2182 | -0.0011121 | -0.0024648 | -0.00029973 | 0 | 0 | 0 | 0 | -0.00016501 | -0.0017062 | -0.0010348 | -2.49e-05 | -0.00087928 | -0.00031238 | 0.0071272 | 0.0014959 | 0 | 0 | 0 | 0 | 0 | 0 | 0 | 0 | 0 | 0 | 0 | 0.38564 | 0 | 0 | 0 | 0 | 1.8419 | 0 | 0 | 0
4 | 106 | 22 | 68 | 2.0601 | 70.8338 | 0 | 2.9282 | -0.0018703 | 0 | 75.2182 | 75.1953 | 75.1953 | -0.0012684 | -0.0028112 | -0.00034185 | 0 | 0 | 0 | 0 | -0.00018955 | -0.0019459 | -0.0011805 | -2.8399e-05 | -0.0010028 | -0.00054274 | 0.0074411 | 0.0015609 | 0 | 0 | 0 | 0 | 0 | 0 | 0 | 0 | 0 | 0 | 0 | 0.31687 | 0 | 0 | 0 | 0 | 1.7432 | 0 | 0 | 0
4 | 106 | 23 | 65.84 | 1.797 | 70.8338 | 0 | 2.9282 | -0.0047463 | 0 | 75.1953 | 75.1371 | 75.1371 | -0.0016439 | -0.0036435 | -0.00044306 | 0 | 0 | 0 | 0 | -0.00024643 | -0.0025221 | -0.0015302 | -3.6808e-05 | -0.0012997 | -0.00082161 | 0.0074411 | 0.0015609 | 0 | 0 | 0 | 0 | 0 | 0 | 0 | 0 | 0 | 0 | 0 | 0.3169 | 0 | 0 | 0 | 0 | 1.4801 | 0 | 0 | 0
4 | 106 | 24 | 63.86 | 1.2903 | 70.8338 | 0 | 0.48803 | -0.0084678 | 0 | 75.1371 | 75.0333 | 75.0333 | -0.0019816 | -0.0043919 | -0.00053408 | 0 | 0 | 0 | 0 | -0.00029985 | -0.0030402 | -0.0018454 | -4.4369e-05 | -0.0015667 | -0.0014789 | 0.0067153 | 0.0014098 | 0 | 0 | 0 | 0 | 0 | 0 | 0 | 0 | 0 | 0 | 0 | 0.073374 | 0 | 0 | 0 | 0 | 1.2169 | 0 | 0 | 0
4 | 107 | 1 | 62.96 | 0.99407 | 71.0679 | 0 | 0.48696 | -0.013963 | 0 | 75.0333 | 74.8622 | 74.8622 | -0.0021215 | -0.004702 | -0.00057179 | 0 | 0 | 0 | 0 | -0.00031954 | -0.0032548 | -0.0019753 | -4.7502e-05 | -0.0016774 | -0.0013601 | 0.0020667 | 0.00043418 | 0 | 0 | 0 | 0 | 0 | 0 | 0 | 0 | 0 | 0 | 0 | 0.073141 | 0 | 0 | 0 | 0 | 0.92093 | 0 | 0 | 0
4 | 107 | 2 | 61.88 | 0.92838 | 71.0679 | 0 | 0.48696 | -0.015188 | 0 | 74.8622 | 74.6761 | 74.6761 | -0.0022813 | -0.005056 | -0.00061484 | 0 | 0 | 0 | 0 | -0.00034364 | -0.0034998 | -0.002124 | -5.1077e-05 | -0.0018036 | -0.0014808 | 0.0020667 | 0.00043418 | 0 | 0 | 0 | 0 | 0 | 0 | 0 | 0 | 0 | 0 | 0 | 0.073233 | 0 | 0 | 0 | 0 | 0.85515 | 0 | 0 | 0
4 | 107 | 3 | 60.44 | 0.89559 | 71.0679 | 0 | 0.48696 | -0.016547 | 0 | 74.6761 | 74.4733 | 74.4733 | -0.0025016 | -0.0055443 | -0.00067422 | 0 | 0 | 0 | 0 | -0.00037466 | -0.0038379 | -0.0023285 | -5.6011e-05 | -0.0019778 | -0.001319 | 0.0020667 | 0.00043418 | 0 | 0 | 0 | 0 | 0 | 0 | 0 | 0 | 0 | 0 | 0 | 0.073332 | 0 | 0 | 0 | 0 | 0.82226 | 0 | 0 | 0
4 | 107 | 4 | 59 | 0.86281 | 71.0679 | 0 | 0.48696 | -0.017879 | 0 | 74.4733 | 74.2542 | 74.2542 | -0.002719 | -0.0060262 | -0.00073281 | 0 | 0 | 0 | 0 | -0.00040474 | -0.0041714 | -0.0025302 | -6.0878e-05 | -0.0021497 | -0.0011507 | 0.0020667 | 0.00043418 | 0 | 0 | 0 | 0 | 0 | 0 | 0 | 0 | 0 | 0 | 0 | 0.07344 | 0 | 0 | 0 | 0 | 0.78937 | 0 | 0 | 0
4 | 107 | 5 | 57.92 | 0.86292 | 71.0679 | 0 | 0.48696 | -0.019014 | 0 | 74.2542 | 74.0211 | 74.0211 | -0.0028703 | -0.0063615 | -0.00077359 | 0 | 0 | 0 | 0 | -0.00042724 | -0.0044035 | -0.002671 | -6.4265e-05 | -0.0022693 | -0.0012404 | 0.0020667 | 0.00043418 | 0 | 0 | 0 | 0 | 0 | 0 | 0 | 0 | 0 | 0 | 0 | 0.073555 | 0 | 0 | 0 | 0 | 0.78937 | 0 | 0 | 0
4 | 107 | 6 | 56.84 | 0.97025 | 71.0679 | 0 | 0.5729 | -0.018629 | 0 | 74.0211 | 73.7928 | 73.7928 | -0.0030191 | -0.0066913 | -0.0008137 | 0 | 0 | 0 | 0 | -0.00044833 | -0.0046318 | -0.0028092 | -6.7598e-05 | -0.002387 | -0.0012141 | 0.0034529 | 0.00072422 | 0 | 0 | 0 | 0 | 0 | 0 | 0 | 0 | 0 | 0 | 0 | 0.082208 | 0 | 0 | 0 | 0 | 0.88804 | 0 | 0 | 0
4 | 107 | 7 | 56.84 | 1.6036 | 71.0679 | 0 | 4.2967 | -0.01804 | 0 | 73.7928 | 73.5717 | 73.5717 | -0.002979 | -0.0066024 | -0.00080289 | 0 | 0 | 0.00090991 | 0.00035974 | -0.00044751 | -0.0052306 | -0.0033116 | -6.67e-05 | -0.0023553 | -0.0018518 | 0.0043383 | 0.00091055 | 0 | 0 | 0 | 0 | 0 | 0 | 0 | 0 | 0 | 0 | 0 | 0.45241 | 0 | 0 | 0 | 0 | 1.1512 | 0 | 0 | 0
4 | 107 | 8 | 59.9 | 1.8009 | 71.0679 | 0 | 4.2967 | -0.00084436 | 0 | 73.5717 | 73.5614 | 73.5614 | -0.0024024 | -0.0053246 | -0.00064749 | 0 | 0 | 0.0041401 | 0.0017054 | -0.00036155 | -0.0014618 | -0.0016416 | -5.379e-05 | -0.0018994 | -0.0015739 | 0.0086767 | 0.0018211 | 0 | 0 | 0 | 0 | 0 | 0 | 0 | 0 | 0 | 0 | 0 | 0.45242 | 0 | 0 | 0 | 0 | 1.3485 | 0 | 0 | 0
4 | 107 | 9 | 63.86 | 1.7768 | 71.0679 | 0 | 3.7238 | 0.012002 | 0 | 73.5614 | 73.7085 | 73.7085 | -0.0017047 | -0.0037783 | -0.00045946 | 0 | 0 | 0.0064999 | 0.0041421 | -0.00025727 | 0.0038191 | 0.00015512 | -3.8169e-05 | -0.0013478 | -0.0011522 | 0.0050623 | 0.0010617 | 0 | 0 | 0 | 0 | 0 | 0 | 0 | 0 | 0 | 0 | 0 | 0.39541 | 0 | 0 | 0 | 0 | 1.3814 | 0 | 0 | 0
4 | 107 | 10 | 68.9 | 1.8095 | 71.0679 | 0 | 3.7238 | 0.027289 | 0 | 73.7085 | 74.0429 | 74.0429 | -0.00084495 | -0.0018727 | -0.00022773 | 0 | 0 | 0.0092788 | 0.0065082 | -0.00012608 | 0.0099813 | 0.0018298 | -1.8919e-05 | -0.00066805 | -0.00029843 | 0.0030973 | 0.00065039 | 0 | 0 | 0 | 0 | 0 | 0 | 0 | 0 | 0 | 0 | 0 | 0.39525 | 0 | 0 | 0 | 0 | 1.4143 | 0 | 0 | 0
4 | 107 | 11 | 72.86 | 1.8422 | 71.0679 | 0 | 3.7238 | 0.036296 | 0 | 74.0429 | 74.4877 | 74.4877 | -0.00020786 | -0.0004607 | -5.6023e-05 | 0 | 0 | 0.0099701 | 0.0079247 | -3.1008e-05 | 0.013504 | 0.0021389 | -4.6541e-06 | -0.00016434 | -6.4931e-05 | 0.0030973 | 0.00065039 | 0 | 0 | 0 | 0 | 0 | 0 | 0 | 0 | 0 | 0 | 0 | 0.39503 | 0 | 0 | 0 | 0 | 1.4472 | 0 | 0 | 0
4 | 107 | 12 | 75.92 | 1.7338 | 71.0679 | 0 | 2.6353 | 0.044236 | 0 | 74.4877 | 75.0299 | 75.0299 | 0.00025168 | 0.00055781 | 6.7832e-05 | 0 | 0 | 0.010356 | 0.0092108 | 3.8077e-05 | 0.016475 | 0.0019095 | 5.6351e-06 | 0.00019899 | 0.00016687 | 0.0041315 | 0.0008666 | 0 | 0 | 0 | 0 | 0 | 0 | 0 | 0 | 0 | 0 | 0 | 0.28658 | 0 | 0 | 0 | 0 | 1.4472 | 0 | 0 | 0
4 | 107 | 13 | 77.9 | 1.7006 | 71.0679 | 0 | 2.6353 | 0.045492 | 0 | 75.0299 | 75.5874 | 75.5874 | 0.00050435 | 0.0011178 | 0.00013593 | 0 | 0 | 0.010244 | 0.0092747 | 7.6449e-05 | 0.017356 | 0.0022528 | 1.1292e-05 | 0.00039875 | 0.00037142 | 0.0030973 | 0.00065039 | 0 | 0 | 0 | 0 | 0 | 0 | 0 | 0 | 0 | 0 | 0 | 0.28631 | 0 | 0 | 0 | 0 | 1.4143 | 0 | 0 | 0
4 | 107 | 14 | 79.88 | 1.6162 | 71.0679 | 0 | 2.1197 | 0.045323 | 0 | 75.5874 | 76.1428 | 76.1428 | 0.00075431 | 0.0016718 | 0.0002033 | 0 | 0 | 0.0096121 | 0.0086019 | 0.00011503 | 0.016934 | 0.0029856 | 1.6889e-05 | 0.00059638 | 0.00070578 | 0.0025838 | 0.00054141 | 0 | 0 | 0 | 0 | 0 | 0 | 0 | 0 | 0 | 0 | 0 | 0.23479 | 0 | 0 | 0 | 0 | 1.3814 | 0 | 0 | 0
4 | 107 | 15 | 80.96 | 1.583 | 71.0679 | 0 | 2.1197 | 0.041867 | 0 | 76.1428 | 76.6559 | 76.6559 | 0.00084649 | 0.0018761 | 0.00022814 | 0 | 0 | 0.0082147 | 0.0072733 | 0.00012983 | 0.015123 | 0.0032673 | 1.8953e-05 | 0.00066926 | 0.00097069 | 0.0026854 | 0.00056426 | 0 | 0 | 0 | 0 | 0 | 0 | 0 | 0 | 0 | 0 | 0 | 0.23454 | 0 | 0 | 0 | 0 | 1.3485 | 0 | 0 | 0
4 | 107 | 16 | 80.96 | 1.6486 | 71.0679 | 0 | 2.1197 | 0.033984 | 0 | 76.6559 | 77.0724 | 77.0724 | 0.00075633 | 0.0016763 | 0.00020384 | 0 | 0 | 0.0062426 | 0.0053737 | 0.00011619 | 0.01186 | 0.0029752 | 1.6934e-05 | 0.00059798 | 0.00091478 | 0.0026854 | 0.00056426 | 0 | 0 | 0 | 0 | 0 | 0 | 0 | 0 | 0 | 0 | 0 | 0.23434 | 0 | 0 | 0 | 0 | 1.4143 | 0 | 0 | 0
4 | 107 | 17 | 80.96 | 1.9116 | 71.0679 | 0 | 2.1197 | 0.026663 | 0 | 77.0724 | 77.3991 | 77.3991 | 0.00068314 | 0.0015141 | 0.00018412 | 0 | 0 | 0.0048009 | 0.0030934 | 0.00010513 | 0.007698 | 0.0024076 | 1.5296e-05 | 0.00054011 | 0.00087004 | 0.0039265 | 0.00082442 | 0 | 0 | 0 | 0 | 0 | 0 | 0 | 0 | 0 | 0 | 0 | 0.23418 | 0 | 0 | 0 | 0 | 1.6774 | 0 | 0 | 0
4 | 107 | 18 | 80.96 | 2.4871 | 71.0679 | 0 | 3.6093 | 0.016424 | 0 | 77.3991 | 77.6004 | 77.6004 | 0.00062572 | 0.0013868 | 0.00016864 | 0 | 0 | 0.0026742 | 0.0011089 | 9.5382e-05 | 0.0028624 | 0.0012872 | 1.401e-05 | 0.00049472 | 0.0005821 | 0.0042349 | 0.00088946 | 0 | 0 | 0 | 0 | 0 | 0 | 0 | 0 | 0 | 0 | 0 | 0.38213 | 0 | 0 | 0 | 0 | 2.105 | 0 | 0 | 0
4 | 107 | 19 | 78.98 | 2.4542 | 71.0679 | 0 | 3.6093 | 0.0067642 | 0 | 77.6004 | 77.6833 | 77.6833 | 0.00024242 | 0.00053729 | 6.5338e-05 | 0 | 0 | 0.00095893 | 0.00031163 | 3.6581e-05 | -0.00075826 | -0.00047254 | 5.4279e-06 | 0.00019167 | 0.000146 | 0.0045452 | 0.0009545 | 0 | 0 | 0 | 0 | 0 | 0 | 0 | 0 | 0 | 0 | 0 | 0.38209 | 0 | 0 | 0 | 0 | 2.0721 | 0 | 0 | 0
4 | 107 | 20 | 77 | 2.3226 | 71.0679 | 0 | 3.6093 | 0.0062105 | 0 | 77.6833 | 77.7594 | 77.7594 | -0.00012007 | -0.00026612 | -3.2361e-05 | 0 | 0 | 0 | 0 | -1.8198e-05 | -0.00018421 | -0.00011182 | -2.6884e-06 | -9.4932e-05 | -8.6238e-05 | 0.0071272 | 0.0014959 | 0 | 0 | 0 | 0 | 0 | 0 | 0 | 0 | 0 | 0 | 0 | 0.38205 | 0 | 0 | 0 | 0 | 1.9405 | 0 | 0 | 0
4 | 107 | 21 | 75.92 | 2.2239 | 71.0679 | 0 | 3.6093 | 0.004696 | 0 | 77.7594 | 77.817 | 77.817 | -0.00032322 | -0.00071637 | -8.7115e-05 | 0 | 0 | 0 | 0 | -4.8768e-05 | -0.00049588 | -0.00030096 | -7.237e-06 | -0.00025555 | -0.00019601 | 0.0071272 | 0.0014959 | 0 | 0 | 0 | 0 | 0 | 0 | 0 | 0 | 0 | 0 | 0 | 0.38202 | 0 | 0 | 0 | 0 | 1.8419 | 0 | 0 | 0
4 | 107 | 22 | 73.94 | 2.0569 | 71.0679 | 0 | 2.9218 | 0.0020933 | 0 | 77.817 | 77.8426 | 77.8426 | -0.00068127 | -0.0015099 | -0.00018361 | 0 | 0 | 0 | 0 | -0.00010389 | -0.0010452 | -0.00063464 | -1.5254e-05 | -0.00053863 | -0.00063535 | 0.0074411 | 0.0015609 | 0 | 0 | 0 | 0 | 0 | 0 | 0 | 0 | 0 | 0 | 0 | 0.31368 | 0 | 0 | 0 | 0 | 1.7432 | 0 | 0 | 0
4 | 107 | 23 | 71.96 | 1.7937 | 71.0679 | 0 | 2.9218 | -0.00068838 | 0 | 77.8426 | 77.8342 | 77.8342 | -0.0010337 | -0.002291 | -0.0002786 | 0 | 0 | 0 | 0 | -0.00015764 | -0.0015859 | -0.00096296 | -2.3145e-05 | -0.00081728 | -0.00097919 | 0.0074411 | 0.0015609 | 0 | 0 | 0 | 0 | 0 | 0 | 0 | 0 | 0 | 0 | 0 | 0.31368 | 0 | 0 | 0 | 0 | 1.4801 | 0 | 0 | 0
4 | 107 | 24 | 69.98 | 1.2886 | 71.0679 | 0 | 0.48696 | -0.0040718 | 0 | 77.8342 | 77.7843 | 77.7843 | -0.0013801 | -0.0030589 | -0.00037197 | 0 | 0 | 0 | 0 | -0.00021008 | -0.0021174 | -0.0012856 | -3.0902e-05 | -0.0010912 | -0.001241 | 0.0067153 | 0.0014098 | 0 | 0 | 0 | 0 | 0 | 0 | 0 | 0 | 0 | 0 | 0 | 0.071702 | 0 | 0 | 0 | 0 | 1.2169 | 0 | 0 | 0
4 | 108 | 1 | 68 | 0.99238 | 71.3028 | 0 | 0.48588 | -0.011503 | 0 | 77.7843 | 77.6433 | 77.6433 | -0.0017193 | -0.0038106 | -0.00046338 | 0 | 0 | 0 | 0 | -0.00026223 | -0.0026377 | -0.0016017 | -3.8496e-05 | -0.0013593 | -0.0016771 | 0.0020667 | 0.00043418 | 0 | 0 | 0 | 0 | 0 | 0 | 0 | 0 | 0 | 0 | 0 | 0.071453 | 0 | 0 | 0 | 0 | 0.92093 | 0 | 0 | 0
4 | 108 | 2 | 66.92 | 0.92668 | 71.3028 | 0 | 0.48588 | -0.012586 | 0 | 77.6433 | 77.4891 | 77.4891 | -0.0018843 | -0.0041763 | -0.00050786 | 0 | 0 | 0 | 0 | -0.00028623 | -0.0028909 | -0.0017551 | -4.219e-05 | -0.0014898 | -0.0016201 | 0.0020667 | 0.00043418 | 0 | 0 | 0 | 0 | 0 | 0 | 0 | 0 | 0 | 0 | 0 | 0.071529 | 0 | 0 | 0 | 0 | 0.85515 | 0 | 0 | 0
4 | 108 | 3 | 66.92 | 0.89386 | 71.3028 | 0 | 0.48588 | -0.011941 | 0 | 77.4891 | 77.3427 | 77.3427 | -0.0018572 | -0.0041162 | -0.00050055 | 0 | 0 | 0 | 0 | -0.00027962 | -0.0028493 | -0.0017291 | -4.1583e-05 | -0.0014684 | -0.0011658 | 0.0020667 | 0.00043418 | 0 | 0 | 0 | 0 | 0 | 0 | 0 | 0 | 0 | 0 | 0 | 0.071601 | 0 | 0 | 0 | 0 | 0.82226 | 0 | 0 | 0
4 | 108 | 4 | 66.92 | 0.86104 | 71.3028 | 0 | 0.48588 | -0.011953 | 0 | 77.3427 | 77.1962 | 77.1962 | -0.0018315 | -0.0040592 | -0.00049362 | 0 | 0 | 0 | 0 | -0.00027698 | -0.0028098 | -0.0017055 | -4.1007e-05 | -0.001448 | -0.001354 | 0.0020667 | 0.00043418 | 0 | 0 | 0 | 0 | 0 | 0 | 0 | 0 | 0 | 0 | 0 | 0.071673 | 0 | 0 | 0 | 0 | 0.78937 | 0 | 0 | 0
4 | 108 | 5 | 66.92 | 0.86111 | 71.3028 | 0 | 0.48588 | -0.01165 | 0 | 77.1962 | 77.0535 | 77.0535 | -0.0018058 | -0.0040022 | -0.00048668 | 0 | 0 | 0 | 0 | -0.00027249 | -0.0027703 | -0.0016814 | -4.0431e-05 | -0.0014277 | -0.0012294 | 0.0020667 | 0.00043418 | 0 | 0 | 0 | 0 | 0 | 0 | 0 | 0 | 0 | 0 | 0 | 0.071744 | 0 | 0 | 0 | 0 | 0.78937 | 0 | 0 | 0
4 | 108 | 6 | 66.92 | 0.96833 | 71.3028 | 0 | 0.57162 | -0.0099706 | 0 | 77.0535 | 76.9313 | 76.9313 | -0.0017807 | -0.0039466 | -0.00047992 | 0 | 0 | 0 | 0 | -0.0002681 | -0.0027319 | -0.0016579 | -3.9869e-05 | -0.0014079 | -0.0011109 | 0.0034529 | 0.00072422 | 0 | 0 | 0 | 0 | 0 | 0 | 0 | 0 | 0 | 0 | 0 | 0.080289 | 0 | 0 | 0 | 0 | 0.88804 | 0 | 0 | 0
4 | 108 | 7 | 68 | 1.5992 | 71.3028 | 0 | 4.2872 | -0.005311 | 0 | 76.9313 | 76.8662 | 76.8662 | -0.0015694 | -0.0034783 | -0.00042299 | 0 | 0 | 0.0016446 | 0.00072419 | -0.0002362 | -0.0028789 | -0.0011942 | -3.5139e-05 | -0.0012408 | -0.00096214 | 0.0043383 | 0.00091055 | 0 | 0 | 0 | 0 | 0 | 0 | 0 | 0 | 0 | 0 | 0 | 0.44801 | 0 | 0 | 0 | 0 | 1.1512 | 0 | 0 | 0
4 | 108 | 8 | 70.88 | 1.7964 | 71.3028 | 0 | 4.2872 | 0.014692 | 0 | 76.8662 | 77.0462 | 77.0462 | -0.0010519 | -0.0023314 | -0.00028351 | 0 | 0 | 0.0045323 | 0.0026348 | -0.00015908 | 0.0020388 | 0.00040843 | -2.3552e-05 | -0.00083167 | -0.00073858 | 0.0086767 | 0.0018211 | 0 | 0 | 0 | 0 | 0 | 0 | 0 | 0 | 0 | 0 | 0 | 0.44792 | 0 | 0 | 0 | 0 | 1.3485 | 0 | 0 | 0
4 | 108 | 9 | 73.94 | 1.7726 | 71.3028 | 0 | 3.7156 | 0.024438 | 0 | 77.0462 | 77.3457 | 77.3457 | -0.00054583 | -0.0012098 | -0.00014711 | 0 | 0 | 0.0066925 | 0.0053053 | -8.1973e-05 | 0.0073788 | 0.0016342 | -1.2221e-05 | -0.00043155 | -0.00026835 | 0.0050623 | 0.0010617 | 0 | 0 | 0 | 0 | 0 | 0 | 0 | 0 | 0 | 0 | 0 | 0.39121 | 0 | 0 | 0 | 0 | 1.3814 | 0 | 0 | 0
4 | 108 | 10 | 77.9 | 1.8053 | 71.3028 | 0 | 3.7156 | 0.033804 | 0 | 77.3457 | 77.76 | 77.76 | 9.7395e-05 | 0.00021586 | 2.625e-05 | 0 | 0 | 0.0084235 | 0.006916 | 1.4601e-05 | 0.011766 | 0.0024783 | 2.1807e-06 | 7.7004e-05 | 3.9974e-05 | 0.0030973 | 0.00065039 | 0 | 0 | 0 | 0 | 0 | 0 | 0 | 0 | 0 | 0 | 0 | 0.39101 | 0 | 0 | 0 | 0 | 1.4143 | 0 | 0 | 0
4 | 108 | 11 | 81.86 | 1.8379 | 71.3028 | 0 | 3.7156 | 0.043843 | 0 | 77.76 | 78.2973 | 78.2973 | 0.00072046 | 0.0015968 | 0.00019418 | 0 | 0 | 0.0094843 | 0.0086705 | 0.00010803 | 0.015727 | 0.002686 | 1.6131e-05 | 0.00056962 | 0.00032219 | 0.0030973 | 0.00065039 | 0 | 0 | 0 | 0 | 0 | 0 | 0 | 0 | 0 | 0 | 0 | 0.39075 | 0 | 0 | 0 | 0 | 1.4472 | 0 | 0 | 0
4 | 108 | 12 | 84.92 | 1.7301 | 71.3028 | 0 | 2.6295 | 0.050176 | 0 | 78.2973 | 78.9122 | 78.9122 | 0.0011637 | 0.0025792 | 0.00031365 | 0 | 0 | 0.0096644 | 0.0094256 | 0.00017238 | 0.018055 | 0.0025725 | 2.6056e-05 | 0.0009201 | 0.00028508 | 0.0041315 | 0.0008666 | 0 | 0 | 0 | 0 | 0 | 0 | 0 | 0 | 0 | 0 | 0 | 0.28297 | 0 | 0 | 0 | 0 | 1.4472 | 0 | 0 | 0
4 | 108 | 13 | 88.88 | 1.6969 | 71.3028 | 0 | 2.6295 | 0.052813 | 0 | 78.9122 | 79.5595 | 79.5595 | 0.0017516 | 0.003882 | 0.00047207 | 0 | 0 | 0.00942 | 0.0088723 | 0.00026336 | 0.018582 | 0.0034212 | 3.9217e-05 | 0.0013848 | 0.0009767 | 0.0030973 | 0.00065039 | 0 | 0 | 0 | 0 | 0 | 0 | 0 | 0 | 0 | 0 | 0 | 0.28265 | 0 | 0 | 0 | 0 | 1.4143 | 0 | 0 | 0
4 | 108 | 14 | 89.96 | 2.1498 | 71.3028 | 0 | 2.115 | 0.045274 | 0.0093277 | 79.5595 | 80.1143 | 80 | 0.0018276 | 0.0040506 | 0.00049257 | 0 | 0 | 0.0084124 | 0.0064486 | 0.00026963 | 0.014709 | 0.0039967 | 4.092e-05 | 0.001445 | 0.00045656 | 0.0025838 | 0.00054141 | 0 | 0 | 0 | 0 | 0 | 0 | 0.53691 | 0 | 0 | 0 | 0 | 0.23152 | 0 | 0 | 0 | 0 | 1.3814 | 0 | 0 | 0
4 | 108 | 15 | 92.84 | 13.85 | 71.3028 | 0 | 2.115 | 0.04995 | 0.21315 | 80 | 80.6121 | 78 | 0.0022563 | 0.0050006 | 0.0006081 | 0 | 0 | 0.008062 | 0.006984 | 0.00033278 | 0.01651 | 0.0045462 | 5.0518e-05 | 0.0017839 | 0.00056618 | 0.0026854 | 0.00056426 | 0 | 0 | 0 | 0 | 0 | 0 | 12.269 | 0 | 0 | 0 | 0 | 0.2325 | 0 | 0 | 0 | 0 | 1.3485 | 0 | 0 | 0
4 | 108 | 16 | 92.84 | 4.2147 | 71.3028 | 0 | 2.115 | 0.044612 | 0.044612 | 78 | 78.5467 | 78 | 0.0026077 | 0.0057795 | 0.00070282 | 0 | 0 | 0.0063221 | 0.0049808 | 0.00038681 | 0.013177 | 0.0043025 | 5.8387e-05 | 0.0020617 | 0.00098322 | 0.0026854 | 0.00056426 | 0 | 0 | 0 | 0 | 0 | 0 | 2.5679 | 0 | 0 | 0 | 0 | 0.2325 | 0 | 0 | 0 | 0 | 1.4143 | 0 | 0 | 0
4 | 108 | 17 | 91.94 | 4.1354 | 71.3028 | 0 | 2.115 | 0.038664 | 0.038664 | 78 | 78.4738 | 78 | 0.0024496 | 0.005429 | 0.0006602 | 0 | 0 | 0.0048788 | 0.0031886 | 0.00036317 | 0.010188 | 0.0038644 | 5.4846e-05 | 0.0019367 | 0.00089961 | 0.0039265 | 0.00082442 | 0 | 0 | 0 | 0 | 0 | 0 | 2.2255 | 0 | 0 | 0 | 0 | 0.2325 | 0 | 0 | 0 | 0 | 1.6774 | 0 | 0 | 0
4 | 108 | 18 | 90.86 | 4.1199 | 71.3028 | 0 | 3.6012 | 0.028411 | 0.028411 | 78 | 78.3482 | 78 | 0.0022598 | 0.0050084 | 0.00060905 | 0 | 0 | 0.0027366 | 0.0011705 | 0.00033495 | 0.0055922 | 0.0029346 | 5.0597e-05 | 0.0017867 | 0.00080311 | 0.0042349 | 0.00088946 | 0 | 0 | 0 | 0 | 0 | 0 | 1.6354 | 0 | 0 | 0 | 0 | 0.37958 | 0 | 0 | 0 | 0 | 2.105 | 0 | 0 | 0
4 | 108 | 19 | 86 | 3.3295 | 71.3028 | 0 | 3.6012 | 0.015251 | 0.015251 | 78 | 78.1869 | 78 | 0.0014058 | 0.0031157 | 0.00037888 | 0 | 0 | 0.0012219 | 0.00033107 | 0.00020638 | 0.00096872 | 0.0007477 | 3.1475e-05 | 0.0011114 | 0.0002324 | 0.0045452 | 0.0009545 | 0 | 0 | 0 | 0 | 0 | 0 | 0.87787 | 0 | 0 | 0 | 0 | 0.37958 | 0 | 0 | 0 | 0 | 2.0721 | 0 | 0 | 0
4 | 108 | 20 | 77.9 | 2.5771 | 71.3028 | 0 | 3.6012 | 0.0070048 | 0.0044653 | 78 | 78.0858 | 78 | -1.7572e-05 | -3.8946e-05 | -4.736e-06 | 0 | 0 | 0 | 0 | -2.592e-06 | -2.6959e-05 | -1.6344e-05 | -3.9344e-07 | -1.3893e-05 | -9.5505e-07 | 0.0071272 | 0.0014959 | 0 | 0 | 0 | 0 | 0 | 0 | 0.25703 | 0 | 0 | 0 | 0 | 0.37958 | 0 | 0 | 0 | 0 | 1.9405 | 0 | 0 | 0
4 | 108 | 21 | 77 | 2.2214 | 71.3028 | 0 | 3.6012 | 0.0058961 | 0 | 78 | 78.0723 | 78 | -0.00017572 | -0.00038946 | -4.736e-05 | 0 | 0 | 0 | 0 | -2.5803e-05 | -0.00026959 | -0.00016342 | -3.9344e-06 | -0.00013893 | -1.6793e-05 | 0.0071272 | 0.0014959 | 0 | 0 | 0 | 0 | 0 | 0 | 0 | 0 | 0 | 0 | 0 | 0.37958 | 0 | 0 | 0 | 0 | 1.8419 | 0 | 0 | 0
4 | 108 | 22 | 72.86 | 2.0549 | 71.3028 | 0 | 2.9153 | 0.0011297 | 0 | 78 | 78.0138 | 78 | -0.00090321 | -0.0020018 | -0.00024343 | 0 | 0 | 0 | 0 | -0.00013224 | -0.0013857 | -0.00083989 | -2.0223e-05 | -0.00071411 | -7.0765e-05 | 0.0074411 | 0.0015609 | 0 | 0 | 0 | 0 | 0 | 0 | 0 | 0 | 0 | 0 | 0 | 0.3117 | 0 | 0 | 0 | 0 | 1.7432 | 0 | 0 | 0
4 | 108 | 23 | 70.88 | 1.7918 | 71.3028 | 0 | 2.9153 | -0.0013363 | 0 | 78 | 77.9836 | 77.9836 | -0.0012511 | -0.0027729 | -0.0003372 | 0 | 0 | 0 | 0 | -0.00018269 | -0.0019195 | -0.0011633 | -2.8013e-05 | -0.00098919 | -0.0001335 | 0.0074411 | 0.0015609 | 0 | 0 | 0 | 0 | 0 | 0 | 0 | 0 | 0 | 0 | 0 | 0.3117 | 0 | 0 | 0 | 0 | 1.4801 | 0 | 0 | 0
4 | 108 | 24 | 70.88 | 1.2882 | 71.3028 | 0 | 0.48588 | -0.0021716 | 0 | 77.9836 | 77.957 | 77.957 | -0.0012483 | -0.0027666 | -0.00033643 | 0 | 0 | 0 | 0 | -0.0001839 | -0.001915 | -0.0011611 | -2.7949e-05 | -0.00098691 | -0.0002608 | 0.0067153 | 0.0014098 | 0 | 0 | 0 | 0 | 0 | 0 | 0 | 0 | 0 | 0 | 0 | 0.071299 | 0 | 0 | 0 | 0 | 1.2169 | 0 | 0 | 0
4 | 109 | 1 | 74.84 | 0.99192 | 71.5383 | 0 | 0.48478 | -0.0018519 | 0 | 77.957 | 77.9343 | 77.9343 | -0.00054773 | -0.0012139 | -0.00014762 | 0 | 0 | 0 | 0 | -8.1276e-05 | -0.00084031 | -0.00050963 | -1.2264e-05 | -0.00043305 | -0.0001327 | 0.0020667 | 0.00043418 | 0 | 0 | 0 | 0 | 0 | 0 | 0 | 0 | 0 | 0 | 0 | 0.070991 | 0 | 0 | 0 | 0 | 0.92093 | 0 | 0 | 0
4 | 109 | 2 | 72.86 | 0.92616 | 71.5383 | 0 | 0.48478 | -0.0045057 | 0 | 77.9343 | 77.8791 | 77.8791 | -0.00089167 | -0.0019762 | -0.00024032 | 0 | 0 | 0 | 0 | -0.00013361 | -0.001368 | -0.00083 | -1.9965e-05 | -0.00070498 | -0.0004076 | 0.0020667 | 0.00043418 | 0 | 0 | 0 | 0 | 0 | 0 | 0 | 0 | 0 | 0 | 0 | 0.071018 | 0 | 0 | 0 | 0 | 0.85515 | 0 | 0 | 0
4 | 109 | 3 | 72.86 | 0.8933 | 71.5383 | 0 | 0.48478 | -0.0043875 | 0 | 77.8791 | 77.8253 | 77.8253 | -0.00088196 | -0.0019547 | -0.0002377 | 0 | 0 | 0 | 0 | -0.00013173 | -0.0013531 | -0.00082085 | -1.9747e-05 | -0.00069731 | -0.00035706 | 0.0020667 | 0.00043418 | 0 | 0 | 0 | 0 | 0 | 0 | 0 | 0 | 0 | 0 | 0 | 0.071045 | 0 | 0 | 0 | 0 | 0.82226 | 0 | 0 | 0
4 | 109 | 4 | 71.96 | 0.86044 | 71.5383 | 0 | 0.48478 | -0.0056631 | 0 | 77.8253 | 77.7559 | 77.7559 | -0.0010307 | -0.0022843 | -0.00027778 | 0 | 0 | 0 | 0 | -0.00015519 | -0.0015812 | -0.00095959 | -2.3077e-05 | -0.00081488 | -0.0006031 | 0.0020667 | 0.00043418 | 0 | 0 | 0 | 0 | 0 | 0 | 0 | 0 | 0 | 0 | 0 | 0.071079 | 0 | 0 | 0 | 0 | 0.78937 | 0 | 0 | 0
4 | 109 | 5 | 69.98 | 0.8605 | 71.5383 | 0 | 0.48478 | -0.0084444 | 0 | 77.7559 | 77.6524 | 77.6524 | -0.0013664 | -0.0030284 | -0.00036827 | 0 | 0 | 0 | 0 | -0.00020716 | -0.0020963 | -0.0012726 | -3.0594e-05 | -0.0010803 | -0.0010611 | 0.0020667 | 0.00043418 | 0 | 0 | 0 | 0 | 0 | 0 | 0 | 0 | 0 | 0 | 0 | 0.07113 | 0 | 0 | 0 | 0 | 0.78937 | 0 | 0 | 0
4 | 109 | 6 | 69.98 | 0.96764 | 71.5383 | 0 | 0.57033 | -0.0066806 | 0 | 77.6524 | 77.5706 | 77.5706 | -0.0013482 | -0.0029881 | -0.00036337 | 0 | 0 | 0 | 0 | -0.00020296 | -0.0020684 | -0.0012552 | -3.0187e-05 | -0.0010659 | -0.00081118 | 0.0034529 | 0.00072422 | 0 | 0 | 0 | 0 | 0 | 0 | 0 | 0 | 0 | 0 | 0 | 0.079599 | 0 | 0 | 0 | 0 | 0.88804 | 0 | 0 | 0
4 | 109 | 7 | 70.88 | 1.596 | 71.5383 | 0 | 4.2775 | -0.002513 | 0 | 77.5706 | 77.5398 | 77.5398 | -0.0011757 | -0.0026057 | -0.00031687 | 0 | 0 | 0.00087581 | 0.00035164 | -0.00017642 | -0.0013299 | -0.00089937 | -2.6324e-05 | -0.00092953 | -0.00061901 | 0.0043383 | 0.00091055 | 0 | 0 | 0 | 0 | 0 | 0 | 0 | 0 | 0 | 0 | 0 | 0.44487 | 0 | 0 | 0 | 0 | 1.1512 | 0 | 0 | 0
4 | 109 | 8 | 72.86 | 1.7933 | 71.5383 | 0 | 4.2775 | 0.015279 | 0 | 77.5398 | 77.727 | 77.727 | -0.00082234 | -0.0018226 | -0.00022163 | 0 | 0 | 0.0043496 | 0.0022917 | -0.0001246 | 0.0019966 | 0.00042059 | -1.8412e-05 | -0.00065017 | -0.00061787 | 0.0086767 | 0.0018211 | 0 | 0 | 0 | 0 | 0 | 0 | 0 | 0 | 0 | 0 | 0 | 0.44478 | 0 | 0 | 0 | 0 | 1.3485 | 0 | 0 | 0
4 | 109 | 9 | 74.84 | 1.7698 | 71.5383 | 0 | 3.7072 | 0.024152 | 0 | 77.727 | 78.023 | 78.023 | -0.00050731 | -0.0011244 | -0.00013673 | 0 | 0 | 0.0066939 | 0.0049267 | -7.6714e-05 | 0.0072636 | 0.0017444 | -1.1359e-05 | -0.0004011 | -0.00034276 | 0.0050623 | 0.0010617 | 0 | 0 | 0 | 0 | 0 | 0 | 0 | 0 | 0 | 0 | 0 | 0.38844 | 0 | 0 | 0 | 0 | 1.3814 | 0 | 0 | 0
4 | 109 | 10 | 78.98 | 1.8025 | 71.5383 | 0 | 3.7072 | 0.035109 | 0 | 78.023 | 78.4533 | 78.4533 | 0.00016817 | 0.00037271 | 4.5323e-05 | 0 | 0 | 0.0085122 | 0.0072193 | 2.5271e-05 | 0.012277 | 0.002525 | 3.7652e-06 | 0.00013296 | 7.9081e-05 | 0.0030973 | 0.00065039 | 0 | 0 | 0 | 0 | 0 | 0 | 0 | 0 | 0 | 0 | 0 | 0.38823 | 0 | 0 | 0 | 0 | 1.4143 | 0 | 0 | 0
4 | 109 | 11 | 81.86 | 1.8352 | 71.5383 | 0 | 3.7072 | 0.041988 | 0 | 78.4533 | 78.9678 | 78.9678 | 0.00059864 | 0.0013268 | 0.00016134 | 0 | 0 | 0.0093978 | 0.0080509 | 8.9295e-05 | 0.015025 | 0.0029024 | 1.3404e-05 | 0.0004733 | 0.00020209 | 0.0030973 | 0.00065039 | 0 | 0 | 0 | 0 | 0 | 0 | 0 | 0 | 0 | 0 | 0 | 0.38798 | 0 | 0 | 0 | 0 | 1.4472 | 0 | 0 | 0
4 | 109 | 12 | 84.92 | 1.7281 | 71.5383 | 0 | 2.6235 | 0.050156 | 0 | 78.9678 | 79.5825 | 79.5825 | 0.0010459 | 0.0023181 | 0.00028189 | 0 | 0 | 0.0097147 | 0.0093931 | 0.00015759 | 0.018112 | 0.0026708 | 2.3418e-05 | 0.00082694 | 0.00061286 | 0.0041315 | 0.0008666 | 0 | 0 | 0 | 0 | 0 | 0 | 0 | 0 | 0 | 0 | 0 | 0.28091 | 0 | 0 | 0 | 0 | 1.4472 | 0 | 0 | 0
4 | 109 | 13 | 86 | 2.5285 | 71.5383 | 0 | 2.6235 | 0.048547 | 0.014481 | 79.5825 | 80.1775 | 80 | 0.0011277 | 0.0024993 | 0.00030393 | 0 | 0 | 0.0095465 | 0.0087963 | 0.00016981 | 0.01774 | 0.0030337 | 2.5249e-05 | 0.00089159 | 0.00066559 | 0.0030973 | 0.00065039 | 0 | 0 | 0 | 0 | 0 | 0 | 0.83352 | 0 | 0 | 0 | 0 | 0.28071 | 0 | 0 | 0 | 0 | 1.4143 | 0 | 0 | 0
4 | 109 | 14 | 88.88 | 4.5318 | 71.5383 | 0 | 2.1102 | 0.050733 | 0.050733 | 80 | 80.6217 | 80 | 0.0015604 | 0.0034584 | 0.00042056 | 0 | 0 | 0.0091842 | 0.0083027 | 0.00023565 | 0.018067 | 0.0040659 | 3.4938e-05 | 0.0012337 | 0.0010436 | 0.0025838 | 0.00054141 | 0 | 0 | 0 | 0 | 0 | 0 | 2.9202 | 0 | 0 | 0 | 0 | 0.23013 | 0 | 0 | 0 | 0 | 1.3814 | 0 | 0 | 0
4 | 109 | 15 | 90.86 | 13.7748 | 71.5383 | 0 | 2.1102 | 0.048669 | 0.21187 | 80 | 80.5964 | 78 | 0.0019083 | 0.0042295 | 0.00051433 | 0 | 0 | 0.007777 | 0.0070277 | 0.0002875 | 0.016505 | 0.0044157 | 4.2728e-05 | 0.0015088 | 0.0012029 | 0.0026854 | 0.00056426 | 0 | 0 | 0 | 0 | 0 | 0 | 12.1952 | 0 | 0 | 0 | 0 | 0.23111 | 0 | 0 | 0 | 0 | 1.3485 | 0 | 0 | 0
4 | 109 | 16 | 92.84 | 4.4277 | 71.5383 | 0 | 2.1102 | 0.048337 | 0.048337 | 78 | 78.5924 | 78 | 0.0026077 | 0.0057795 | 0.00070282 | 0 | 0 | 0.0066934 | 0.005276 | 0.00039292 | 0.014748 | 0.0050315 | 5.8387e-05 | 0.0020617 | 0.001735 | 0.0026854 | 0.00056426 | 0 | 0 | 0 | 0 | 0 | 0 | 2.7823 | 0 | 0 | 0 | 0 | 0.23111 | 0 | 0 | 0 | 0 | 1.4143 | 0 | 0 | 0
4 | 109 | 17 | 91.94 | 4.0936 | 71.5383 | 0 | 2.1102 | 0.037961 | 0.037961 | 78 | 78.4652 | 78 | 0.0024496 | 0.005429 | 0.0006602 | 0 | 0 | 0.0059283 | 0.0025025 | 0.00036775 | 0.008503 | 0.0039218 | 5.4846e-05 | 0.0019367 | 0.001456 | 0.0039265 | 0.00082442 | 0 | 0 | 0 | 0 | 0 | 0 | 2.1851 | 0 | 0 | 0 | 0 | 0.23111 | 0 | 0 | 0 | 0 | 1.6774 | 0 | 0 | 0
4 | 109 | 18 | 92.84 | 4.3583 | 71.5383 | 0 | 3.5931 | 0.032593 | 0.032593 | 78 | 78.3994 | 78 | 0.0026077 | 0.0057795 | 0.00070282 | 0 | 0 | 0.0026166 | 0.0011216 | 0.0003937 | 0.0066511 | 0.0035992 | 5.8387e-05 | 0.0020617 | 0.0018764 | 0.0042349 | 0.00088946 | 0 | 0 | 0 | 0 | 0 | 0 | 1.8761 | 0 | 0 | 0 | 0 | 0.37722 | 0 | 0 | 0 | 0 | 2.105 | 0 | 0 | 0
4 | 109 | 19 | 89.96 | 3.5634 | 71.5383 | 0 | 3.5931 | 0.019354 | 0.019354 | 78 | 78.2372 | 78 | 0.0021016 | 0.0046579 | 0.00056643 | 0 | 0 | 0.0010075 | 0.00023643 | 0.00030848 | 0.0015663 | 0.0011965 | 4.7056e-05 | 0.0016616 | 0.0005048 | 0.0045452 | 0.0009545 | 0 | 0 | 0 | 0 | 0 | 0 | 1.1141 | 0 | 0 | 0 | 0 | 0.37722 | 0 | 0 | 0 | 0 | 2.0721 | 0 | 0 | 0
4 | 109 | 20 | 86 | 3.4011 | 71.5383 | 0 | 3.5931 | 0.018822 | 0.018822 | 78 | 78.2307 | 78 | 0.0014058 | 0.0031157 | 0.00037888 | 0 | 0 | 0 | 0 | 0.00020901 | 0.0021567 | 0.0013081 | 3.1475e-05 | 0.0011114 | 0.0004817 | 0.0071272 | 0.0014959 | 0 | 0 | 0 | 0 | 0 | 0 | 1.0834 | 0 | 0 | 0 | 0 | 0.37722 | 0 | 0 | 0 | 0 | 1.9405 | 0 | 0 | 0
4 | 109 | 21 | 82.94 | 3.0837 | 71.5383 | 0 | 3.5931 | 0.01502 | 0.01502 | 78 | 78.1841 | 78 | 0.00086806 | 0.0019239 | 0.00023396 | 0 | 0 | 0 | 0 | 0.00013003 | 0.0013318 | 0.00080802 | 1.9436e-05 | 0.00068632 | 0.00039563 | 0.0071272 | 0.0014959 | 0 | 0 | 0 | 0 | 0 | 0 | 0.86458 | 0 | 0 | 0 | 0 | 0.37722 | 0 | 0 | 0 | 0 | 1.8419 | 0 | 0 | 0
4 | 109 | 22 | 78.98 | 2.6432 | 71.5383 | 0 | 2.9087 | 0.010255 | 0.010255 | 78 | 78.1257 | 78 | 0.00017221 | 0.00038167 | 4.6413e-05 | 0 | 0 | 0 | 0 | 2.5752e-05 | 0.0002642 | 0.00016028 | 3.8557e-06 | 0.00013615 | 6.2222e-05 | 0.0074411 | 0.0015609 | 0 | 0 | 0 | 0 | 0 | 0 | 0.59028 | 0 | 0 | 0 | 0 | 0.30978 | 0 | 0 | 0 | 0 | 1.7432 | 0 | 0 | 0
4 | 109 | 23 | 77 | 1.7898 | 71.5383 | 0 | 2.9087 | 0.0061961 | 0 | 78 | 78.0759 | 78 | -0.00017572 | -0.00038946 | -4.736e-05 | 0 | 0 | 0 | 0 | -2.5988e-05 | -0.00026959 | -0.00016347 | -3.9344e-06 | -0.00013893 | -3.0549e-05 | 0.0074411 | 0.0015609 | 0 | 0 | 0 | 0 | 0 | 0 | 0 | 0 | 0 | 0 | 0 | 0.30978 | 0 | 0 | 0 | 0 | 1.4801 | 0 | 0 | 0
4 | 109 | 24 | 77 | 1.2879 | 71.5383 | 0 | 0.48478 | 0.0053949 | 0 | 78 | 78.0661 | 78 | -0.00017572 | -0.00038946 | -4.736e-05 | 0 | 0 | 0 | 0 | -2.6504e-05 | -0.00026959 | -0.00016362 | -3.9344e-06 | -0.00013893 | -0.00010522 | 0.0067153 | 0.0014098 | 0 | 0 | 0 | 0 | 0 | 0 | 0 | 0 | 0 | 0 | 0 | 0.070959 | 0 | 0 | 0 | 0 | 1.2169 | 0 | 0 | 0
4 | 110 | 1 | 74.84 | 0.99158 | 71.7745 | 0 | 0.48368 | -0.0019062 | 0 | 78 | 77.9766 | 77.9766 | -0.00055528 | -0.0012307 | -0.00014966 | 0 | 0 | 0 | 0 | -8.2372e-05 | -0.0008519 | -0.00051665 | -1.2433e-05 | -0.00043902 | -0.00013482 | 0.0020667 | 0.00043418 | 0 | 0 | 0 | 0 | 0 | 0 | 0 | 0 | 0 | 0 | 0 | 0.07065 | 0 | 0 | 0 | 0 | 0.92093 | 0 | 0 | 0
4 | 110 | 2 | 72.86 | 0.92583 | 71.7745 | 0 | 0.48368 | -0.0047758 | 0 | 77.9766 | 77.9181 | 77.9181 | -0.0008991 | -0.0019927 | -0.00024232 | 0 | 0 | 0 | 0 | -0.00013601 | -0.0013794 | -0.00083727 | -2.0131e-05 | -0.00071086 | -0.00062465 | 0.0020667 | 0.00043418 | 0 | 0 | 0 | 0 | 0 | 0 | 0 | 0 | 0 | 0 | 0 | 0.070679 | 0 | 0 | 0 | 0 | 0.85515 | 0 | 0 | 0
4 | 110 | 3 | 69.98 | 0.89299 | 71.7745 | 0 | 0.48368 | -0.0085008 | 0 | 77.9181 | 77.8139 | 77.8139 | -0.0013949 | -0.0030916 | -0.00037595 | 0 | 0 | 0 | 0 | -0.00021064 | -0.00214 | -0.0012989 | -3.1232e-05 | -0.0011029 | -0.00092147 | 0.0020667 | 0.00043418 | 0 | 0 | 0 | 0 | 0 | 0 | 0 | 0 | 0 | 0 | 0 | 0.070731 | 0 | 0 | 0 | 0 | 0.82226 | 0 | 0 | 0
4 | 110 | 4 | 65.84 | 0.86018 | 71.7745 | 0 | 0.48368 | -0.013586 | 0 | 77.8139 | 77.6474 | 77.6474 | -0.0021041 | -0.0046633 | -0.00056709 | 0 | 0 | 0 | 0 | -0.00031569 | -0.003228 | -0.0019587 | -4.7111e-05 | -0.0016636 | -0.0011051 | 0.0020667 | 0.00043418 | 0 | 0 | 0 | 0 | 0 | 0 | 0 | 0 | 0 | 0 | 0 | 0.070813 | 0 | 0 | 0 | 0 | 0.78937 | 0 | 0 | 0
4 | 110 | 5 | 61.88 | 0.86029 | 71.7745 | 0 | 0.48368 | -0.018645 | 0 | 77.6474 | 77.4189 | 77.4189 | -0.0027707 | -0.0061407 | -0.00074675 | 0 | 0 | 0 | 0 | -0.00041579 | -0.0042507 | -0.0025792 | -6.2036e-05 | -0.0021906 | -0.0015548 | 0.0020667 | 0.00043418 | 0 | 0 | 0 | 0 | 0 | 0 | 0 | 0 | 0 | 0 | 0 | 0.070925 | 0 | 0 | 0 | 0 | 0.78937 | 0 | 0 | 0
4 | 110 | 6 | 59 | 0.96747 | 71.7745 | 0 | 0.56903 | -0.022198 | 0 | 77.4189 | 77.1469 | 77.1469 | -0.0032366 | -0.0071734 | -0.00087232 | 0 | 0 | 2.0858e-05 | 9.6101e-08 | -0.0004834 | -0.0049655 | -0.0047074 | -7.2468e-05 | -0.002559 | -0.0016019 | 0.0034529 | 0.00072422 | 0 | 0 | 0 | 0 | 0 | 0 | 0 | 0 | 0 | 0 | 0 | 0.079432 | 0 | 0 | 0 | 0 | 0.88804 | 0 | 0 | 0
4 | 110 | 7 | 59 | 1.5935 | 71.7745 | 0 | 4.2677 | -0.018012 | 0 | 77.1469 | 76.9262 | 76.9262 | -0.0031888 | -0.0070674 | -0.00085944 | 0 | 0 | 0.0017159 | 0.00076439 | -0.00047326 | -0.0061238 | -0.0032103 | -7.1398e-05 | -0.0025212 | -0.0013148 | 0.0043383 | 0.00091055 | 0 | 0 | 0 | 0 | 0 | 0 | 0 | 0 | 0 | 0 | 0 | 0.44235 | 0 | 0 | 0 | 0 | 1.1512 | 0 | 0 | 0
4 | 110 | 8 | 61.88 | 1.7908 | 71.7745 | 0 | 4.2677 | 0.00047196 | 0 | 76.9262 | 76.9319 | 76.9319 | -0.0026439 | -0.0058598 | -0.00071259 | 0 | 0 | 0.0045676 | 0.0029138 | -0.00039575 | -0.0009575 | -0.0015012 | -5.9198e-05 | -0.0020904 | -0.0014658 | 0.0086767 | 0.0018211 | 0 | 0 | 0 | 0 | 0 | 0 | 0 | 0 | 0 | 0 | 0 | 0.44235 | 0 | 0 | 0 | 0 | 1.3485 | 0 | 0 | 0
4 | 110 | 9 | 65.84 | 1.7678 | 71.7745 | 0 | 3.6987 | 0.012488 | 0 | 76.9319 | 77.085 | 77.085 | -0.0019491 | -0.0043198 | -0.00052531 | 0 | 0 | 0.0065977 | 0.0053128 | -0.00029346 | 0.0045588 | -0.00020026 | -4.364e-05 | -0.001541 | -0.0012326 | 0.0050623 | 0.0010617 | 0 | 0 | 0 | 0 | 0 | 0 | 0 | 0 | 0 | 0 | 0 | 0.38645 | 0 | 0 | 0 | 0 | 1.3814 | 0 | 0 | 0
4 | 110 | 10 | 69.98 | 1.8006 | 71.7745 | 0 | 3.6987 | 0.023388 | 0 | 77.085 | 77.3716 | 77.3716 | -0.0012485 | -0.0027671 | -0.00033649 | 0 | 0 | 0.0083606 | 0.0072832 | -0.00018708 | 0.0094809 | 0.00066625 | -2.7954e-05 | -0.0009871 | -0.00059621 | 0.0030973 | 0.00065039 | 0 | 0 | 0 | 0 | 0 | 0 | 0 | 0 | 0 | 0 | 0 | 0.38632 | 0 | 0 | 0 | 0 | 1.4143 | 0 | 0 | 0
4 | 110 | 11 | 72.86 | 1.8333 | 71.7745 | 0 | 3.6987 | 0.031653 | 0 | 77.3716 | 77.7595 | 77.7595 | -0.00079279 | -0.0017571 | -0.00021367 | 0 | 0 | 0.0098125 | 0.0080173 | -0.00011847 | 0.012514 | 0.0014045 | -1.7751e-05 | -0.0006268 | -0.00031669 | 0.0030973 | 0.00065039 | 0 | 0 | 0 | 0 | 0 | 0 | 0 | 0 | 0 | 0 | 0 | 0.38613 | 0 | 0 | 0 | 0 | 1.4472 | 0 | 0 | 0
4 | 110 | 12 | 75.92 | 1.727 | 71.7745 | 0 | 2.6175 | 0.039718 | 0 | 77.7595 | 78.2463 | 78.2463 | -0.00032324 | -0.00071641 | -8.712e-05 | 0 | 0 | 0.010315 | 0.0091579 | -4.8075e-05 | 0.015401 | 0.0013713 | -7.2375e-06 | -0.00025557 | -8.7819e-05 | 0.0041315 | 0.0008666 | 0 | 0 | 0 | 0 | 0 | 0 | 0 | 0 | 0 | 0 | 0 | 0.27984 | 0 | 0 | 0 | 0 | 1.4472 | 0 | 0 | 0
4 | 110 | 13 | 77.9 | 1.694 | 71.7745 | 0 | 2.6175 | 0.021637 | 0 | 78.2463 | 78.5114 | 78.5114 | -6.0847e-05 | -0.00013486 | -1.6399e-05 | 0 | 0 | 0.0074522 | 0.00382 | -9.092e-06 | 0.0056992 | 0.0012103 | -1.3624e-06 | -4.8107e-05 | -2.1561e-05 | 0.0030973 | 0.00065039 | 0 | 0 | 0 | 0 | 0 | 0 | 0 | 0 | 0 | 0 | 0 | 0.27971 | 0 | 0 | 0 | 0 | 1.4143 | 0 | 0 | 0
4 | 110 | 14 | 74.84 | 1.6107 | 71.7745 | 0 | 2.1054 | 0.022213 | 0 | 78.5114 | 78.7837 | 78.7837 | -0.00064515 | -0.0014299 | -0.00017388 | 0 | 0 | 0.0097507 | 0.0044708 | -9.5229e-05 | 0.0063399 | 0.0015009 | -1.4445e-05 | -0.00051008 | -0.00010614 | 0.0025838 | 0.00054141 | 0 | 0 | 0 | 0 | 0 | 0 | 0 | 0 | 0 | 0 | 0 | 0.22934 | 0 | 0 | 0 | 0 | 1.3814 | 0 | 0 | 0
4 | 110 | 15 | 78.98 | 7.1546 | 71.7745 | 0 | 2.1054 | 0.032933 | 0.096877 | 78.7837 | 79.1872 | 78 | 3.4502e-05 | 7.6468e-05 | 9.2989e-06 | 0 | 0 | 0.011382 | 0.0055238 | 5.0824e-06 | 0.0097197 | 0.0029014 | 7.7251e-07 | 2.7278e-05 | 2.8988e-06 | 0.0026854 | 0.00056426 | 0 | 0 | 0 | 0 | 0 | 0 | 5.5764 | 0 | 0 | 0 | 0 | 0.22972 | 0 | 0 | 0 | 0 | 1.3485 | 0 | 0 | 0
4 | 110 | 16 | 77 | 1.644 | 71.7745 | 0 | 2.1054 | 0.01523 | 0 | 78 | 78.1866 | 78 | -0.00017572 | -0.00038946 | -4.736e-05 | 0 | 0 | 0.0061131 | 0.0025391 | -2.6128e-05 | 0.0033763 | 0.00077934 | -3.9344e-06 | -0.00013893 | -4.5976e-05 | 0.0026854 | 0.00056426 | 0 | 0 | 0 | 0 | 0 | 0 | 0 | 0 | 0 | 0 | 0 | 0.22972 | 0 | 0 | 0 | 0 | 1.4143 | 0 | 0 | 0
4 | 110 | 17 | 75.92 | 1.9071 | 71.7745 | 0 | 2.1054 | 0.013918 | 0 | 78 | 78.1706 | 78 | -0.0003655 | -0.00081007 | -9.8509e-05 | 0 | 0 | 0.0053861 | 0.002265 | -5.3846e-05 | 0.0027007 | 0.00049307 | -8.1836e-06 | -0.00028898 | -5.234e-05 | 0.0039265 | 0.00082442 | 0 | 0 | 0 | 0 | 0 | 0 | 0 | 0 | 0 | 0 | 0 | 0.22972 | 0 | 0 | 0 | 0 | 1.6774 | 0 | 0 | 0
4 | 110 | 18 | 77 | 2.4798 | 71.7745 | 0 | 3.5849 | 0.0058272 | 0 | 78 | 78.0714 | 78 | -0.00017572 | -0.00038946 | -4.736e-05 | 0 | 0 | 0.0018407 | 0.00072871 | -2.5962e-05 | -0.00044963 | -0.00060509 | -3.9344e-06 | -0.00013893 | -3.0549e-05 | 0.0042349 | 0.00088946 | 0 | 0 | 0 | 0 | 0 | 0 | 0 | 0 | 0 | 0 | 0 | 0.37485 | 0 | 0 | 0 | 0 | 2.105 | 0 | 0 | 0
4 | 110 | 19 | 73.94 | 2.4469 | 71.7745 | 0 | 3.5849 | -0.00044641 | 0 | 78 | 77.9945 | 77.9945 | -0.00071343 | -0.0015812 | -0.00019228 | 0 | 0 | 0.0012242 | 0.00025769 | -0.00010506 | -0.0022238 | -0.00097911 | -1.5974e-05 | -0.00056406 | -9.8605e-05 | 0.0045452 | 0.0009545 | 0 | 0 | 0 | 0 | 0 | 0 | 0 | 0 | 0 | 0 | 0 | 0.37485 | 0 | 0 | 0 | 0 | 2.0721 | 0 | 0 | 0
4 | 110 | 20 | 69.98 | 2.3154 | 71.7745 | 0 | 3.5849 | -0.0028737 | 0 | 77.9945 | 77.9593 | 77.9593 | -0.0014083 | -0.0031213 | -0.00037957 | 0 | 0 | 0 | 0 | -0.00020771 | -0.0021606 | -0.0013099 | -3.1533e-05 | -0.0011135 | -0.00026841 | 0.0071272 | 0.0014959 | 0 | 0 | 0 | 0 | 0 | 0 | 0 | 0 | 0 | 0 | 0 | 0.37487 | 0 | 0 | 0 | 0 | 1.9405 | 0 | 0 | 0
4 | 110 | 21 | 68 | 2.2168 | 71.7745 | 0 | 3.5849 | -0.0052652 | 0 | 77.9593 | 77.8948 | 77.8948 | -0.0017501 | -0.0038787 | -0.00047167 | 0 | 0 | 0 | 0 | -0.00025662 | -0.0026849 | -0.0016275 | -3.9184e-05 | -0.0013837 | -0.00030007 | 0.0071272 | 0.0014959 | 0 | 0 | 0 | 0 | 0 | 0 | 0 | 0 | 0 | 0 | 0 | 0.3749 | 0 | 0 | 0 | 0 | 1.8419 | 0 | 0 | 0
4 | 110 | 22 | 66.92 | 2.0511 | 71.7745 | 0 | 2.9021 | -0.0062779 | 0 | 77.8948 | 77.8178 | 77.8178 | -0.0019285 | -0.0042742 | -0.00051977 | 0 | 0 | 0 | 0 | -0.00028319 | -0.0029587 | -0.0017935 | -4.3179e-05 | -0.0015247 | -0.00039323 | 0.0074411 | 0.0015609 | 0 | 0 | 0 | 0 | 0 | 0 | 0 | 0 | 0 | 0 | 0 | 0.30795 | 0 | 0 | 0 | 0 | 1.7432 | 0 | 0 | 0
4 | 110 | 23 | 64.94 | 1.7881 | 71.7745 | 0 | 2.9021 | -0.0088305 | 0 | 77.8178 | 77.7096 | 77.7096 | -0.0022629 | -0.0050154 | -0.00060989 | 0 | 0 | 0 | 0 | -0.00033428 | -0.0034717 | -0.0021051 | -5.0667e-05 | -0.0017891 | -0.0006325 | 0.0074411 | 0.0015609 | 0 | 0 | 0 | 0 | 0 | 0 | 0 | 0 | 0 | 0 | 0 | 0.30801 | 0 | 0 | 0 | 0 | 1.4801 | 0 | 0 | 0
4 | 110 | 24 | 66.92 | 1.2878 | 71.7745 | 0 | 0.48368 | -0.006869 | 0 | 77.7096 | 77.6254 | 77.6254 | -0.001896 | -0.0042021 | -0.000511 | 0 | 0 | 0 | 0 | -0.00027899 | -0.0029087 | -0.0017634 | -4.2451e-05 | -0.001499 | -0.00048259 | 0.0067153 | 0.0014098 | 0 | 0 | 0 | 0 | 0 | 0 | 0 | 0 | 0 | 0 | 0 | 0.070823 | 0 | 0 | 0 | 0 | 1.2169 | 0 | 0 | 0
4 | 111 | 1 | 68 | 0.99149 | 72.0112 | 0 | 0.48256 | -0.010477 | 0 | 77.6254 | 77.4971 | 77.4971 | -0.0016914 | -0.0037487 | -0.00045586 | 0 | 0 | 0 | 0 | -0.00025325 | -0.0025949 | -0.0015744 | -3.7871e-05 | -0.0013373 | -0.00084982 | 0.0020667 | 0.00043418 | 0 | 0 | 0 | 0 | 0 | 0 | 0 | 0 | 0 | 0 | 0 | 0.070566 | 0 | 0 | 0 | 0 | 0.92093 | 0 | 0 | 0
4 | 111 | 2 | 65.84 | 0.92579 | 72.0112 | 0 | 0.48256 | -0.013064 | 0 | 77.4971 | 77.337 | 77.337 | -0.0020484 | -0.0045399 | -0.00055208 | 0 | 0 | 0 | 0 | -0.00030639 | -0.0031426 | -0.0019066 | -4.5864e-05 | -0.0016195 | -0.00096916 | 0.0020667 | 0.00043418 | 0 | 0 | 0 | 0 | 0 | 0 | 0 | 0 | 0 | 0 | 0 | 0.070645 | 0 | 0 | 0 | 0 | 0.85515 | 0 | 0 | 0
4 | 111 | 3 | 64.94 | 0.89299 | 72.0112 | 0 | 0.48256 | -0.014259 | 0 | 77.337 | 77.1622 | 77.1622 | -0.0021784 | -0.0048281 | -0.00058712 | 0 | 0 | 0 | 0 | -0.00032723 | -0.0033421 | -0.002028 | -4.8775e-05 | -0.0017223 | -0.001264 | 0.0020667 | 0.00043418 | 0 | 0 | 0 | 0 | 0 | 0 | 0 | 0 | 0 | 0 | 0 | 0.070731 | 0 | 0 | 0 | 0 | 0.82226 | 0 | 0 | 0
4 | 111 | 4 | 66.92 | 0.86017 | 72.0112 | 0 | 0.48256 | -0.011385 | 0 | 77.1622 | 77.0227 | 77.0227 | -0.0017998 | -0.0039889 | -0.00048507 | 0 | 0 | 0 | 0 | -0.00027005 | -0.0027612 | -0.0016754 | -4.0297e-05 | -0.001423 | -0.0010082 | 0.0020667 | 0.00043418 | 0 | 0 | 0 | 0 | 0 | 0 | 0 | 0 | 0 | 0 | 0 | 0.0708 | 0 | 0 | 0 | 0 | 0.78937 | 0 | 0 | 0
4 | 111 | 5 | 68 | 0.86022 | 72.0112 | 0 | 0.48256 | -0.0096018 | 0 | 77.0227 | 76.905 | 76.905 | -0.0015855 | -0.0035139 | -0.00042731 | 0 | 0 | 0 | 0 | -0.00023676 | -0.0024324 | -0.0014756 | -3.5499e-05 | -0.0012535 | -0.00070789 | 0.0020667 | 0.00043418 | 0 | 0 | 0 | 0 | 0 | 0 | 0 | 0 | 0 | 0 | 0 | 0.070858 | 0 | 0 | 0 | 0 | 0.78937 | 0 | 0 | 0
4 | 111 | 6 | 68.9 | 0.96725 | 72.0112 | 0 | 0.56771 | -0.0068847 | 0 | 76.905 | 76.8206 | 76.8206 | -0.0014067 | -0.0031176 | -0.00037912 | 0 | 0 | 0 | 0 | -0.00021006 | -0.002158 | -0.0013092 | -3.1495e-05 | -0.0011121 | -0.00061335 | 0.0034529 | 0.00072422 | 0 | 0 | 0 | 0 | 0 | 0 | 0 | 0 | 0 | 0 | 0 | 0.079215 | 0 | 0 | 0 | 0 | 0.88804 | 0 | 0 | 0
4 | 111 | 7 | 69.98 | 1.5907 | 72.0112 | 0 | 4.2578 | -0.0013575 | 0 | 76.8206 | 76.804 | 76.804 | -0.001202 | -0.0026641 | -0.00032397 | 0 | 0 | 0.0012838 | 0.00051782 | -0.00017901 | -0.00097813 | -0.00072164 | -2.6914e-05 | -0.00095038 | -0.00045131 | 0.0043383 | 0.00091055 | 0 | 0 | 0 | 0 | 0 | 0 | 0 | 0 | 0 | 0 | 0 | 0.43958 | 0 | 0 | 0 | 0 | 1.1512 | 0 | 0 | 0
4 | 111 | 8 | 72.86 | 1.788 | 72.0112 | 0 | 4.2578 | 0.017488 | 0 | 76.804 | 77.0183 | 77.0183 | -0.00069305 | -0.001536 | -0.00018679 | 0 | 0 | 0.0044701 | 0.0021017 | -0.00010482 | 0.0029742 | 0.0010025 | -1.5517e-05 | -0.00054794 | -0.00047455 | 0.0086767 | 0.0018211 | 0 | 0 | 0 | 0 | 0 | 0 | 0 | 0 | 0 | 0 | 0 | 0.43948 | 0 | 0 | 0 | 0 | 1.3485 | 0 | 0 | 0
4 | 111 | 9 | 74.84 | 1.7653 | 72.0112 | 0 | 3.6901 | 0.016621 | 0 | 77.0183 | 77.222 | 77.222 | -0.00038278 | -0.00084836 | -0.00010316 | 0 | 0 | 0.0051461 | 0.0022827 | -5.8128e-05 | 0.0038036 | 0.0012722 | -8.5704e-06 | -0.00030264 | -0.00030352 | 0.0050623 | 0.0010617 | 0 | 0 | 0 | 0 | 0 | 0 | 0 | 0 | 0 | 0 | 0 | 0.38394 | 0 | 0 | 0 | 0 | 1.3814 | 0 | 0 | 0
4 | 111 | 10 | 77.9 | 1.798 | 72.0112 | 0 | 3.6901 | 0.033904 | 0 | 77.222 | 77.6375 | 77.6375 | 0.00011914 | 0.00026405 | 3.211e-05 | 0 | 0 | 0.0094154 | 0.0060041 | 1.817e-05 | 0.01104 | 0.0030584 | 2.6675e-06 | 9.4194e-05 | 0.00010829 | 0.0030973 | 0.00065039 | 0 | 0 | 0 | 0 | 0 | 0 | 0 | 0 | 0 | 0 | 0 | 0.38374 | 0 | 0 | 0 | 0 | 1.4143 | 0 | 0 | 0
4 | 111 | 11 | 79.88 | 1.8307 | 72.0112 | 0 | 3.6901 | 0.042329 | 0 | 77.6375 | 78.1563 | 78.1563 | 0.00039405 | 0.00087336 | 0.0001062 | 0 | 0 | 0.010099 | 0.0082763 | 5.9852e-05 | 0.015213 | 0.0029271 | 8.8229e-06 | 0.00031155 | 0.00031267 | 0.0030973 | 0.00065039 | 0 | 0 | 0 | 0 | 0 | 0 | 0 | 0 | 0 | 0 | 0 | 0.38348 | 0 | 0 | 0 | 0 | 1.4472 | 0 | 0 | 0
4 | 111 | 12 | 82.94 | 1.725 | 72.0112 | 0 | 2.6115 | 0.047318 | 0 | 78.1563 | 78.7361 | 78.7361 | 0.00084061 | 0.0018631 | 0.00022656 | 0 | 0 | 0.010588 | 0.0082229 | 0.00012772 | 0.015965 | 0.003118 | 1.8821e-05 | 0.00066461 | 0.00068393 | 0.0041315 | 0.0008666 | 0 | 0 | 0 | 0 | 0 | 0 | 0 | 0 | 0 | 0 | 0 | 0.27786 | 0 | 0 | 0 | 0 | 1.4472 | 0 | 0 | 0
4 | 111 | 13 | 86 | 1.6918 | 72.0112 | 0 | 2.6115 | 0.051686 | 0 | 78.7361 | 79.3696 | 79.3696 | 0.0012764 | 0.002829 | 0.00034402 | 0 | 0 | 0.0095705 | 0.0094796 | 0.00019182 | 0.019308 | 0.003223 | 2.8579e-05 | 0.0010092 | 0.00067907 | 0.0030973 | 0.00065039 | 0 | 0 | 0 | 0 | 0 | 0 | 0 | 0 | 0 | 0 | 0 | 0.27755 | 0 | 0 | 0 | 0 | 1.4143 | 0 | 0 | 0
4 | 111 | 14 | 86.9 | 1.6119 | 72.0112 | 0 | 2.1005 | 0.051498 | 5.5574e-05 | 79.3696 | 80.0007 | 80 | 0.0013233 | 0.0029328 | 0.00035664 | 0 | 0 | 0.010296 | 0.0086878 | 0.00019971 | 0.01844 | 0.004191 | 2.9628e-05 | 0.0010462 | 0.00086944 | 0.0025838 | 0.00054141 | 0 | 0 | 0 | 0 | 0 | 0 | 0.0031989 | 0 | 0 | 0 | 0 | 0.22735 | 0 | 0 | 0 | 0 | 1.3814 | 0 | 0 | 0
4 | 111 | 15 | 87.98 | 13.5451 | 72.0112 | 0 | 2.1005 | 0.044726 | 0.20792 | 80 | 80.5481 | 78 | 0.0014023 | 0.0031079 | 0.00037793 | 0 | 0 | 0.0083589 | 0.0067586 | 0.00021256 | 0.015061 | 0.003966 | 3.1397e-05 | 0.0011087 | 0.0010912 | 0.0026854 | 0.00056426 | 0 | 0 | 0 | 0 | 0 | 0 | 11.9683 | 0 | 0 | 0 | 0 | 0.22832 | 0 | 0 | 0 | 0 | 1.3485 | 0 | 0 | 0
4 | 111 | 16 | 88.88 | 4.0764 | 72.0112 | 0 | 2.1005 | 0.042282 | 0.042282 | 78 | 78.5182 | 78 | 0.0019119 | 0.0042373 | 0.00051528 | 0 | 0 | 0.0062248 | 0.0052037 | 0.0002879 | 0.0136 | 0.0042919 | 4.2807e-05 | 0.0015116 | 0.0012054 | 0.0026854 | 0.00056426 | 0 | 0 | 0 | 0 | 0 | 0 | 2.4338 | 0 | 0 | 0 | 0 | 0.22832 | 0 | 0 | 0 | 0 | 1.4143 | 0 | 0 | 0
4 | 111 | 17 | 86.9 | 3.8244 | 72.0112 | 0 | 2.1005 | 0.033332 | 0.033332 | 78 | 78.4085 | 78 | 0.0015639 | 0.0034662 | 0.0004215 | 0 | 0 | 0.005351 | 0.0030508 | 0.00023693 | 0.0087206 | 0.0032706 | 3.5016e-05 | 0.0012365 | 0.0012286 | 0.0039265 | 0.00082442 | 0 | 0 | 0 | 0 | 0 | 0 | 1.9187 | 0 | 0 | 0 | 0 | 0.22832 | 0 | 0 | 0 | 0 | 1.6774 | 0 | 0 | 0
4 | 111 | 18 | 86 | 3.8057 | 72.0112 | 0 | 3.5766 | 0.023075 | 0.023075 | 78 | 78.2828 | 78 | 0.0014058 | 0.0031157 | 0.00037888 | 0 | 0 | 0.0034129 | 0.0013683 | 0.00021156 | 0.0041499 | 0.0019146 | 3.1475e-05 | 0.0011114 | 0.00084999 | 0.0042349 | 0.00088946 | 0 | 0 | 0 | 0 | 0 | 0 | 1.3282 | 0 | 0 | 0 | 0 | 0.37247 | 0 | 0 | 0 | 0 | 2.105 | 0 | 0 | 0
4 | 111 | 19 | 83.84 | 3.2598 | 72.0112 | 0 | 3.5766 | 0.014163 | 0.014163 | 78 | 78.1736 | 78 | 0.0010262 | 0.0022744 | 0.00027658 | 0 | 0 | 0.0012267 | 0.00029441 | 0.00015447 | 0.001084 | 0.00089204 | 2.2977e-05 | 0.00081136 | 0.00060025 | 0.0045452 | 0.0009545 | 0 | 0 | 0 | 0 | 0 | 0 | 0.81525 | 0 | 0 | 0 | 0 | 0.37247 | 0 | 0 | 0 | 0 | 2.0721 | 0 | 0 | 0
4 | 111 | 20 | 81.86 | 3.1014 | 72.0112 | 0 | 3.5766 | 0.013697 | 0.013697 | 78 | 78.1679 | 78 | 0.00067829 | 0.0015033 | 0.00018281 | 0 | 0 | 0 | 0 | 0.0001021 | 0.0010406 | 0.0006315 | 1.5187e-05 | 0.00053627 | 0.00038431 | 0.0071272 | 0.0014959 | 0 | 0 | 0 | 0 | 0 | 0 | 0.78844 | 0 | 0 | 0 | 0 | 0.37247 | 0 | 0 | 0 | 0 | 1.9405 | 0 | 0 | 0
4 | 111 | 21 | 79.88 | 2.8612 | 72.0112 | 0 | 3.5766 | 0.011237 | 0.011237 | 78 | 78.1377 | 78 | 0.00033036 | 0.00073218 | 8.9037e-05 | 0 | 0 | 0 | 0 | 5.0483e-05 | 0.00050682 | 0.00030778 | 7.3967e-06 | 0.00026119 | 0.00032895 | 0.0071272 | 0.0014959 | 0 | 0 | 0 | 0 | 0 | 0 | 0.64683 | 0 | 0 | 0 | 0 | 0.37247 | 0 | 0 | 0 | 0 | 1.8419 | 0 | 0 | 0
4 | 111 | 22 | 75.92 | 2.0491 | 72.0112 | 0 | 2.8953 | 0.004401 | 0 | 78 | 78.0539 | 78 | -0.0003655 | -0.00081007 | -9.8509e-05 | 0 | 0 | 0 | 0 | -5.6455e-05 | -0.00056074 | -0.00034068 | -8.1836e-06 | -0.00028898 | -0.00051093 | 0.0074411 | 0.0015609 | 0 | 0 | 0 | 0 | 0 | 0 | 0 | 0 | 0 | 0 | 0 | 0.30594 | 0 | 0 | 0 | 0 | 1.7432 | 0 | 0 | 0
4 | 111 | 23 | 75.92 | 1.786 | 72.0112 | 0 | 2.8953 | 0.0045769 | 0 | 78 | 78.0561 | 78 | -0.0003655 | -0.00081007 | -9.8509e-05 | 0 | 0 | 0 | 0 | -5.5712e-05 | -0.00056074 | -0.00034048 | -8.1836e-06 | -0.00028898 | -0.00033603 | 0.0074411 | 0.0015609 | 0 | 0 | 0 | 0 | 0 | 0 | 0 | 0 | 0 | 0 | 0 | 0.30594 | 0 | 0 | 0 | 0 | 1.4801 | 0 | 0 | 0
4 | 111 | 24 | 75.92 | 1.2873 | 72.0112 | 0 | 0.48256 | 0.0038979 | 0 | 78 | 78.0478 | 78 | -0.0003655 | -0.00081007 | -9.8509e-05 | 0 | 0 | 0 | 0 | -5.5489e-05 | -0.00056074 | -0.00034042 | -8.1836e-06 | -0.00028898 | -0.00028953 | 0.0067153 | 0.0014098 | 0 | 0 | 0 | 0 | 0 | 0 | 0 | 0 | 0 | 0 | 0 | 0.070319 | 0 | 0 | 0 | 0 | 1.2169 | 0 | 0 | 0
4 | 112 | 1 | 74.84 | 0.99094 | 72.2483 | 0 | 0.48142 | -0.0021165 | 0 | 78 | 77.9741 | 77.9741 | -0.00055528 | -0.0012307 | -0.00014966 | 0 | 0 | 0 | 0 | -8.3786e-05 | -0.0008519 | -0.00051704 | -1.2433e-05 | -0.00043902 | -0.00034335 | 0.0020667 | 0.00043418 | 0 | 0 | 0 | 0 | 0 | 0 | 0 | 0 | 0 | 0 | 0 | 0.07001 | 0 | 0 | 0 | 0 | 0.92093 | 0 | 0 | 0
4 | 112 | 2 | 73.94 | 0.92518 | 72.2483 | 0 | 0.48142 | -0.0032791 | 0 | 77.9741 | 77.9339 | 77.9339 | -0.00070887 | -0.0015711 | -0.00019105 | 0 | 0 | 0 | 0 | -0.00010696 | -0.0010875 | -0.00066005 | -1.5872e-05 | -0.00056046 | -0.00044387 | 0.0020667 | 0.00043418 | 0 | 0 | 0 | 0 | 0 | 0 | 0 | 0 | 0 | 0 | 0 | 0.07003 | 0 | 0 | 0 | 0 | 0.85515 | 0 | 0 | 0
4 | 112 | 3 | 72.86 | 0.89231 | 72.2483 | 0 | 0.48142 | -0.0046136 | 0 | 77.9339 | 77.8773 | 77.8773 | -0.00089159 | -0.0019761 | -0.0002403 | 0 | 0 | 0 | 0 | -0.00013424 | -0.0013679 | -0.0008301 | -1.9963e-05 | -0.00070492 | -0.00051521 | 0.0020667 | 0.00043418 | 0 | 0 | 0 | 0 | 0 | 0 | 0 | 0 | 0 | 0 | 0 | 0.070058 | 0 | 0 | 0 | 0 | 0.82226 | 0 | 0 | 0
4 | 112 | 4 | 72.32 | 0.85946 | 72.2483 | 0 | 0.48142 | -0.0051887 | 0 | 77.8773 | 77.8137 | 77.8137 | -0.00097654 | -0.0021643 | -0.0002632 | 0 | 0 | 0 | 0 | -0.0001466 | -0.0014982 | -0.00090908 | -2.1865e-05 | -0.00077209 | -0.00050349 | 0.0020667 | 0.00043418 | 0 | 0 | 0 | 0 | 0 | 0 | 0 | 0 | 0 | 0 | 0 | 0.070089 | 0 | 0 | 0 | 0 | 0.78937 | 0 | 0 | 0
4 | 112 | 5 | 71.96 | 0.85949 | 72.2483 | 0 | 0.48142 | -0.0057071 | 0 | 77.8137 | 77.7438 | 77.7438 | -0.0010286 | -0.0022798 | -0.00027723 | 0 | 0 | 0 | 0 | -0.0001552 | -0.0015781 | -0.00095778 | -2.3031e-05 | -0.00081327 | -0.00066071 | 0.0020667 | 0.00043418 | 0 | 0 | 0 | 0 | 0 | 0 | 0 | 0 | 0 | 0 | 0 | 0.070124 | 0 | 0 | 0 | 0 | 0.78937 | 0 | 0 | 0
4 | 112 | 6 | 71.96 | 0.96644 | 72.2483 | 0 | 0.56638 | -0.0040455 | 0 | 77.7438 | 77.6942 | 77.6942 | -0.0010163 | -0.0022525 | -0.00027392 | 0 | 0 | 0 | 0 | -0.00015218 | -0.0015592 | -0.00094602 | -2.2756e-05 | -0.00080355 | -0.00047188 | 0.0034529 | 0.00072422 | 0 | 0 | 0 | 0 | 0 | 0 | 0 | 0 | 0 | 0 | 0 | 0.078407 | 0 | 0 | 0 | 0 | 0.88804 | 0 | 0 | 0
4 | 112 | 7 | 71.96 | 1.5875 | 72.2483 | 0 | 4.2478 | -0.0019891 | 0 | 77.6942 | 77.6699 | 77.6699 | -0.0010076 | -0.0022332 | -0.00027157 | 0 | 0 | 0.0005713 | 0.00022129 | -0.00014972 | -0.0013641 | -0.00095511 | -2.2561e-05 | -0.00079666 | -0.0003195 | 0.0043383 | 0.00091055 | 0 | 0 | 0 | 0 | 0 | 0 | 0 | 0 | 0 | 0 | 0 | 0.43633 | 0 | 0 | 0 | 0 | 1.1512 | 0 | 0 | 0
4 | 112 | 8 | 66.92 | 1.7848 | 72.2483 | 0 | 4.2478 | -0.00017077 | 0 | 77.6699 | 77.6678 | 77.6678 | -0.001889 | -0.0041866 | -0.00050911 | 0 | 0 | 0.0019424 | 0.00075237 | -0.00027956 | -0.0013842 | -0.0012781 | -4.2294e-05 | -0.0014935 | -0.0004799 | 0.0086767 | 0.0018211 | 0 | 0 | 0 | 0 | 0 | 0 | 0 | 0 | 0 | 0 | 0 | 0.43633 | 0 | 0 | 0 | 0 | 1.3485 | 0 | 0 | 0
4 | 112 | 9 | 63.86 | 1.7627 | 72.2483 | 0 | 3.6815 | -0.0040235 | 0 | 77.6678 | 77.6184 | 77.6184 | -0.0024263 | -0.0053775 | -0.00065394 | 0 | 0 | 0.0034507 | 0.0013366 | -0.00036229 | -0.00075302 | -0.0012385 | -5.4326e-05 | -0.0019183 | -0.0010887 | 0.0050623 | 0.0010617 | 0 | 0 | 0 | 0 | 0 | 0 | 0 | 0 | 0 | 0 | 0 | 0.38129 | 0 | 0 | 0 | 0 | 1.3814 | 0 | 0 | 0
4 | 112 | 10 | 62.96 | 1.7956 | 72.2483 | 0 | 3.6815 | -0.0045837 | 0 | 77.6184 | 77.5623 | 77.5623 | -0.0025758 | -0.0057088 | -0.00069422 | 0 | 0 | 0.0047532 | 0.0018411 | -0.00038889 | 7.0426e-05 | -0.0010342 | -5.7673e-05 | -0.0020365 | -0.0018495 | 0.0030973 | 0.00065039 | 0 | 0 | 0 | 0 | 0 | 0 | 0 | 0 | 0 | 0 | 0 | 0.38132 | 0 | 0 | 0 | 0 | 1.4143 | 0 | 0 | 0
4 | 112 | 11 | 63.86 | 1.8285 | 72.2483 | 0 | 3.6815 | 0.0045691 | 0 | 77.5623 | 77.6183 | 77.6183 | -0.0024078 | -0.0053364 | -0.00064894 | 0 | 0 | 0.0071756 | 0.0027793 | -0.00035011 | 0.0022587 | -0.00022151 | -5.3911e-05 | -0.0019037 | -0.00046984 | 0.0030973 | 0.00065039 | 0 | 0 | 0 | 0 | 0 | 0 | 0 | 0 | 0 | 0 | 0 | 0.38129 | 0 | 0 | 0 | 0 | 1.4472 | 0 | 0 | 0
4 | 112 | 12 | 65.84 | 1.7238 | 72.2483 | 0 | 2.6053 | 0.0056921 | 0 | 77.6183 | 77.688 | 77.688 | -0.0020697 | -0.0045871 | -0.00055782 | 0 | 0 | 0.00633 | 0.0024518 | -0.0003115 | 0.0024015 | 4.091e-05 | -4.6341e-05 | -0.0016364 | -0.0013215 | 0.0041315 | 0.0008666 | 0 | 0 | 0 | 0 | 0 | 0 | 0 | 0 | 0 | 0 | 0 | 0.27664 | 0 | 0 | 0 | 0 | 1.4472 | 0 | 0 | 0
4 | 112 | 13 | 64.94 | 1.6909 | 72.2483 | 0 | 2.6053 | 0.0030313 | 0 | 77.688 | 77.7252 | 77.7252 | -0.0022401 | -0.0049648 | -0.00060375 | 0 | 0 | 0.0065129 | 0.0025227 | -0.00033741 | 0.0023485 | -3.3216e-05 | -5.0156e-05 | -0.0017711 | -0.0014494 | 0.0030973 | 0.00065039 | 0 | 0 | 0 | 0 | 0 | 0 | 0 | 0 | 0 | 0 | 0 | 0.27662 | 0 | 0 | 0 | 0 | 1.4143 | 0 | 0 | 0
4 | 112 | 14 | 62.6 | 1.6085 | 72.2483 | 0 | 2.0956 | -0.0014158 | 0 | 77.7252 | 77.7078 | 77.7078 | -0.0026578 | -0.0058906 | -0.00071633 | 0 | 0 | 0.0062615 | 0.0024253 | -0.00040108 | 0.0015007 | -0.00049965 | -5.9509e-05 | -0.0021014 | -0.0018607 | 0.0025838 | 0.00054141 | 0 | 0 | 0 | 0 | 0 | 0 | 0 | 0 | 0 | 0 | 0 | 0.22707 | 0 | 0 | 0 | 0 | 1.3814 | 0 | 0 | 0
4 | 112 | 15 | 59.9 | 1.5756 | 72.2483 | 0 | 2.0956 | -0.0066924 | 0 | 77.7078 | 77.6258 | 77.6258 | -0.0031292 | -0.0069354 | -0.00084338 | 0 | 0 | 0.0056216 | 0.0021775 | -0.00047273 | 0.00021968 | -0.0011429 | -7.0064e-05 | -0.0024741 | -0.0023288 | 0.0026854 | 0.00056426 | 0 | 0 | 0 | 0 | 0 | 0 | 0 | 0 | 0 | 0 | 0 | 0.22711 | 0 | 0 | 0 | 0 | 1.3485 | 0 | 0 | 0
4 | 112 | 16 | 55.94 | 1.6415 | 72.2483 | 0 | 2.0956 | -0.014806 | 0 | 77.6258 | 77.4444 | 77.4444 | -0.0038107 | -0.0084457 | -0.001027 | 0 | 0 | 0.0045933 | 0.0017791 | -0.00057716 | -0.0016724 | -0.0020708 | -8.5321e-05 | -0.0030128 | -0.0031617 | 0.0026854 | 0.00056426 | 0 | 0 | 0 | 0 | 0 | 0 | 0 | 0 | 0 | 0 | 0 | 0.2272 | 0 | 0 | 0 | 0 | 1.4143 | 0 | 0 | 0
4 | 112 | 17 | 60.98 | 1.9046 | 72.2483 | 0 | 2.0956 | 0.0011422 | 0 | 77.4444 | 77.4584 | 77.4584 | -0.0028931 | -0.0064122 | -0.00077975 | 0 | 0 | 0.0049398 | 0.0033143 | -0.00042902 | 0.0034709 | -0.0005017 | -6.4778e-05 | -0.0022874 | -0.0011414 | 0.0039265 | 0.00082442 | 0 | 0 | 0 | 0 | 0 | 0 | 0 | 0 | 0 | 0 | 0 | 0.22719 | 0 | 0 | 0 | 0 | 1.6774 | 0 | 0 | 0
4 | 112 | 18 | 60.98 | 2.4754 | 72.2483 | 0 | 3.5682 | -0.0087453 | 0 | 77.4584 | 77.3512 | 77.3512 | -0.0028956 | -0.0064176 | -0.00078042 | 0 | 0 | 0.0026389 | 0.0011458 | -0.00043185 | -0.0012795 | -0.0012284 | -6.4833e-05 | -0.0022894 | -0.0013774 | 0.0042349 | 0.00088946 | 0 | 0 | 0 | 0 | 0 | 0 | 0 | 0 | 0 | 0 | 0 | 0.37041 | 0 | 0 | 0 | 0 | 2.105 | 0 | 0 | 0
4 | 112 | 19 | 59 | 2.4426 | 72.2483 | 0 | 3.5682 | -0.018089 | 0 | 77.3512 | 77.1295 | 77.1295 | -0.0032247 | -0.007147 | -0.00086911 | 0 | 0 | 0.0012625 | 0.00026848 | -0.00047916 | -0.0054952 | -0.0029921 | -7.2201e-05 | -0.0025496 | -0.0013366 | 0.0045452 | 0.0009545 | 0 | 0 | 0 | 0 | 0 | 0 | 0 | 0 | 0 | 0 | 0 | 0.37051 | 0 | 0 | 0 | 0 | 2.0721 | 0 | 0 | 0
4 | 112 | 20 | 57.92 | 2.3111 | 72.2483 | 0 | 3.5682 | -0.018212 | 0 | 77.1295 | 76.9063 | 76.9063 | -0.0033755 | -0.0074813 | -0.00090976 | 0 | 0 | 0 | 0 | -0.00050618 | -0.0051786 | -0.0031422 | -7.5578e-05 | -0.0026688 | -0.0020017 | 0.0071272 | 0.0014959 | 0 | 0 | 0 | 0 | 0 | 0 | 0 | 0 | 0 | 0 | 0 | 0.37062 | 0 | 0 | 0 | 0 | 1.9405 | 0 | 0 | 0
4 | 112 | 21 | 56.84 | 2.2126 | 72.2483 | 0 | 3.5682 | -0.01937 | 0 | 76.9063 | 76.6689 | 76.6689 | -0.0035261 | -0.007815 | -0.00095034 | 0 | 0 | 0 | 0 | -0.00052876 | -0.0054096 | -0.0032823 | -7.8949e-05 | -0.0027878 | -0.0021185 | 0.0071272 | 0.0014959 | 0 | 0 | 0 | 0 | 0 | 0 | 0 | 0 | 0 | 0 | 0 | 0.37074 | 0 | 0 | 0 | 0 | 1.8419 | 0 | 0 | 0
4 | 112 | 22 | 54.86 | 2.048 | 72.2483 | 0 | 2.8885 | -0.021075 | 0 | 76.6689 | 76.4106 | 76.4106 | -0.0038323 | -0.0084936 | -0.0010329 | 0 | 0 | 0 | 0 | -0.0005723 | -0.0058794 | -0.0035667 | -8.5806e-05 | -0.0030299 | -0.0020229 | 0.0074411 | 0.0015609 | 0 | 0 | 0 | 0 | 0 | 0 | 0 | 0 | 0 | 0 | 0 | 0.30479 | 0 | 0 | 0 | 0 | 1.7432 | 0 | 0 | 0
4 | 112 | 23 | 53.96 | 1.785 | 72.2483 | 0 | 2.8885 | -0.021778 | 0 | 76.4106 | 76.1437 | 76.1437 | -0.0039451 | -0.0087436 | -0.0010633 | 0 | 0 | 0 | 0 | -0.00058751 | -0.0060524 | -0.0036712 | -8.833e-05 | -0.0031191 | -0.0019483 | 0.0074411 | 0.0015609 | 0 | 0 | 0 | 0 | 0 | 0 | 0 | 0 | 0 | 0 | 0 | 0.30492 | 0 | 0 | 0 | 0 | 1.4801 | 0 | 0 | 0
4 | 112 | 24 | 52.88 | 1.288 | 72.2483 | 0 | 0.48142 | -0.022963 | 0 | 76.1437 | 75.8623 | 75.8623 | -0.0040879 | -0.0090602 | -0.0011018 | 0 | 0 | 0 | 0 | -0.00060172 | -0.0062716 | -0.0038022 | -9.1529e-05 | -0.0032321 | -0.0014289 | 0.0067153 | 0.0014098 | 0 | 0 | 0 | 0 | 0 | 0 | 0 | 0 | 0 | 0 | 0 | 0.07105 | 0 | 0 | 0 | 0 | 1.2169 | 0 | 0 | 0
4 | 113 | 1 | 50.9 | 0.99184 | 72.4859 | 0 | 0.48028 | -0.029861 | 0 | 75.8623 | 75.4964 | 75.4964 | -0.0043864 | -0.0097218 | -0.0011822 | 0 | 0 | 0 | 0 | -0.00064658 | -0.0067295 | -0.00408 | -9.8212e-05 | -0.003468 | -0.0016152 | 0.0020667 | 0.00043418 | 0 | 0 | 0 | 0 | 0 | 0 | 0 | 0 | 0 | 0 | 0 | 0.070909 | 0 | 0 | 0 | 0 | 0.92093 | 0 | 0 | 0
4 | 113 | 2 | 50 | 0.92624 | 72.4859 | 0 | 0.48028 | -0.030777 | 0 | 75.4964 | 75.1192 | 75.1192 | -0.0044803 | -0.0099297 | -0.0012075 | 0 | 0 | 0 | 0 | -0.00066261 | -0.0068735 | -0.0041679 | -0.00010031 | -0.0035422 | -0.0018795 | 0.0020667 | 0.00043418 | 0 | 0 | 0 | 0 | 0 | 0 | 0 | 0 | 0 | 0 | 0 | 0.071095 | 0 | 0 | 0 | 0 | 0.85515 | 0 | 0 | 0
4 | 113 | 3 | 50 | 0.89353 | 72.4859 | 0 | 0.48028 | -0.029897 | 0 | 75.1192 | 74.7528 | 74.7528 | -0.004414 | -0.0097829 | -0.0011896 | 0 | 0 | 0 | 0 | -0.00064627 | -0.0067718 | -0.0041044 | -9.883e-05 | -0.0034898 | -0.0014659 | 0.0020667 | 0.00043418 | 0 | 0 | 0 | 0 | 0 | 0 | 0 | 0 | 0 | 0 | 0 | 0.071275 | 0 | 0 | 0 | 0 | 0.82226 | 0 | 0 | 0
4 | 113 | 4 | 47.84 | 0.86084 | 72.4859 | 0 | 0.48028 | -0.032456 | 0 | 74.7528 | 74.3551 | 74.3551 | -0.0047292 | -0.010481 | -0.0012746 | 0 | 0 | 0 | 0 | -0.00069756 | -0.0072553 | -0.004399 | -0.00010589 | -0.003739 | -0.0018412 | 0.0020667 | 0.00043418 | 0 | 0 | 0 | 0 | 0 | 0 | 0 | 0 | 0 | 0 | 0 | 0.071471 | 0 | 0 | 0 | 0 | 0.78937 | 0 | 0 | 0
4 | 113 | 5 | 47.84 | 0.86103 | 72.4859 | 0 | 0.48028 | -0.032217 | 0 | 74.3551 | 73.9602 | 73.9602 | -0.0046593 | -0.010326 | -0.0012558 | 0 | 0 | 0 | 0 | -0.00068969 | -0.0071481 | -0.0043346 | -0.00010432 | -0.0036838 | -0.0020813 | 0.0020667 | 0.00043418 | 0 | 0 | 0 | 0 | 0 | 0 | 0 | 0 | 0 | 0 | 0 | 0.071666 | 0 | 0 | 0 | 0 | 0.78937 | 0 | 0 | 0
4 | 113 | 6 | 47.84 | 0.9681 | 72.4859 | 0 | 0.56503 | -0.032065 | 0 | 73.9602 | 73.5673 | 73.5673 | -0.0045899 | -0.010173 | -0.0012371 | 0 | 0 | 1.797e-05 | 1.8663e-07 | -0.00068357 | -0.0070417 | -0.0056492 | -0.00010277 | -0.0036289 | -0.0024303 | 0.0034529 | 0.00072422 | 0 | 0 | 0 | 0 | 0 | 0 | 0 | 0 | 0 | 0 | 0 | 0.080061 | 0 | 0 | 0 | 0 | 0.88804 | 0 | 0 | 0
4 | 113 | 7 | 50 | 1.5868 | 72.4859 | 0 | 4.2377 | -0.024452 | 0 | 73.5673 | 73.2676 | 73.2676 | -0.0041413 | -0.0091784 | -0.0011161 | 0 | 0 | 0.0018357 | 0.00082644 | -0.00061741 | -0.0069653 | -0.0038118 | -9.2724e-05 | -0.0032742 | -0.0022554 | 0.0043383 | 0.00091055 | 0 | 0 | 0 | 0 | 0 | 0 | 0 | 0 | 0 | 0 | 0 | 0.43563 | 0 | 0 | 0 | 0 | 1.1512 | 0 | 0 | 0
4 | 113 | 8 | 54.86 | 1.7841 | 72.4859 | 0 | 4.2377 | -0.0027162 | 0 | 73.2676 | 73.2343 | 73.2343 | -0.0032346 | -0.007169 | -0.00087178 | 0 | 0 | 0.0046345 | 0.0029995 | -0.00048066 | -0.0013099 | -0.0018645 | -7.2423e-05 | -0.0025574 | -0.0014666 | 0.0086767 | 0.0018211 | 0 | 0 | 0 | 0 | 0 | 0 | 0 | 0 | 0 | 0 | 0 | 0.43564 | 0 | 0 | 0 | 0 | 1.3485 | 0 | 0 | 0
4 | 113 | 9 | 59.9 | 1.7623 | 72.4859 | 0 | 3.6727 | 0.010756 | 0 | 73.2343 | 73.3661 | 73.3661 | -0.0023431 | -0.0051931 | -0.00063151 | 0 | 0 | 0.0066242 | 0.0054296 | -0.00035103 | 0.0046196 | -0.00035623 | -5.2463e-05 | -0.0018526 | -0.0012611 | 0.0050623 | 0.0010617 | 0 | 0 | 0 | 0 | 0 | 0 | 0 | 0 | 0 | 0 | 0 | 0.3809 | 0 | 0 | 0 | 0 | 1.3814 | 0 | 0 | 0
4 | 113 | 10 | 63.86 | 1.7951 | 72.4859 | 0 | 3.6727 | 0.021411 | 0 | 73.3661 | 73.6285 | 73.6285 | -0.0016704 | -0.0037022 | -0.00045021 | 0 | 0 | 0.0083394 | 0.0074165 | -0.00024836 | 0.0094953 | 0.00044212 | -3.7401e-05 | -0.0013207 | -0.00060027 | 0.0030973 | 0.00065039 | 0 | 0 | 0 | 0 | 0 | 0 | 0 | 0 | 0 | 0 | 0 | 0.38077 | 0 | 0 | 0 | 0 | 1.4143 | 0 | 0 | 0
4 | 113 | 11 | 66.92 | 1.8278 | 72.4859 | 0 | 3.6727 | 0.030074 | 0 | 73.6285 | 73.9971 | 73.9971 | -0.0011788 | -0.0026127 | -0.00031772 | 0 | 0 | 0.0092782 | 0.0088277 | -0.00017568 | 0.013178 | 0.00072656 | -2.6394e-05 | -0.00093202 | -0.0004409 | 0.0030973 | 0.00065039 | 0 | 0 | 0 | 0 | 0 | 0 | 0 | 0 | 0 | 0 | 0 | 0.38059 | 0 | 0 | 0 | 0 | 1.4472 | 0 | 0 | 0
4 | 113 | 12 | 69.98 | 1.7237 | 72.4859 | 0 | 2.5992 | 0.036586 | 0 | 73.9971 | 74.4455 | 74.4455 | -0.00070589 | -0.0015645 | -0.00019025 | 0 | 0 | 0.0094391 | 0.009598 | -0.00010523 | 0.015419 | 0.00051444 | -1.5805e-05 | -0.0005581 | -0.00024311 | 0.0041315 | 0.0008666 | 0 | 0 | 0 | 0 | 0 | 0 | 0 | 0 | 0 | 0 | 0 | 0.27648 | 0 | 0 | 0 | 0 | 1.4472 | 0 | 0 | 0
4 | 113 | 13 | 70.88 | 1.6905 | 72.4859 | 0 | 2.5992 | 0.036416 | 0 | 74.4455 | 74.8917 | 74.8917 | -0.00062653 | -0.0013886 | -0.00016886 | 0 | 0 | 0.0092927 | 0.0096213 | -9.3547e-05 | 0.016047 | 0.00073839 | -1.4028e-05 | -0.00049535 | -0.00024395 | 0.0030973 | 0.00065039 | 0 | 0 | 0 | 0 | 0 | 0 | 0 | 0 | 0 | 0 | 0 | 0.27626 | 0 | 0 | 0 | 0 | 1.4143 | 0 | 0 | 0
4 | 113 | 14 | 73.94 | 1.6082 | 72.4859 | 0 | 2.0906 | 0.037664 | 0 | 74.8917 | 75.3533 | 75.3533 | -0.00016724 | -0.00037067 | -4.5075e-05 | 0 | 0 | 0.0086965 | 0.0089148 | -2.4607e-05 | 0.015943 | 0.0017436 | -3.7446e-06 | -0.00013223 | -1.5867e-05 | 0.0025838 | 0.00054141 | 0 | 0 | 0 | 0 | 0 | 0 | 0 | 0 | 0 | 0 | 0 | 0.22682 | 0 | 0 | 0 | 0 | 1.3814 | 0 | 0 | 0
4 | 113 | 15 | 73.94 | 1.5751 | 72.4859 | 0 | 2.0906 | 0.032859 | 0 | 75.3533 | 75.756 | 75.756 | -0.00024835 | -0.00055043 | -6.6935e-05 | 0 | 0 | 0.0073587 | 0.0075791 | -3.6313e-05 | 0.013863 | 0.0019308 | -5.5606e-06 | -0.00019636 | -1.8325e-05 | 0.0026854 | 0.00056426 | 0 | 0 | 0 | 0 | 0 | 0 | 0 | 0 | 0 | 0 | 0 | 0.22663 | 0 | 0 | 0 | 0 | 1.3485 | 0 | 0 | 0
4 | 113 | 16 | 74.84 | 1.6407 | 72.4859 | 0 | 2.0906 | 0.026199 | 0 | 75.756 | 76.0771 | 76.0771 | -0.00016096 | -0.00035675 | -4.3382e-05 | 0 | 0 | 0.0055326 | 0.0056651 | -2.3556e-05 | 0.010705 | 0.0017732 | -3.604e-06 | -0.00012726 | -1.0701e-05 | 0.0026854 | 0.00056426 | 0 | 0 | 0 | 0 | 0 | 0 | 0 | 0 | 0 | 0 | 0 | 0.22647 | 0 | 0 | 0 | 0 | 1.4143 | 0 | 0 | 0
4 | 113 | 17 | 74.84 | 1.9038 | 72.4859 | 0 | 2.0906 | 0.018825 | 0 | 76.0771 | 76.3078 | 76.3078 | -0.00021738 | -0.00048179 | -5.8589e-05 | 0 | 0 | 0.0039333 | 0.0033199 | -3.1785e-05 | 0.006587 | 0.0012156 | -4.8672e-06 | -0.00017187 | -1.5478e-05 | 0.0039265 | 0.00082442 | 0 | 0 | 0 | 0 | 0 | 0 | 0 | 0 | 0 | 0 | 0 | 0.22636 | 0 | 0 | 0 | 0 | 1.6774 | 0 | 0 | 0
4 | 113 | 18 | 71.96 | 2.4735 | 72.4859 | 0 | 3.5597 | 0.0066874 | 0 | 76.3078 | 76.3897 | 76.3897 | -0.000764 | -0.0016933 | -0.00020591 | 0 | 0 | 0.0026819 | 0.0011795 | -0.00011249 | 0.0010227 | 0.00018441 | -1.7106e-05 | -0.00060404 | -0.00010858 | 0.0042349 | 0.00088946 | 0 | 0 | 0 | 0 | 0 | 0 | 0 | 0 | 0 | 0 | 0 | 0.36849 | 0 | 0 | 0 | 0 | 2.105 | 0 | 0 | 0
4 | 113 | 19 | 68.9 | 2.4406 | 72.4859 | 0 | 3.5597 | -0.0056521 | 0 | 76.3897 | 76.3205 | 76.3205 | -0.0013161 | -0.0029169 | -0.00035471 | 0 | 0 | 0.0013117 | 0.00023003 | -0.00019497 | -0.0037383 | -0.0018117 | -2.9468e-05 | -0.0010406 | -0.00033627 | 0.0045452 | 0.0009545 | 0 | 0 | 0 | 0 | 0 | 0 | 0 | 0 | 0 | 0 | 0 | 0.36852 | 0 | 0 | 0 | 0 | 2.0721 | 0 | 0 | 0
4 | 113 | 20 | 65.84 | 2.3091 | 72.4859 | 0 | 3.5597 | -0.0076666 | 0 | 76.3205 | 76.2265 | 76.2265 | -0.0018416 | -0.0040817 | -0.00049636 | 0 | 0 | 3.963e-06 | 1.896e-06 | -0.00027153 | -0.0028254 | -0.003377 | -4.1235e-05 | -0.0014561 | -0.00040862 | 0.0071272 | 0.0014959 | 0 | 0 | 0 | 0 | 0 | 0 | 0 | 0 | 0 | 0 | 0 | 0.36857 | 0 | 0 | 0 | 0 | 1.9405 | 0 | 0 | 0
4 | 113 | 21 | 61.88 | 2.2105 | 72.4859 | 0 | 3.5597 | -0.010973 | 0 | 76.2265 | 76.092 | 76.092 | -0.002521 | -0.0055874 | -0.00067945 | 0 | 0 | 0 | 0 | -0.00037223 | -0.0038676 | -0.0023447 | -5.6445e-05 | -0.0019932 | -0.00067833 | 0.0071272 | 0.0014959 | 0 | 0 | 0 | 0 | 0 | 0 | 0 | 0 | 0 | 0 | 0 | 0.36864 | 0 | 0 | 0 | 0 | 1.8419 | 0 | 0 | 0
4 | 113 | 22 | 61.88 | 2.0463 | 72.4859 | 0 | 2.8817 | -0.010378 | 0 | 76.092 | 75.9649 | 75.9649 | -0.0024974 | -0.005535 | -0.00067308 | 0 | 0 | 0 | 0 | -0.00036568 | -0.0038314 | -0.0023223 | -5.5916e-05 | -0.0019745 | -0.000564 | 0.0074411 | 0.0015609 | 0 | 0 | 0 | 0 | 0 | 0 | 0 | 0 | 0 | 0 | 0 | 0.30308 | 0 | 0 | 0 | 0 | 1.7432 | 0 | 0 | 0
4 | 113 | 23 | 57.92 | 1.7832 | 72.4859 | 0 | 2.8817 | -0.01526 | 0 | 75.9649 | 75.7778 | 75.7778 | -0.0031709 | -0.0070277 | -0.0008546 | 0 | 0 | 0 | 0 | -0.00046577 | -0.0048647 | -0.002949 | -7.0996e-05 | -0.002507 | -0.00079069 | 0.0074411 | 0.0015609 | 0 | 0 | 0 | 0 | 0 | 0 | 0 | 0 | 0 | 0 | 0 | 0.30317 | 0 | 0 | 0 | 0 | 1.4801 | 0 | 0 | 0
4 | 113 | 24 | 55.94 | 1.2878 | 72.4859 | 0 | 0.48028 | -0.018396 | 0 | 75.7778 | 75.5524 | 75.5524 | -0.0034859 | -0.007726 | -0.00093952 | 0 | 0 | 0 | 0 | -0.00051243 | -0.005348 | -0.0032421 | -7.8051e-05 | -0.0027561 | -0.0010234 | 0.0067153 | 0.0014098 | 0 | 0 | 0 | 0 | 0 | 0 | 0 | 0 | 0 | 0 | 0 | 0.070881 | 0 | 0 | 0 | 0 | 1.2169 | 0 | 0 | 0
4 | 114 | 1 | 55.94 | 0.99162 | 72.7238 | 0 | 0.47912 | -0.022749 | 0 | 75.5524 | 75.2736 | 75.2736 | -0.0034463 | -0.0076382 | -0.00092884 | 0 | 0 | 0 | 0 | -0.00050545 | -0.0052872 | -0.0032049 | -7.7163e-05 | -0.0027248 | -0.0010027 | 0.0020667 | 0.00043418 | 0 | 0 | 0 | 0 | 0 | 0 | 0 | 0 | 0 | 0 | 0 | 0.070697 | 0 | 0 | 0 | 0 | 0.92093 | 0 | 0 | 0
4 | 114 | 2 | 54.86 | 0.92599 | 72.7238 | 0 | 0.47912 | -0.02386 | 0 | 75.2736 | 74.9812 | 74.9812 | -0.0035871 | -0.0079502 | -0.00096679 | 0 | 0 | 0 | 0 | -0.00052789 | -0.0055032 | -0.0033363 | -8.0316e-05 | -0.0028361 | -0.0011388 | 0.0020667 | 0.00043418 | 0 | 0 | 0 | 0 | 0 | 0 | 0 | 0 | 0 | 0 | 0 | 0.070841 | 0 | 0 | 0 | 0 | 0.85515 | 0 | 0 | 0
4 | 114 | 3 | 52.88 | 0.89326 | 72.7238 | 0 | 0.47912 | -0.026405 | 0 | 74.9812 | 74.6576 | 74.6576 | -0.0038837 | -0.0086075 | -0.0010467 | 0 | 0 | 0 | 0 | -0.00057609 | -0.0059582 | -0.0036134 | -8.6955e-05 | -0.0030705 | -0.0016286 | 0.0020667 | 0.00043418 | 0 | 0 | 0 | 0 | 0 | 0 | 0 | 0 | 0 | 0 | 0 | 0.071 | 0 | 0 | 0 | 0 | 0.82226 | 0 | 0 | 0
4 | 114 | 4 | 54.32 | 0.86051 | 72.7238 | 0 | 0.47912 | -0.023953 | 0 | 74.6576 | 74.364 | 74.364 | -0.0035738 | -0.0079206 | -0.00096319 | 0 | 0 | 0 | 0 | -0.00052734 | -0.0054828 | -0.0033243 | -8.0017e-05 | -0.0028255 | -0.0013223 | 0.0020667 | 0.00043418 | 0 | 0 | 0 | 0 | 0 | 0 | 0 | 0 | 0 | 0 | 0 | 0.071145 | 0 | 0 | 0 | 0 | 0.78937 | 0 | 0 | 0
4 | 114 | 5 | 55.94 | 0.86064 | 72.7238 | 0 | 0.47912 | -0.02133 | 0 | 74.364 | 74.1026 | 74.1026 | -0.0032375 | -0.0071754 | -0.00087256 | 0 | 0 | 0 | 0 | -0.00047599 | -0.0049669 | -0.003011 | -7.2488e-05 | -0.0025597 | -0.0010252 | 0.0020667 | 0.00043418 | 0 | 0 | 0 | 0 | 0 | 0 | 0 | 0 | 0 | 0 | 0 | 0.071274 | 0 | 0 | 0 | 0 | 0.78937 | 0 | 0 | 0
4 | 114 | 6 | 57.92 | 0.96757 | 72.7238 | 0 | 0.56367 | -0.018859 | 0 | 74.1026 | 73.8715 | 73.8715 | -0.0028436 | -0.0063024 | -0.00076641 | 0 | 0 | 3.6336e-06 | 4.6148e-08 | -0.00042373 | -0.0043626 | -0.0039602 | -6.3669e-05 | -0.0022483 | -0.0013443 | 0.0034529 | 0.00072422 | 0 | 0 | 0 | 0 | 0 | 0 | 0 | 0 | 0 | 0 | 0 | 0.079533 | 0 | 0 | 0 | 0 | 0.88804 | 0 | 0 | 0
4 | 114 | 7 | 59.9 | 1.5837 | 72.7238 | 0 | 4.2275 | -0.012776 | 0 | 73.8715 | 73.715 | 73.715 | -0.0024551 | -0.0054413 | -0.00066169 | 0 | 0 | 0.001452 | 0.00062512 | -0.00036571 | -0.004522 | -0.002644 | -5.497e-05 | -0.0019411 | -0.0011058 | 0.0043383 | 0.00091055 | 0 | 0 | 0 | 0 | 0 | 0 | 0 | 0 | 0 | 0 | 0 | 0.43257 | 0 | 0 | 0 | 0 | 1.1512 | 0 | 0 | 0
4 | 114 | 8 | 64.94 | 1.781 | 72.7238 | 0 | 4.2275 | 0.0057395 | 0 | 73.715 | 73.7853 | 73.7853 | -0.0015419 | -0.0034175 | -0.00041558 | 0 | 0 | 0.0036839 | 0.0021766 | -0.00023108 | -0.00024732 | -0.00092883 | -3.4524e-05 | -0.0012191 | -0.00076186 | 0.0086767 | 0.0018211 | 0 | 0 | 0 | 0 | 0 | 0 | 0 | 0 | 0 | 0 | 0 | 0.43253 | 0 | 0 | 0 | 0 | 1.3485 | 0 | 0 | 0
4 | 114 | 9 | 68.9 | 1.7595 | 72.7238 | 0 | 3.6639 | 0.022464 | 0 | 73.7853 | 74.0606 | 74.0606 | -0.00085845 | -0.0019026 | -0.00023137 | 0 | 0 | 0.0074111 | 0.0051347 | -0.00012958 | 0.0068882 | 0.0012701 | -1.9221e-05 | -0.00067872 | -0.00054404 | 0.0050623 | 0.0010617 | 0 | 0 | 0 | 0 | 0 | 0 | 0 | 0 | 0 | 0 | 0 | 0.3781 | 0 | 0 | 0 | 0 | 1.3814 | 0 | 0 | 0
4 | 114 | 10 | 71.96 | 1.7922 | 72.7238 | 0 | 3.6639 | 0.029741 | 0 | 74.0606 | 74.4251 | 74.4251 | -0.00036912 | -0.00081809 | -9.9484e-05 | 0 | 0 | 0.0081873 | 0.0070166 | -5.5714e-05 | 0.010944 | 0.0017124 | -8.2646e-06 | -0.00029184 | -0.00022472 | 0.0030973 | 0.00065039 | 0 | 0 | 0 | 0 | 0 | 0 | 0 | 0 | 0 | 0 | 0 | 0.37792 | 0 | 0 | 0 | 0 | 1.4143 | 0 | 0 | 0
4 | 114 | 11 | 74.84 | 1.8249 | 72.7238 | 0 | 3.6639 | 0.038199 | 0 | 74.4251 | 74.8932 | 74.8932 | 7.2911e-05 | 0.0001616 | 1.9651e-05 | 0 | 0 | 0.010053 | 0.007931 | 1.1006e-05 | 0.013733 | 0.0023664 | 1.6325e-06 | 5.7646e-05 | 4.3271e-05 | 0.0030973 | 0.00065039 | 0 | 0 | 0 | 0 | 0 | 0 | 0 | 0 | 0 | 0 | 0 | 0.37769 | 0 | 0 | 0 | 0 | 1.4472 | 0 | 0 | 0
4 | 114 | 12 | 77 | 1.7214 | 72.7238 | 0 | 2.5929 | 0.042349 | 0 | 74.8932 | 75.4122 | 75.4122 | 0.00037021 | 0.00082051 | 9.9778e-05 | 0 | 0 | 0.0090397 | 0.0088279 | 5.5877e-05 | 0.015866 | 0.001744 | 8.289e-06 | 0.0002927 | 0.0002254 | 0.0041315 | 0.0008666 | 0 | 0 | 0 | 0 | 0 | 0 | 0 | 0 | 0 | 0 | 0 | 0.27426 | 0 | 0 | 0 | 0 | 1.4472 | 0 | 0 | 0
4 | 114 | 13 | 78.98 | 1.6883 | 72.7238 | 0 | 2.5929 | 0.043116 | 0 | 75.4122 | 75.9406 | 75.9406 | 0.00062694 | 0.0013895 | 0.00016897 | 0 | 0 | 0.0090655 | 0.0085511 | 9.4834e-05 | 0.016255 | 0.0022794 | 1.4037e-05 | 0.00049568 | 0.00042726 | 0.0030973 | 0.00065039 | 0 | 0 | 0 | 0 | 0 | 0 | 0 | 0 | 0 | 0 | 0 | 0.27401 | 0 | 0 | 0 | 0 | 1.4143 | 0 | 0 | 0
4 | 114 | 14 | 81.86 | 1.6063 | 72.7238 | 0 | 2.0856 | 0.045511 | 0 | 75.9406 | 76.4983 | 76.4983 | 0.0010402 | 0.0023054 | 0.00028034 | 0 | 0 | 0.0087974 | 0.0083172 | 0.00015739 | 0.0168 | 0.0031127 | 2.3289e-05 | 0.00082239 | 0.00072975 | 0.0025838 | 0.00054141 | 0 | 0 | 0 | 0 | 0 | 0 | 0 | 0 | 0 | 0 | 0 | 0.22486 | 0 | 0 | 0 | 0 | 1.3814 | 0 | 0 | 0
4 | 114 | 15 | 82.94 | 1.5731 | 72.7238 | 0 | 2.0856 | 0.042219 | 0 | 76.4983 | 77.0157 | 77.0157 | 0.0011319 | 0.0025088 | 0.00030508 | 0 | 0 | 0.0079137 | 0.0068892 | 0.00017157 | 0.014768 | 0.0034939 | 2.5344e-05 | 0.00089495 | 0.00086678 | 0.0026854 | 0.00056426 | 0 | 0 | 0 | 0 | 0 | 0 | 0 | 0 | 0 | 0 | 0 | 0.22461 | 0 | 0 | 0 | 0 | 1.3485 | 0 | 0 | 0
4 | 114 | 16 | 83.84 | 1.6387 | 72.7238 | 0 | 2.0856 | 0.036138 | 0 | 77.0157 | 77.4586 | 77.4586 | 0.0011992 | 0.0026578 | 0.0003232 | 0 | 0 | 0.0060415 | 0.005255 | 0.00018213 | 0.012055 | 0.0032056 | 2.685e-05 | 0.0009481 | 0.00099487 | 0.0026854 | 0.00056426 | 0 | 0 | 0 | 0 | 0 | 0 | 0 | 0 | 0 | 0 | 0 | 0.22439 | 0 | 0 | 0 | 0 | 1.4143 | 0 | 0 | 0
4 | 114 | 17 | 83.84 | 1.9016 | 72.7238 | 0 | 2.0856 | 0.028453 | 0 | 77.4586 | 77.8073 | 77.8073 | 0.0011213 | 0.0024853 | 0.00030222 | 0 | 0 | 0.0053691 | 0.0026127 | 0.00017027 | 0.0070152 | 0.0027884 | 2.5107e-05 | 0.00088657 | 0.00092642 | 0.0039265 | 0.00082442 | 0 | 0 | 0 | 0 | 0 | 0 | 0 | 0 | 0 | 0 | 0 | 0.22422 | 0 | 0 | 0 | 0 | 1.6774 | 0 | 0 | 0
4 | 114 | 18 | 82.94 | 2.7458 | 72.7238 | 0 | 3.5511 | 0.020509 | 0.0047865 | 77.8073 | 78.0587 | 78 | 0.00090192 | 0.001999 | 0.00024308 | 0 | 0 | 0.0033691 | 0.0013569 | 0.00013603 | 0.0041454 | 0.0019262 | 2.0194e-05 | 0.00071309 | 0.00057357 | 0.0042349 | 0.00088946 | 0 | 0 | 0 | 0 | 0 | 0 | 0.27552 | 0 | 0 | 0 | 0 | 0.36532 | 0 | 0 | 0 | 0 | 2.105 | 0 | 0 | 0
4 | 114 | 19 | 80.96 | 3.0178 | 72.7238 | 0 | 3.5511 | 0.010083 | 0.010083 | 78 | 78.1236 | 78 | 0.00052014 | 0.0011528 | 0.00014019 | 0 | 0 | 0.00075918 | 0.00027446 | 7.8301e-05 | 0.0006588 | 0.00028663 | 1.1646e-05 | 0.00041124 | 0.00029033 | 0.0045452 | 0.0009545 | 0 | 0 | 0 | 0 | 0 | 0 | 0.58041 | 0 | 0 | 0 | 0 | 0.36532 | 0 | 0 | 0 | 0 | 2.0721 | 0 | 0 | 0
4 | 114 | 20 | 77.9 | 2.3058 | 72.7238 | 0 | 3.5511 | 0.0069975 | 0 | 78 | 78.0858 | 78 | -1.7572e-05 | -3.8946e-05 | -4.736e-06 | 0 | 0 | 0 | 0 | -2.6395e-06 | -2.6959e-05 | -1.6358e-05 | -3.9344e-07 | -1.3893e-05 | -8.1118e-06 | 0.0071272 | 0.0014959 | 0 | 0 | 0 | 0 | 0 | 0 | 0 | 0 | 0 | 0 | 0 | 0.36532 | 0 | 0 | 0 | 0 | 1.9405 | 0 | 0 | 0
4 | 114 | 21 | 75.92 | 2.2072 | 72.7238 | 0 | 3.5511 | 0.0043551 | 0 | 78 | 78.0534 | 78 | -0.0003655 | -0.00081007 | -9.8509e-05 | 0 | 0 | 0 | 0 | -5.5282e-05 | -0.00056074 | -0.00034036 | -8.1836e-06 | -0.00028898 | -0.0002444 | 0.0071272 | 0.0014959 | 0 | 0 | 0 | 0 | 0 | 0 | 0 | 0 | 0 | 0 | 0 | 0.36532 | 0 | 0 | 0 | 0 | 1.8419 | 0 | 0 | 0
4 | 114 | 22 | 73.94 | 2.0433 | 72.7238 | 0 | 2.8747 | 0.0021024 | 0 | 78 | 78.0258 | 78 | -0.00071343 | -0.0015812 | -0.00019228 | 0 | 0 | 0 | 0 | -0.00010744 | -0.0010945 | -0.00066424 | -1.5974e-05 | -0.00056406 | -0.00040555 | 0.0074411 | 0.0015609 | 0 | 0 | 0 | 0 | 0 | 0 | 0 | 0 | 0 | 0 | 0 | 0.30015 | 0 | 0 | 0 | 0 | 1.7432 | 0 | 0 | 0
4 | 114 | 23 | 72.86 | 1.7802 | 72.7238 | 0 | 2.8747 | 0.0005125 | 0 | 78 | 78.0063 | 78 | -0.00090321 | -0.0020018 | -0.00024343 | 0 | 0 | 0 | 0 | -0.00013689 | -0.0013857 | -0.00084117 | -2.0223e-05 | -0.00071411 | -0.00068204 | 0.0074411 | 0.0015609 | 0 | 0 | 0 | 0 | 0 | 0 | 0 | 0 | 0 | 0 | 0 | 0.30015 | 0 | 0 | 0 | 0 | 1.4801 | 0 | 0 | 0
4 | 114 | 24 | 70.88 | 1.2863 | 72.7238 | 0 | 0.47912 | -0.0027541 | 0 | 78 | 77.9662 | 77.9662 | -0.0012511 | -0.0027729 | -0.0003372 | 0 | 0 | 0 | 0 | -0.00018887 | -0.0019195 | -0.001165 | -2.8013e-05 | -0.00098919 | -0.00081756 | 0.0067153 | 0.0014098 | 0 | 0 | 0 | 0 | 0 | 0 | 0 | 0 | 0 | 0 | 0 | 0.06937 | 0 | 0 | 0 | 0 | 1.2169 | 0 | 0 | 0
4 | 115 | 1 | 69.08 | 0.99003 | 72.962 | 0 | 0.47795 | -0.0097401 | 0 | 77.9662 | 77.8469 | 77.8469 | -0.0015615 | -0.0034608 | -0.00042085 | 0 | 0 | 0 | 0 | -0.00023553 | -0.0023956 | -0.0014539 | -3.4962e-05 | -0.0012346 | -0.001009 | 0.0020667 | 0.00043418 | 0 | 0 | 0 | 0 | 0 | 0 | 0 | 0 | 0 | 0 | 0 | 0.069107 | 0 | 0 | 0 | 0 | 0.92093 | 0 | 0 | 0
4 | 115 | 2 | 68 | 0.92432 | 72.962 | 0 | 0.47795 | -0.010973 | 0 | 77.8469 | 77.7124 | 77.7124 | -0.0017303 | -0.0038349 | -0.00046635 | 0 | 0 | 0 | 0 | -0.0002606 | -0.0026546 | -0.001611 | -3.8742e-05 | -0.001368 | -0.001075 | 0.0020667 | 0.00043418 | 0 | 0 | 0 | 0 | 0 | 0 | 0 | 0 | 0 | 0 | 0 | 0.069173 | 0 | 0 | 0 | 0 | 0.85515 | 0 | 0 | 0
4 | 115 | 3 | 64.94 | 0.89152 | 72.962 | 0 | 0.47795 | -0.015421 | 0 | 77.7124 | 77.5234 | 77.5234 | -0.0022444 | -0.0049743 | -0.0006049 | 0 | 0 | 0 | 0 | -0.00034111 | -0.0034433 | -0.0020905 | -5.0252e-05 | -0.0017745 | -0.0019648 | 0.0020667 | 0.00043418 | 0 | 0 | 0 | 0 | 0 | 0 | 0 | 0 | 0 | 0 | 0 | 0.069266 | 0 | 0 | 0 | 0 | 0.82226 | 0 | 0 | 0
4 | 115 | 4 | 63.86 | 0.85873 | 72.962 | 0 | 0.47795 | -0.01624 | 0 | 77.5234 | 77.3244 | 77.3244 | -0.002401 | -0.0053213 | -0.0006471 | 0 | 0 | 0 | 0 | -0.00036247 | -0.0036835 | -0.0022356 | -5.3758e-05 | -0.0018983 | -0.0017039 | 0.0020667 | 0.00043418 | 0 | 0 | 0 | 0 | 0 | 0 | 0 | 0 | 0 | 0 | 0 | 0.069364 | 0 | 0 | 0 | 0 | 0.78937 | 0 | 0 | 0
4 | 115 | 5 | 61.88 | 0.85884 | 72.962 | 0 | 0.47795 | -0.018667 | 0 | 77.3244 | 77.0956 | 77.0956 | -0.0027139 | -0.0060149 | -0.00073145 | 0 | 0 | 0 | 0 | -0.00040987 | -0.0041636 | -0.0025271 | -6.0765e-05 | -0.0021457 | -0.0019665 | 0.0020667 | 0.00043418 | 0 | 0 | 0 | 0 | 0 | 0 | 0 | 0 | 0 | 0 | 0 | 0.069477 | 0 | 0 | 0 | 0 | 0.78937 | 0 | 0 | 0
4 | 115 | 6 | 60.98 | 0.96572 | 72.962 | 0 | 0.5623 | -0.019189 | 0 | 77.0956 | 76.8604 | 76.8604 | -0.0028319 | -0.0062763 | -0.00076324 | 0 | 0 | 1.1017e-05 | 1.6616e-07 | -0.00042756 | -0.0043446 | -0.0036397 | -6.3406e-05 | -0.002239 | -0.0020678 | 0.0034529 | 0.00072422 | 0 | 0 | 0 | 0 | 0 | 0 | 0 | 0 | 0 | 0 | 0 | 0.077682 | 0 | 0 | 0 | 0 | 0.88804 | 0 | 0 | 0
4 | 115 | 7 | 62.96 | 1.5794 | 72.962 | 0 | 4.2172 | -0.012652 | 0 | 76.8604 | 76.7054 | 76.7054 | -0.0024426 | -0.0054136 | -0.00065833 | 0 | 0 | 0.0016252 | 0.00066341 | -0.00037319 | -0.0035007 | -0.0022691 | -5.469e-05 | -0.0019312 | -0.0026354 | 0.0043383 | 0.00091055 | 0 | 0 | 0 | 0 | 0 | 0 | 0 | 0 | 0 | 0 | 0 | 0.42827 | 0 | 0 | 0 | 0 | 1.1512 | 0 | 0 | 0
4 | 115 | 8 | 65.84 | 1.7767 | 72.962 | 0 | 4.2172 | 0.005031 | 0 | 76.7054 | 76.7671 | 76.7671 | -0.0019093 | -0.0042316 | -0.00051459 | 0 | 0 | 0.0044313 | 0.0023919 | -0.00029281 | 0.00076732 | -0.0004716 | -4.2749e-05 | -0.0015095 | -0.0022641 | 0.0086767 | 0.0018211 | 0 | 0 | 0 | 0 | 0 | 0 | 0 | 0 | 0 | 0 | 0 | 0.42824 | 0 | 0 | 0 | 0 | 1.3485 | 0 | 0 | 0
4 | 115 | 9 | 70.88 | 1.7556 | 72.962 | 0 | 3.6549 | 0.017465 | 0 | 76.7671 | 76.9811 | 76.9811 | -0.0010345 | -0.0022928 | -0.00027881 | 0 | 0 | 0.007229 | 0.003701 | -0.00015844 | 0.0049427 | 0.0011996 | -2.3162e-05 | -0.0008179 | -0.001126 | 0.0050623 | 0.0010617 | 0 | 0 | 0 | 0 | 0 | 0 | 0 | 0 | 0 | 0 | 0 | 0.37421 | 0 | 0 | 0 | 0 | 1.3814 | 0 | 0 | 0
4 | 115 | 10 | 73.94 | 1.7883 | 72.962 | 0 | 3.6549 | 0.028241 | 0 | 76.9811 | 77.3272 | 77.3272 | -0.00053438 | -0.0011844 | -0.00014403 | 0 | 0 | 0.010169 | 0.005878 | -8.1973e-05 | 0.0092313 | 0.0022007 | -1.1965e-05 | -0.0004225 | -0.00060658 | 0.0030973 | 0.00065039 | 0 | 0 | 0 | 0 | 0 | 0 | 0 | 0 | 0 | 0 | 0 | 0.37404 | 0 | 0 | 0 | 0 | 1.4143 | 0 | 0 | 0
4 | 115 | 11 | 77.9 | 1.821 | 72.962 | 0 | 3.6549 | 0.038122 | 0 | 77.3272 | 77.7944 | 77.7944 | 0.00010066 | 0.00022309 | 2.7128e-05 | 0 | 0 | 0.011085 | 0.0071081 | 1.5388e-05 | 0.012654 | 0.0029805 | 2.2537e-06 | 7.9581e-05 | 9.9292e-05 | 0.0030973 | 0.00065039 | 0 | 0 | 0 | 0 | 0 | 0 | 0 | 0 | 0 | 0 | 0 | 0.37382 | 0 | 0 | 0 | 0 | 1.4472 | 0 | 0 | 0
4 | 115 | 12 | 81.68 | 1.7183 | 72.962 | 0 | 2.5866 | 0.038231 | 0 | 77.7944 | 78.2629 | 78.2629 | 0.00068279 | 0.0015133 | 0.00018402 | 0 | 0 | 0.010037 | 0.0059201 | 9.9885e-05 | 0.011235 | 0.0029648 | 1.5288e-05 | 0.00053983 | 4.0895e-05 | 0.0041315 | 0.0008666 | 0 | 0 | 0 | 0 | 0 | 0 | 0 | 0 | 0 | 0 | 0 | 0.27113 | 0 | 0 | 0 | 0 | 1.4472 | 0 | 0 | 0
4 | 115 | 13 | 84.92 | 1.6851 | 72.962 | 0 | 2.5866 | 0.046398 | 0 | 78.2629 | 78.8315 | 78.8315 | 0.0011698 | 0.0025927 | 0.00031528 | 0 | 0 | 0.011624 | 0.0070886 | 0.000175 | 0.0143 | 0.0039411 | 2.6192e-05 | 0.00092488 | 0.00049372 | 0.0030973 | 0.00065039 | 0 | 0 | 0 | 0 | 0 | 0 | 0 | 0 | 0 | 0 | 0 | 0.27085 | 0 | 0 | 0 | 0 | 1.4143 | 0 | 0 | 0
4 | 115 | 14 | 87.98 | 1.6034 | 72.962 | 0 | 2.0805 | 0.046572 | 0 | 78.8315 | 79.4023 | 79.4023 | 0.0016076 | 0.0035629 | 0.00043327 | 0 | 0 | 0.010248 | 0.006611 | 0.00024107 | 0.014391 | 0.0042447 | 3.5994e-05 | 0.001271 | 0.00080019 | 0.0025838 | 0.00054141 | 0 | 0 | 0 | 0 | 0 | 0 | 0 | 0 | 0 | 0 | 0 | 0.22204 | 0 | 0 | 0 | 0 | 1.3814 | 0 | 0 | 0
4 | 115 | 15 | 87.98 | 10.8198 | 72.962 | 0 | 2.0805 | 0.04625 | 0.16067 | 79.4023 | 79.9691 | 78 | 0.0015073 | 0.0033407 | 0.00040624 | 0 | 0 | 0.010717 | 0.0063002 | 0.00022744 | 0.013826 | 0.0044474 | 3.3748e-05 | 0.0011917 | 0.0010041 | 0.0026854 | 0.00056426 | 0 | 0 | 0 | 0 | 0 | 0 | 9.2486 | 0 | 0 | 0 | 0 | 0.22272 | 0 | 0 | 0 | 0 | 1.3485 | 0 | 0 | 0
4 | 115 | 16 | 86 | 3.2673 | 72.962 | 0 | 2.0805 | 0.028323 | 0.028323 | 78 | 78.3471 | 78 | 0.0014058 | 0.0031157 | 0.00037888 | 0 | 0 | 0.0053699 | 0.0029469 | 0.00021207 | 0.0070267 | 0.0025456 | 3.1475e-05 | 0.0011114 | 0.00092941 | 0.0026854 | 0.00056426 | 0 | 0 | 0 | 0 | 0 | 0 | 1.6303 | 0 | 0 | 0 | 0 | 0.22272 | 0 | 0 | 0 | 0 | 1.4143 | 0 | 0 | 0
4 | 115 | 17 | 84.92 | 3.4301 | 72.962 | 0 | 2.0805 | 0.02658 | 0.02658 | 78 | 78.3257 | 78 | 0.001216 | 0.002695 | 0.00032773 | 0 | 0 | 0.0047733 | 0.0024159 | 0.00018421 | 0.0060323 | 0.0022599 | 2.7226e-05 | 0.0009614 | 0.00093587 | 0.0039265 | 0.00082442 | 0 | 0 | 0 | 0 | 0 | 0 | 1.53 | 0 | 0 | 0 | 0 | 0.22272 | 0 | 0 | 0 | 0 | 1.6774 | 0 | 0 | 0
4 | 115 | 18 | 81.86 | 3.5327 | 72.962 | 0 | 3.5425 | 0.018499 | 0.018499 | 78 | 78.2267 | 78 | 0.00067829 | 0.0015033 | 0.00018281 | 0 | 0 | 0.0039192 | 0.0015556 | 0.00010237 | 0.0032188 | 0.0012395 | 1.5187e-05 | 0.00053627 | 0.00042366 | 0.0042349 | 0.00088946 | 0 | 0 | 0 | 0 | 0 | 0 | 1.0648 | 0 | 0 | 0 | 0 | 0.36293 | 0 | 0 | 0 | 0 | 2.105 | 0 | 0 | 0
4 | 115 | 19 | 78.98 | 2.8709 | 72.962 | 0 | 3.5425 | 0.0075728 | 0.0075728 | 78 | 78.0928 | 78 | 0.00017221 | 0.00038167 | 4.6413e-05 | 0 | 0 | 0.00091409 | 0.00035406 | 2.5802e-05 | 0.0001041 | -0.0001367 | 3.8557e-06 | 0.00013615 | 7.1449e-05 | 0.0045452 | 0.0009545 | 0 | 0 | 0 | 0 | 0 | 0 | 0.4359 | 0 | 0 | 0 | 0 | 0.36293 | 0 | 0 | 0 | 0 | 2.0721 | 0 | 0 | 0
4 | 115 | 20 | 77 | 2.3035 | 72.962 | 0 | 3.5425 | 0.0058393 | 0 | 78 | 78.0716 | 78 | -0.00017572 | -0.00038946 | -4.736e-05 | 0 | 0 | 0 | 0 | -2.6323e-05 | -0.00026959 | -0.00016356 | -3.9344e-06 | -0.00013893 | -7.2944e-05 | 0.0071272 | 0.0014959 | 0 | 0 | 0 | 0 | 0 | 0 | 0 | 0 | 0 | 0 | 0 | 0.36293 | 0 | 0 | 0 | 0 | 1.9405 | 0 | 0 | 0
4 | 115 | 21 | 73.94 | 2.2048 | 72.962 | 0 | 3.5425 | 0.0019493 | 0 | 78 | 78.0239 | 78 | -0.00071343 | -0.0015812 | -0.00019228 | 0 | 0 | 0 | 0 | -0.00010643 | -0.0010945 | -0.00066396 | -1.5974e-05 | -0.00056406 | -0.00024605 | 0.0071272 | 0.0014959 | 0 | 0 | 0 | 0 | 0 | 0 | 0 | 0 | 0 | 0 | 0 | 0.36293 | 0 | 0 | 0 | 0 | 1.8419 | 0 | 0 | 0
4 | 115 | 22 | 72.86 | 2.0414 | 72.962 | 0 | 2.8677 | 0.0007831 | 0 | 78 | 78.0096 | 78 | -0.00090321 | -0.0020018 | -0.00024343 | 0 | 0 | 0 | 0 | -0.0001353 | -0.0013857 | -0.00084073 | -2.0223e-05 | -0.00071411 | -0.00041348 | 0.0074411 | 0.0015609 | 0 | 0 | 0 | 0 | 0 | 0 | 0 | 0 | 0 | 0 | 0 | 0.29822 | 0 | 0 | 0 | 0 | 1.7432 | 0 | 0 | 0
4 | 115 | 23 | 71.96 | 1.7783 | 72.962 | 0 | 2.8677 | -0.00028504 | 0 | 78 | 77.9965 | 77.9965 | -0.0010614 | -0.0023523 | -0.00028605 | 0 | 0 | 0 | 0 | -0.0001582 | -0.0016283 | -0.00098772 | -2.3764e-05 | -0.00083914 | -0.00038923 | 0.0074411 | 0.0015609 | 0 | 0 | 0 | 0 | 0 | 0 | 0 | 0 | 0 | 0 | 0 | 0.29822 | 0 | 0 | 0 | 0 | 1.4801 | 0 | 0 | 0
4 | 115 | 24 | 69.98 | 1.286 | 72.962 | 0 | 0.47795 | -0.0034448 | 0 | 77.9965 | 77.9543 | 77.9543 | -0.0014087 | -0.0031221 | -0.00037966 | 0 | 0 | 0 | 0 | -0.00020907 | -0.0021611 | -0.0013107 | -3.154e-05 | -0.0011137 | -0.00042349 | 0.0067153 | 0.0014098 | 0 | 0 | 0 | 0 | 0 | 0 | 0 | 0 | 0 | 0 | 0 | 0.069054 | 0 | 0 | 0 | 0 | 1.2169 | 0 | 0 | 0
4 | 116 | 1 | 68.9 | 0.98971 | 73.2003 | 0 | 0.47677 | -0.0092522 | 0 | 77.9543 | 77.8409 | 77.8409 | -0.001591 | -0.0035263 | -0.00042881 | 0 | 0 | 0 | 0 | -0.00023408 | -0.0024409 | -0.0014798 | -3.5623e-05 | -0.0012579 | -0.00032441 | 0.0020667 | 0.00043418 | 0 | 0 | 0 | 0 | 0 | 0 | 0 | 0 | 0 | 0 | 0 | 0.068787 | 0 | 0 | 0 | 0 | 0.92093 | 0 | 0 | 0
4 | 116 | 2 | 63.86 | 0.92403 | 73.2003 | 0 | 0.47677 | -0.015504 | 0 | 77.8409 | 77.6509 | 77.6509 | -0.0024567 | -0.005445 | -0.00066214 | 0 | 0 | 0 | 0 | -0.00036236 | -0.0037691 | -0.0022852 | -5.5007e-05 | -0.0019424 | -0.00059312 | 0.0020667 | 0.00043418 | 0 | 0 | 0 | 0 | 0 | 0 | 0 | 0 | 0 | 0 | 0 | 0.068881 | 0 | 0 | 0 | 0 | 0.85515 | 0 | 0 | 0
4 | 116 | 3 | 61.88 | 0.89124 | 73.2003 | 0 | 0.47677 | -0.017813 | 0 | 77.6509 | 77.4326 | 77.4326 | -0.0027713 | -0.0061421 | -0.00074691 | 0 | 0 | 0 | 0 | -0.00040774 | -0.0042516 | -0.0025775 | -6.2049e-05 | -0.0021911 | -0.00072923 | 0.0020667 | 0.00043418 | 0 | 0 | 0 | 0 | 0 | 0 | 0 | 0 | 0 | 0 | 0 | 0.068988 | 0 | 0 | 0 | 0 | 0.82226 | 0 | 0 | 0
4 | 116 | 4 | 57.92 | 0.85849 | 73.2003 | 0 | 0.47677 | -0.022682 | 0 | 77.4326 | 77.1546 | 77.1546 | -0.0034288 | -0.0075993 | -0.00092412 | 0 | 0 | 0 | 0 | -0.00050578 | -0.0052603 | -0.0031894 | -7.6771e-05 | -0.0027109 | -0.0010531 | 0.0020667 | 0.00043418 | 0 | 0 | 0 | 0 | 0 | 0 | 0 | 0 | 0 | 0 | 0 | 0.069125 | 0 | 0 | 0 | 0 | 0.78937 | 0 | 0 | 0
4 | 116 | 5 | 56.84 | 0.85863 | 73.2003 | 0 | 0.47677 | -0.023668 | 0 | 77.1546 | 76.8646 | 76.8646 | -0.0035697 | -0.0079117 | -0.0009621 | 0 | 0 | 0 | 0 | -0.00052426 | -0.0054766 | -0.0033198 | -7.9926e-05 | -0.0028223 | -0.0010678 | 0.0020667 | 0.00043418 | 0 | 0 | 0 | 0 | 0 | 0 | 0 | 0 | 0 | 0 | 0 | 0.069268 | 0 | 0 | 0 | 0 | 0.78937 | 0 | 0 | 0
4 | 116 | 6 | 54.86 | 0.96549 | 73.2003 | 0 | 0.56091 | -0.025595 | 0 | 76.8646 | 76.5509 | 76.5509 | -0.0038667 | -0.0085698 | -0.0010421 | 0 | 0 | 7.4216e-06 | 1.3082e-07 | -0.00056723 | -0.0059322 | -0.0047869 | -8.6575e-05 | -0.0030571 | -0.0011463 | 0.0034529 | 0.00072422 | 0 | 0 | 0 | 0 | 0 | 0 | 0 | 0 | 0 | 0 | 0 | 0.077454 | 0 | 0 | 0 | 0 | 0.88804 | 0 | 0 | 0
4 | 116 | 7 | 59 | 1.5768 | 73.2003 | 0 | 4.2068 | -0.015723 | 0 | 76.5509 | 76.3582 | 76.3582 | -0.0030841 | -0.0068353 | -0.00083121 | 0 | 0 | 0.0016104 | 0.00066054 | -0.00045382 | -0.0046452 | -0.002947 | -6.9053e-05 | -0.0024384 | -0.0010282 | 0.0043383 | 0.00091055 | 0 | 0 | 0 | 0 | 0 | 0 | 0 | 0 | 0 | 0 | 0 | 0.42559 | 0 | 0 | 0 | 0 | 1.1512 | 0 | 0 | 0
4 | 116 | 8 | 65.84 | 1.774 | 73.2003 | 0 | 4.2068 | 0.011102 | 0 | 76.3582 | 76.4943 | 76.4943 | -0.0018483 | -0.0040964 | -0.00049814 | 0 | 0 | 0.0049214 | 0.0028031 | -0.00027034 | 0.0015559 | -0.00017686 | -4.1383e-05 | -0.0014613 | -0.00028351 | 0.0086767 | 0.0018211 | 0 | 0 | 0 | 0 | 0 | 0 | 0 | 0 | 0 | 0 | 0 | 0.42553 | 0 | 0 | 0 | 0 | 1.3485 | 0 | 0 | 0
4 | 116 | 9 | 70.88 | 1.7533 | 73.2003 | 0 | 3.6459 | 0.01581 | 0 | 76.4943 | 76.688 | 76.688 | -0.00098655 | -0.0021865 | -0.00026589 | 0 | 0 | 0.0058688 | 0.0036077 | -0.00014563 | 0.0041391 | 0.00064461 | -2.2089e-05 | -0.00078 | -0.00018735 | 0.0050623 | 0.0010617 | 0 | 0 | 0 | 0 | 0 | 0 | 0 | 0 | 0 | 0 | 0 | 0.37189 | 0 | 0 | 0 | 0 | 1.3814 | 0 | 0 | 0
4 | 116 | 10 | 74.84 | 1.786 | 73.2003 | 0 | 3.6459 | 0.02964 | 0 | 76.688 | 77.0513 | 77.0513 | -0.00032474 | -0.00071973 | -8.7523e-05 | 0 | 0 | 0.0081841 | 0.0068381 | -4.7809e-05 | 0.01064 | 0.001709 | -7.271e-06 | -0.00025675 | -3.4938e-05 | 0.0030973 | 0.00065039 | 0 | 0 | 0 | 0 | 0 | 0 | 0 | 0 | 0 | 0 | 0 | 0.37171 | 0 | 0 | 0 | 0 | 1.4143 | 0 | 0 | 0
4 | 116 | 11 | 79.88 | 1.8187 | 73.2003 | 0 | 3.6459 | 0.038301 | 0 | 77.0513 | 77.5207 | 77.5207 | 0.00049707 | 0.0011017 | 0.00013397 | 0 | 0 | 0.0092016 | 0.0074001 | 7.4558e-05 | 0.013118 | 0.002406 | 1.1129e-05 | 0.000393 | 0.0002158 | 0.0030973 | 0.00065039 | 0 | 0 | 0 | 0 | 0 | 0 | 0 | 0 | 0 | 0 | 0 | 0.37148 | 0 | 0 | 0 | 0 | 1.4472 | 0 | 0 | 0
4 | 116 | 12 | 81.86 | 1.7166 | 73.2003 | 0 | 2.5802 | 0.046046 | 0 | 77.5207 | 78.085 | 78.085 | 0.00076251 | 0.00169 | 0.00020551 | 0 | 0 | 0.0091342 | 0.0095141 | 0.00011426 | 0.016985 | 0.00168 | 1.7073e-05 | 0.00060287 | 0.00034286 | 0.0041315 | 0.0008666 | 0 | 0 | 0 | 0 | 0 | 0 | 0 | 0 | 0 | 0 | 0 | 0.26947 | 0 | 0 | 0 | 0 | 1.4472 | 0 | 0 | 0
4 | 116 | 13 | 83.84 | 1.6835 | 73.2003 | 0 | 2.5802 | 0.046836 | 0 | 78.085 | 78.659 | 78.659 | 0.0010113 | 0.0022413 | 0.00027256 | 0 | 0 | 0.0090076 | 0.0095432 | 0.00014921 | 0.017791 | 0.002056 | 2.2643e-05 | 0.00079955 | 0.00019388 | 0.0030973 | 0.00065039 | 0 | 0 | 0 | 0 | 0 | 0 | 0 | 0 | 0 | 0 | 0 | 0.26919 | 0 | 0 | 0 | 0 | 1.4143 | 0 | 0 | 0
4 | 116 | 14 | 83.84 | 1.6021 | 73.2003 | 0 | 2.0754 | 0.044038 | 0 | 78.659 | 79.1986 | 79.1986 | 0.00091042 | 0.0020178 | 0.00024537 | 0 | 0 | 0.008436 | 0.008835 | 0.00013564 | 0.016825 | 0.0024421 | 2.0384e-05 | 0.00071981 | 0.0003253 | 0.0025838 | 0.00054141 | 0 | 0 | 0 | 0 | 0 | 0 | 0 | 0 | 0 | 0 | 0 | 0.22073 | 0 | 0 | 0 | 0 | 1.3814 | 0 | 0 | 0
4 | 116 | 15 | 84.92 | 9.5358 | 73.2003 | 0 | 2.0754 | 0.040585 | 0.13839 | 79.1986 | 79.696 | 78 | 0.0010054 | 0.0022282 | 0.00027096 | 0 | 0 | 0.0071597 | 0.0075217 | 0.0001491 | 0.015099 | 0.0028088 | 2.251e-05 | 0.00079487 | 0.00027516 | 0.0026854 | 0.00056426 | 0 | 0 | 0 | 0 | 0 | 0 | 7.966 | 0 | 0 | 0 | 0 | 0.22132 | 0 | 0 | 0 | 0 | 1.3485 | 0 | 0 | 0
4 | 116 | 16 | 82.94 | 3.5141 | 73.2003 | 0 | 2.0754 | 0.032635 | 0.032635 | 78 | 78.3999 | 78 | 0.00086806 | 0.0019239 | 0.00023396 | 0 | 0 | 0.0054337 | 0.0056426 | 0.00012712 | 0.011834 | 0.0025086 | 1.9436e-05 | 0.00068632 | 0.00010758 | 0.0026854 | 0.00056426 | 0 | 0 | 0 | 0 | 0 | 0 | 1.8785 | 0 | 0 | 0 | 0 | 0.22132 | 0 | 0 | 0 | 0 | 1.4143 | 0 | 0 | 0
4 | 116 | 17 | 82.94 | 3.399 | 73.2003 | 0 | 2.0754 | 0.026064 | 0.026064 | 78 | 78.3194 | 78 | 0.00086806 | 0.0019239 | 0.00023396 | 0 | 0 | 0.0040177 | 0.0033407 | 0.00012827 | 0.007862 | 0.0020382 | 1.9436e-05 | 0.00068632 | 0.00019462 | 0.0039265 | 0.00082442 | 0 | 0 | 0 | 0 | 0 | 0 | 1.5003 | 0 | 0 | 0 | 0 | 0.22132 | 0 | 0 | 0 | 0 | 1.6774 | 0 | 0 | 0
4 | 116 | 18 | 81.86 | 3.435 | 73.2003 | 0 | 3.5337 | 0.016843 | 0.016843 | 78 | 78.2064 | 78 | 0.00067829 | 0.0015033 | 0.00018281 | 0 | 0 | 0.0028085 | 0.0012278 | 9.981e-05 | 0.0031258 | 0.0014272 | 1.5187e-05 | 0.00053627 | 0.00011328 | 0.0042349 | 0.00088946 | 0 | 0 | 0 | 0 | 0 | 0 | 0.96949 | 0 | 0 | 0 | 0 | 0.36054 | 0 | 0 | 0 | 0 | 2.105 | 0 | 0 | 0
4 | 116 | 19 | 78.98 | 2.7676 | 73.2003 | 0 | 3.5337 | 0.0058198 | 0.0058198 | 78 | 78.0713 | 78 | 0.00017221 | 0.00038167 | 4.6413e-05 | 0 | 0 | 0.001417 | 0.00026776 | 2.5329e-05 | -0.0015936 | -0.00055302 | 3.8557e-06 | 0.00013615 | 1.6408e-05 | 0.0045452 | 0.0009545 | 0 | 0 | 0 | 0 | 0 | 0 | 0.335 | 0 | 0 | 0 | 0 | 0.36054 | 0 | 0 | 0 | 0 | 2.0721 | 0 | 0 | 0
4 | 116 | 20 | 74.84 | 2.3011 | 73.2003 | 0 | 3.5337 | 0.0014354 | 0 | 78 | 78.0176 | 78 | -0.00055528 | -0.0012307 | -0.00014966 | 0 | 0 | 4.1269e-06 | 1.7198e-06 | -8.1657e-05 | -0.0008519 | -0.002322 | -1.2433e-05 | -0.00043902 | -5.496e-05 | 0.0071272 | 0.0014959 | 0 | 0 | 0 | 0 | 0 | 0 | 0 | 0 | 0 | 0 | 0 | 0.36054 | 0 | 0 | 0 | 0 | 1.9405 | 0 | 0 | 0
4 | 116 | 21 | 71.96 | 2.2024 | 73.2003 | 0 | 3.5337 | -0.00035451 | 0 | 78 | 77.9957 | 77.9957 | -0.0010614 | -0.0023523 | -0.00028605 | 0 | 0 | 0 | 0 | -0.00015597 | -0.0016283 | -0.00098719 | -2.3764e-05 | -0.00083914 | -0.00014755 | 0.0071272 | 0.0014959 | 0 | 0 | 0 | 0 | 0 | 0 | 0 | 0 | 0 | 0 | 0 | 0.36054 | 0 | 0 | 0 | 0 | 1.8419 | 0 | 0 | 0
4 | 116 | 22 | 70.88 | 2.0395 | 73.2003 | 0 | 2.8606 | -0.0013906 | 0 | 77.9957 | 77.9786 | 77.9786 | -0.0012504 | -0.0027712 | -0.000337 | 0 | 0 | 0 | 0 | -0.00018342 | -0.0019183 | -0.0011628 | -2.7996e-05 | -0.00098859 | -0.00019199 | 0.0074411 | 0.0015609 | 0 | 0 | 0 | 0 | 0 | 0 | 0 | 0 | 0 | 0 | 0 | 0.29629 | 0 | 0 | 0 | 0 | 1.7432 | 0 | 0 | 0
4 | 116 | 23 | 69.98 | 1.7764 | 73.2003 | 0 | 2.8606 | -0.0026959 | 0 | 77.9786 | 77.9456 | 77.9456 | -0.0014055 | -0.0031151 | -0.00037881 | 0 | 0 | 0 | 0 | -0.00020848 | -0.0021563 | -0.0013077 | -3.147e-05 | -0.0011113 | -0.00042225 | 0.0074411 | 0.0015609 | 0 | 0 | 0 | 0 | 0 | 0 | 0 | 0 | 0 | 0 | 0 | 0.29631 | 0 | 0 | 0 | 0 | 1.4801 | 0 | 0 | 0
4 | 116 | 24 | 63.86 | 1.2857 | 73.2003 | 0 | 0.47677 | -0.010991 | 0 | 77.9456 | 77.8109 | 77.8109 | -0.0024751 | -0.0054857 | -0.00066709 | 0 | 0 | 0 | 0 | -0.00036537 | -0.0037973 | -0.0023024 | -5.5419e-05 | -0.0019569 | -0.00060074 | 0.0067153 | 0.0014098 | 0 | 0 | 0 | 0 | 0 | 0 | 0 | 0 | 0 | 0 | 0 | 0.068802 | 0 | 0 | 0 | 0 | 1.2169 | 0 | 0 | 0
4 | 117 | 1 | 62.96 | 0.98951 | 73.4388 | 0 | 0.47558 | -0.016511 | 0 | 77.8109 | 77.6085 | 77.6085 | -0.0026096 | -0.0057838 | -0.00070334 | 0 | 0 | 0 | 0 | -0.00038137 | -0.0040036 | -0.0024264 | -5.843e-05 | -0.0020632 | -0.0005474 | 0.0020667 | 0.00043418 | 0 | 0 | 0 | 0 | 0 | 0 | 0 | 0 | 0 | 0 | 0 | 0.068579 | 0 | 0 | 0 | 0 | 0.92093 | 0 | 0 | 0
4 | 117 | 2 | 60.98 | 0.92384 | 73.4388 | 0 | 0.47558 | -0.018801 | 0 | 77.6085 | 77.3781 | 77.3781 | -0.002922 | -0.0064761 | -0.00078753 | 0 | 0 | 0 | 0 | -0.00042806 | -0.0044828 | -0.0027172 | -6.5424e-05 | -0.0023102 | -0.00067788 | 0.0020667 | 0.00043418 | 0 | 0 | 0 | 0 | 0 | 0 | 0 | 0 | 0 | 0 | 0 | 0.068692 | 0 | 0 | 0 | 0 | 0.85515 | 0 | 0 | 0
4 | 117 | 3 | 60.98 | 0.89106 | 73.4388 | 0 | 0.47558 | -0.018691 | 0 | 77.3781 | 77.1491 | 77.1491 | -0.0028815 | -0.0063864 | -0.00077662 | 0 | 0 | 0 | 0 | -0.00042421 | -0.0044207 | -0.0026801 | -6.4517e-05 | -0.0022782 | -0.0008451 | 0.0020667 | 0.00043418 | 0 | 0 | 0 | 0 | 0 | 0 | 0 | 0 | 0 | 0 | 0 | 0.068805 | 0 | 0 | 0 | 0 | 0.82226 | 0 | 0 | 0
4 | 117 | 4 | 62.96 | 0.85827 | 73.4388 | 0 | 0.47558 | -0.015997 | 0 | 77.1491 | 76.953 | 76.953 | -0.0024933 | -0.005526 | -0.00067199 | 0 | 0 | 0 | 0 | -0.00036843 | -0.0038252 | -0.0023194 | -5.5826e-05 | -0.0019713 | -0.00083175 | 0.0020667 | 0.00043418 | 0 | 0 | 0 | 0 | 0 | 0 | 0 | 0 | 0 | 0 | 0 | 0.068902 | 0 | 0 | 0 | 0 | 0.78937 | 0 | 0 | 0
4 | 117 | 5 | 60.98 | 0.85838 | 73.4388 | 0 | 0.47558 | -0.018217 | 0 | 76.953 | 76.7298 | 76.7298 | -0.0028068 | -0.0062208 | -0.00075648 | 0 | 0 | 0 | 0 | -0.00041481 | -0.0043061 | -0.0026111 | -6.2845e-05 | -0.0022192 | -0.00088551 | 0.0020667 | 0.00043418 | 0 | 0 | 0 | 0 | 0 | 0 | 0 | 0 | 0 | 0 | 0 | 0.069012 | 0 | 0 | 0 | 0 | 0.78937 | 0 | 0 | 0
4 | 117 | 6 | 61.88 | 0.96514 | 73.4388 | 0 | 0.5595 | -0.018759 | 0 | 76.7298 | 76.4999 | 76.4999 | -0.0026094 | -0.0057834 | -0.00070329 | 0 | 0 | 4.4622e-05 | 1.0582e-05 | -0.00038695 | -0.00604 | -0.0036385 | -5.8425e-05 | -0.0020631 | -0.00098414 | 0.0034529 | 0.00072422 | 0 | 0 | 0 | 0 | 0 | 0 | 0 | 0 | 0 | 0 | 0 | 0.0771 | 0 | 0 | 0 | 0 | 0.88804 | 0 | 0 | 0
4 | 117 | 7 | 64.94 | 1.5739 | 73.4388 | 0 | 4.1963 | -0.0080318 | 0 | 76.4999 | 76.4015 | 76.4015 | -0.0020313 | -0.0045021 | -0.00054748 | 0 | 0 | 0.0020864 | 0.00096893 | -0.00030572 | -0.0034368 | -0.0016576 | -4.5482e-05 | -0.001606 | -0.001293 | 0.0043383 | 0.00091055 | 0 | 0 | 0 | 0 | 0 | 0 | 0 | 0 | 0 | 0 | 0 | 0.42272 | 0 | 0 | 0 | 0 | 1.1512 | 0 | 0 | 0
4 | 117 | 8 | 68.9 | 1.7711 | 73.4388 | 0 | 4.1963 | 0.015071 | 0 | 76.4015 | 76.5861 | 76.5861 | -0.0013182 | -0.0029215 | -0.00035527 | 0 | 0 | 0.0052325 | 0.0031525 | -0.00019603 | 0.0023656 | 0.00012912 | -2.9514e-05 | -0.0010422 | -0.00044433 | 0.0086767 | 0.0018211 | 0 | 0 | 0 | 0 | 0 | 0 | 0 | 0 | 0 | 0 | 0 | 0.42263 | 0 | 0 | 0 | 0 | 1.3485 | 0 | 0 | 0
4 | 117 | 9 | 68.9 | 1.7508 | 73.4388 | 0 | 3.6368 | 0.0049793 | 0 | 76.5861 | 76.6472 | 76.6472 | -0.0013506 | -0.0029934 | -0.00036402 | 0 | 0 | 0.0036642 | 0.0019298 | -0.00020126 | 0.0010956 | -0.00024588 | -3.0241e-05 | -0.0010678 | -0.00051943 | 0.0050623 | 0.0010617 | 0 | 0 | 0 | 0 | 0 | 0 | 0 | 0 | 0 | 0 | 0 | 0.36944 | 0 | 0 | 0 | 0 | 1.3814 | 0 | 0 | 0
4 | 117 | 10 | 74.84 | 1.7836 | 73.4388 | 0 | 3.6368 | 0.023603 | 0 | 76.6472 | 76.9364 | 76.9364 | -0.00031756 | -0.00070382 | -8.5588e-05 | 0 | 0 | 0.0064793 | 0.0052627 | -4.7412e-05 | 0.008206 | 0.001421 | -7.1102e-06 | -0.00025107 | -0.00010146 | 0.0030973 | 0.00065039 | 0 | 0 | 0 | 0 | 0 | 0 | 0 | 0 | 0 | 0 | 0 | 0.3693 | 0 | 0 | 0 | 0 | 1.4143 | 0 | 0 | 0
4 | 117 | 11 | 77.9 | 1.8162 | 73.4388 | 0 | 3.6368 | 0.038564 | 0 | 76.9364 | 77.409 | 77.409 | 0.00016932 | 0.00037527 | 4.5635e-05 | 0 | 0 | 0.010943 | 0.0067459 | 2.5253e-05 | 0.012817 | 0.0035049 | 3.7911e-06 | 0.00013387 | 5.2465e-05 | 0.0030973 | 0.00065039 | 0 | 0 | 0 | 0 | 0 | 0 | 0 | 0 | 0 | 0 | 0 | 0.36907 | 0 | 0 | 0 | 0 | 1.4472 | 0 | 0 | 0
4 | 117 | 12 | 77.9 | 1.7151 | 73.4388 | 0 | 2.5737 | 0.02198 | 0 | 77.409 | 77.6784 | 77.6784 | 8.6274e-05 | 0.00019121 | 2.3252e-05 | 0 | 0 | 0.0064443 | 0.0024961 | 1.2881e-05 | 0.0056239 | 0.0020033 | 1.9317e-06 | 6.8211e-05 | 3.0709e-05 | 0.0041315 | 0.0008666 | 0 | 0 | 0 | 0 | 0 | 0 | 0 | 0 | 0 | 0 | 0 | 0.26792 | 0 | 0 | 0 | 0 | 1.4472 | 0 | 0 | 0
4 | 117 | 13 | 81.86 | 1.682 | 73.4388 | 0 | 2.5737 | 0.025945 | 0 | 77.6784 | 77.9964 | 77.9964 | 0.0007348 | 0.0016286 | 0.00019804 | 0 | 0 | 0.0066043 | 0.0025581 | 0.00011097 | 0.0066836 | 0.0026204 | 1.6452e-05 | 0.00058095 | 0.00046107 | 0.0030973 | 0.00065039 | 0 | 0 | 0 | 0 | 0 | 0 | 0 | 0 | 0 | 0 | 0 | 0.26776 | 0 | 0 | 0 | 0 | 1.4143 | 0 | 0 | 0
4 | 117 | 14 | 82.94 | 1.6011 | 73.4388 | 0 | 2.0702 | 0.041424 | 0 | 77.9964 | 78.504 | 78.504 | 0.0008687 | 0.0019253 | 0.00023413 | 0 | 0 | 0.01012 | 0.0062281 | 0.00013193 | 0.013362 | 0.0040143 | 1.945e-05 | 0.00068683 | 0.00070789 | 0.0025838 | 0.00054141 | 0 | 0 | 0 | 0 | 0 | 0 | 0 | 0 | 0 | 0 | 0 | 0.21967 | 0 | 0 | 0 | 0 | 1.3814 | 0 | 0 | 0
4 | 117 | 15 | 84.92 | 6.1221 | 73.4388 | 0 | 2.0702 | 0.037984 | 0.079111 | 78.504 | 78.9695 | 78 | 0.0011274 | 0.0024988 | 0.00030386 | 0 | 0 | 0.0071285 | 0.0053932 | 0.00017127 | 0.01258 | 0.0036838 | 2.5243e-05 | 0.00089138 | 0.00093175 | 0.0026854 | 0.00056426 | 0 | 0 | 0 | 0 | 0 | 0 | 4.5537 | 0 | 0 | 0 | 0 | 0.21991 | 0 | 0 | 0 | 0 | 1.3485 | 0 | 0 | 0
4 | 117 | 16 | 86 | 3.7139 | 73.4388 | 0 | 2.0702 | 0.03613 | 0.03613 | 78 | 78.4428 | 78 | 0.0014058 | 0.0031157 | 0.00037888 | 0 | 0 | 0.0048661 | 0.0048775 | 0.00021262 | 0.012322 | 0.0035484 | 3.1475e-05 | 0.0011114 | 0.0010109 | 0.0026854 | 0.00056426 | 0 | 0 | 0 | 0 | 0 | 0 | 2.0797 | 0 | 0 | 0 | 0 | 0.21991 | 0 | 0 | 0 | 0 | 1.4143 | 0 | 0 | 0
4 | 117 | 17 | 84.92 | 3.6943 | 73.4388 | 0 | 2.0702 | 0.031218 | 0.031218 | 78 | 78.3826 | 78 | 0.001216 | 0.002695 | 0.00032773 | 0 | 0 | 0.0037564 | 0.0032755 | 0.0001846 | 0.0097541 | 0.0032598 | 2.7226e-05 | 0.0009614 | 0.0010097 | 0.0039265 | 0.00082442 | 0 | 0 | 0 | 0 | 0 | 0 | 1.797 | 0 | 0 | 0 | 0 | 0.21991 | 0 | 0 | 0 | 0 | 1.6774 | 0 | 0 | 0
4 | 117 | 18 | 83.84 | 3.7649 | 73.4388 | 0 | 3.5249 | 0.022615 | 0.022615 | 78 | 78.2771 | 78 | 0.0010262 | 0.0022744 | 0.00027658 | 0 | 0 | 0.0029442 | 0.0012726 | 0.00015512 | 0.005291 | 0.0026967 | 2.2977e-05 | 0.00081136 | 0.00071927 | 0.0042349 | 0.00088946 | 0 | 0 | 0 | 0 | 0 | 0 | 1.3017 | 0 | 0 | 0 | 0 | 0.35815 | 0 | 0 | 0 | 0 | 2.105 | 0 | 0 | 0
4 | 117 | 19 | 81.86 | 3.1713 | 73.4388 | 0 | 3.5249 | 0.012875 | 0.012875 | 78 | 78.1578 | 78 | 0.00067829 | 0.0015033 | 0.00018281 | 0 | 0 | 0.001587 | 0.00022361 | 0.00010234 | 0.00094003 | 0.0011828 | 1.5187e-05 | 0.00053627 | 0.00042366 | 0.0045452 | 0.0009545 | 0 | 0 | 0 | 0 | 0 | 0 | 0.7411 | 0 | 0 | 0 | 0 | 0.35815 | 0 | 0 | 0 | 0 | 2.0721 | 0 | 0 | 0
4 | 117 | 20 | 80.96 | 2.9828 | 73.4388 | 0 | 3.5249 | 0.011885 | 0.011885 | 78 | 78.1457 | 78 | 0.00052014 | 0.0011528 | 0.00014019 | 0 | 0 | 1.2537e-05 | 4.9958e-06 | 7.8965e-05 | 0.00079798 | -0.0002842 | 1.1646e-05 | 0.00041124 | 0.00041568 | 0.0071272 | 0.0014959 | 0 | 0 | 0 | 0 | 0 | 0 | 0.68412 | 0 | 0 | 0 | 0 | 0.35815 | 0 | 0 | 0 | 0 | 1.9405 | 0 | 0 | 0
4 | 117 | 21 | 79.88 | 2.8417 | 73.4388 | 0 | 3.5249 | 0.011148 | 0.011148 | 78 | 78.1366 | 78 | 0.00033036 | 0.00073218 | 8.9037e-05 | 0 | 0 | 0 | 0 | 5.0053e-05 | 0.00050682 | 0.00030767 | 7.3967e-06 | 0.00026119 | 0.00024057 | 0.0071272 | 0.0014959 | 0 | 0 | 0 | 0 | 0 | 0 | 0.64171 | 0 | 0 | 0 | 0 | 0.35815 | 0 | 0 | 0 | 0 | 1.8419 | 0 | 0 | 0
4 | 117 | 22 | 78.98 | 2.6314 | 73.4388 | 0 | 2.8535 | 0.010317 | 0.010317 | 78 | 78.1264 | 78 | 0.00017221 | 0.00038167 | 4.6413e-05 | 0 | 0 | 0 | 0 | 2.6091e-05 | 0.0002642 | 0.00016038 | 3.8557e-06 | 0.00013615 | 0.00012411 | 0.0074411 | 0.0015609 | 0 | 0 | 0 | 0 | 0 | 0 | 0.59386 | 0 | 0 | 0 | 0 | 0.29435 | 0 | 0 | 0 | 0 | 1.7432 | 0 | 0 | 0
4 | 117 | 23 | 77.9 | 1.7744 | 73.4388 | 0 | 2.8535 | 0.0072951 | 0 | 78 | 78.0894 | 78 | -1.7572e-05 | -3.8946e-05 | -4.736e-06 | 0 | 0 | 0 | 0 | -2.7132e-06 | -2.6959e-05 | -1.6379e-05 | -3.9344e-07 | -1.3893e-05 | -2.4362e-05 | 0.0074411 | 0.0015609 | 0 | 0 | 0 | 0 | 0 | 0 | 0 | 0 | 0 | 0 | 0 | 0.29435 | 0 | 0 | 0 | 0 | 1.4801 | 0 | 0 | 0
4 | 117 | 24 | 75.92 | 1.2853 | 73.4388 | 0 | 0.47558 | 0.0037002 | 0 | 78 | 78.0453 | 78 | -0.0003655 | -0.00081007 | -9.8509e-05 | 0 | 0 | 0 | 0 | -5.6351e-05 | -0.00056074 | -0.00034066 | -8.1836e-06 | -0.00028898 | -0.00048611 | 0.0067153 | 0.0014098 | 0 | 0 | 0 | 0 | 0 | 0 | 0 | 0 | 0 | 0 | 0 | 0.068386 | 0 | 0 | 0 | 0 | 1.2169 | 0 | 0 | 0
4 | 118 | 1 | 73.94 | 0.98901 | 73.6773 | 0 | 0.47438 | -0.0033998 | 0 | 78 | 77.9583 | 77.9583 | -0.00071343 | -0.0015812 | -0.00019228 | 0 | 0 | 0 | 0 | -0.00010814 | -0.0010945 | -0.00066443 | -1.5974e-05 | -0.00056406 | -0.00053241 | 0.0020667 | 0.00043418 | 0 | 0 | 0 | 0 | 0 | 0 | 0 | 0 | 0 | 0 | 0 | 0.068084 | 0 | 0 | 0 | 0 | 0.92093 | 0 | 0 | 0
4 | 118 | 2 | 72.86 | 0.92326 | 73.6773 | 0 | 0.47438 | -0.0047511 | 0 | 77.9583 | 77.9001 | 77.9001 | -0.00089589 | -0.0019856 | -0.00024146 | 0 | 0 | 0 | 0 | -0.00013549 | -0.0013744 | -0.00083427 | -2.0059e-05 | -0.00070832 | -0.00062228 | 0.0020667 | 0.00043418 | 0 | 0 | 0 | 0 | 0 | 0 | 0 | 0 | 0 | 0 | 0 | 0.068112 | 0 | 0 | 0 | 0 | 0.85515 | 0 | 0 | 0
4 | 118 | 3 | 70.88 | 0.89041 | 73.6773 | 0 | 0.47438 | -0.0074152 | 0 | 77.9001 | 77.8092 | 77.8092 | -0.0012336 | -0.002734 | -0.00033247 | 0 | 0 | 0 | 0 | -0.00018701 | -0.0018925 | -0.0011489 | -2.762e-05 | -0.00097531 | -0.00095041 | 0.0020667 | 0.00043418 | 0 | 0 | 0 | 0 | 0 | 0 | 0 | 0 | 0 | 0 | 0 | 0.068157 | 0 | 0 | 0 | 0 | 0.82226 | 0 | 0 | 0
4 | 118 | 4 | 70.88 | 0.85757 | 73.6773 | 0 | 0.47438 | -0.0073659 | 0 | 77.8092 | 77.719 | 77.719 | -0.0012176 | -0.0026986 | -0.00032817 | 0 | 0 | 0 | 0 | -0.00018489 | -0.001868 | -0.0011341 | -2.7263e-05 | -0.00096269 | -0.0010112 | 0.0020667 | 0.00043418 | 0 | 0 | 0 | 0 | 0 | 0 | 0 | 0 | 0 | 0 | 0 | 0.068201 | 0 | 0 | 0 | 0 | 0.78937 | 0 | 0 | 0
4 | 118 | 5 | 71.96 | 0.8576 | 73.6773 | 0 | 0.47438 | -0.0058909 | 0 | 77.719 | 77.6468 | 77.6468 | -0.001012 | -0.0022429 | -0.00027274 | 0 | 0 | 0 | 0 | -0.00015425 | -0.0015525 | -0.0009427 | -2.2658e-05 | -0.0008001 | -0.0009577 | 0.0020667 | 0.00043418 | 0 | 0 | 0 | 0 | 0 | 0 | 0 | 0 | 0 | 0 | 0 | 0.068237 | 0 | 0 | 0 | 0 | 0.78937 | 0 | 0 | 0
4 | 118 | 6 | 72.86 | 0.96421 | 73.6773 | 0 | 0.55809 | -0.002847 | 0 | 77.6468 | 77.6119 | 77.6119 | -0.00084114 | -0.0018642 | -0.0002267 | 0 | 0 | 0 | 0 | -0.00012657 | -0.0012905 | -0.00078311 | -1.8833e-05 | -0.00066503 | -0.00048382 | 0.0034529 | 0.00072422 | 0 | 0 | 0 | 0 | 0 | 0 | 0 | 0 | 0 | 0 | 0 | 0.076172 | 0 | 0 | 0 | 0 | 0.88804 | 0 | 0 | 0
4 | 118 | 7 | 73.94 | 1.5704 | 73.6773 | 0 | 4.1857 | 0.0016963 | 0 | 77.6119 | 77.6327 | 77.6327 | -0.00064523 | -0.00143 | -0.0001739 | 0 | 0 | 0.001078 | 0.00042814 | -9.7752e-05 | -0.00038678 | -0.00041051 | -1.4447e-05 | -0.00051014 | -0.00047945 | 0.0043383 | 0.00091055 | 0 | 0 | 0 | 0 | 0 | 0 | 0 | 0 | 0 | 0 | 0 | 0.41928 | 0 | 0 | 0 | 0 | 1.1512 | 0 | 0 | 0
4 | 118 | 8 | 75.92 | 1.7677 | 73.6773 | 0 | 4.1857 | 0.013153 | 0 | 77.6327 | 77.7939 | 77.7939 | -0.00030095 | -0.00066701 | -8.1112e-05 | 0 | 0 | 0.0019881 | 0.00077007 | -4.5703e-05 | 0.0011947 | 0.0002789 | -6.7384e-06 | -0.00023794 | -0.00023752 | 0.0086767 | 0.0018211 | 0 | 0 | 0 | 0 | 0 | 0 | 0 | 0 | 0 | 0 | 0 | 0.4192 | 0 | 0 | 0 | 0 | 1.3485 | 0 | 0 | 0
4 | 118 | 9 | 77 | 1.7477 | 73.6773 | 0 | 3.6276 | 0.013965 | 0 | 77.7939 | 77.965 | 77.965 | -0.0001395 | -0.00030917 | -3.7597e-05 | 0 | 0 | 0.0034964 | 0.0013543 | -2.1181e-05 | 0.0027993 | 0.00092048 | -3.1234e-06 | -0.00011029 | -0.00010907 | 0.0050623 | 0.0010617 | 0 | 0 | 0 | 0 | 0 | 0 | 0 | 0 | 0 | 0 | 0 | 0.36633 | 0 | 0 | 0 | 0 | 1.3814 | 0 | 0 | 0
4 | 118 | 10 | 77.9 | 1.7805 | 73.6773 | 0 | 3.6276 | 0.015935 | 0 | 77.965 | 78.1603 | 78.1603 | -1.1421e-05 | -2.5312e-05 | -3.0781e-06 | 0 | 0 | 0.004799 | 0.0018588 | -1.7341e-06 | 0.0041384 | 0.0014508 | -2.5571e-07 | -9.0297e-06 | -8.8623e-06 | 0.0030973 | 0.00065039 | 0 | 0 | 0 | 0 | 0 | 0 | 0 | 0 | 0 | 0 | 0 | 0.36623 | 0 | 0 | 0 | 0 | 1.4143 | 0 | 0 | 0
4 | 118 | 11 | 84.92 | 1.8131 | 73.6773 | 0 | 3.6276 | 0.048474 | 0 | 78.1603 | 78.7543 | 78.7543 | 0.0011878 | 0.0026326 | 0.00032014 | 0 | 0 | 0.01363 | 0.0060631 | 0.00018029 | 0.013578 | 0.0052552 | 2.6596e-05 | 0.00093914 | 0.00091265 | 0.0030973 | 0.00065039 | 0 | 0 | 0 | 0 | 0 | 0 | 0 | 0 | 0 | 0 | 0 | 0.36594 | 0 | 0 | 0 | 0 | 1.4472 | 0 | 0 | 0
4 | 118 | 12 | 86.9 | 1.7125 | 73.6773 | 0 | 2.5672 | 0.052735 | 0 | 78.7543 | 79.4006 | 79.4006 | 0.0014314 | 0.0031724 | 0.00038578 | 0 | 0 | 0.0093716 | 0.0090437 | 0.00021746 | 0.018405 | 0.0033436 | 3.2049e-05 | 0.0011317 | 0.0012022 | 0.0041315 | 0.0008666 | 0 | 0 | 0 | 0 | 0 | 0 | 0 | 0 | 0 | 0 | 0 | 0.26533 | 0 | 0 | 0 | 0 | 1.4472 | 0 | 0 | 0
4 | 118 | 13 | 86 | 1.6794 | 73.6773 | 0 | 2.5672 | 0.029003 | 0 | 79.4006 | 79.756 | 79.756 | 0.0011597 | 0.0025702 | 0.00031255 | 0 | 0 | 0.0065129 | 0.0025227 | 0.00017531 | 0.0072475 | 0.0029912 | 2.5965e-05 | 0.00091686 | 0.00082025 | 0.0030973 | 0.00065039 | 0 | 0 | 0 | 0 | 0 | 0 | 0 | 0 | 0 | 0 | 0 | 0.26516 | 0 | 0 | 0 | 0 | 1.4143 | 0 | 0 | 0
4 | 118 | 14 | 84.92 | 1.9376 | 73.6773 | 0 | 2.0649 | 0.02579 | 0.0058841 | 79.756 | 80.0721 | 80 | 0.00090742 | 0.0020111 | 0.00024456 | 0 | 0 | 0.0062843 | 0.0024341 | 0.00013686 | 0.0066543 | 0.0026772 | 2.0317e-05 | 0.00071743 | 0.00057731 | 0.0025838 | 0.00054141 | 0 | 0 | 0 | 0 | 0 | 0 | 0.3387 | 0 | 0 | 0 | 0 | 0.21753 | 0 | 0 | 0 | 0 | 1.3814 | 0 | 0 | 0
4 | 118 | 15 | 74.84 | 1.567 | 73.6773 | 0 | 2.0649 | 0.010554 | 0 | 80 | 80.1293 | 78 | -0.00090672 | -0.0020096 | -0.00024438 | 0 | 0 | 0.0056216 | 0.0021775 | -0.00013655 | 0.0032647 | 0.00073857 | -2.0302e-05 | -0.00071688 | -0.000464 | 0.0026854 | 0.00056426 | 0 | 0 | 0 | 0 | 0 | 0 | 0 | 0 | 0 | 0 | 0 | 0.21851 | 0 | 0 | 0 | 0 | 1.3485 | 0 | 0 | 0
4 | 118 | 16 | 73.94 | 1.6328 | 73.6773 | 0 | 2.0649 | 0.011615 | 0 | 78 | 78.1423 | 78 | -0.00071343 | -0.0015812 | -0.00019228 | 0 | 0 | 0.0057359 | 0.0022217 | -0.00010766 | 0.0032977 | 0.00073104 | -1.5974e-05 | -0.00056406 | -0.00044689 | 0.0026854 | 0.00056426 | 0 | 0 | 0 | 0 | 0 | 0 | 0 | 0 | 0 | 0 | 0 | 0.21851 | 0 | 0 | 0 | 0 | 1.4143 | 0 | 0 | 0
4 | 118 | 17 | 68.9 | 1.8959 | 73.6773 | 0 | 2.0649 | 0.0012267 | 0 | 78 | 78.015 | 78 | -0.0015991 | -0.0035441 | -0.00043098 | 0 | 0 | 0.0040677 | 0.0015756 | -0.00024162 | 0.00047283 | -0.00062759 | -3.5803e-05 | -0.0012643 | -0.0010725 | 0.0039265 | 0.00082442 | 0 | 0 | 0 | 0 | 0 | 0 | 0 | 0 | 0 | 0 | 0 | 0.21851 | 0 | 0 | 0 | 0 | 1.6774 | 0 | 0 | 0
4 | 118 | 18 | 65.84 | 2.4608 | 73.6773 | 0 | 3.516 | -0.008011 | 0 | 78 | 77.9018 | 77.9018 | -0.0021368 | -0.0047358 | -0.0005759 | 0 | 0 | 0.002171 | 0.00084089 | -0.00032474 | -0.0021119 | -0.0017747 | -4.7843e-05 | -0.0016894 | -0.0018606 | 0.0042349 | 0.00088946 | 0 | 0 | 0 | 0 | 0 | 0 | 0 | 0 | 0 | 0 | 0 | 0.3558 | 0 | 0 | 0 | 0 | 2.105 | 0 | 0 | 0
4 | 118 | 19 | 63.86 | 2.428 | 73.6773 | 0 | 3.516 | -0.013042 | 0 | 77.9018 | 77.742 | 77.742 | -0.0024675 | -0.0054687 | -0.00066502 | 0 | 0 | 0.0005713 | 0.00022129 | -0.00037261 | -0.0034293 | -0.0022121 | -5.5247e-05 | -0.0019508 | -0.0017589 | 0.0045452 | 0.0009545 | 0 | 0 | 0 | 0 | 0 | 0 | 0 | 0 | 0 | 0 | 0 | 0.35588 | 0 | 0 | 0 | 0 | 2.0721 | 0 | 0 | 0
4 | 118 | 20 | 62.96 | 2.2965 | 73.6773 | 0 | 3.516 | -0.012703 | 0 | 77.742 | 77.5863 | 77.5863 | -0.0025975 | -0.0057569 | -0.00070007 | 0 | 0 | 0 | 0 | -0.00039215 | -0.003985 | -0.0024187 | -5.8159e-05 | -0.0020537 | -0.0018678 | 0.0071272 | 0.0014959 | 0 | 0 | 0 | 0 | 0 | 0 | 0 | 0 | 0 | 0 | 0 | 0.35596 | 0 | 0 | 0 | 0 | 1.9405 | 0 | 0 | 0
4 | 118 | 21 | 61.88 | 2.1979 | 73.6773 | 0 | 3.516 | -0.013964 | 0 | 77.5863 | 77.4152 | 77.4152 | -0.0027599 | -0.0061169 | -0.00074385 | 0 | 0 | 0 | 0 | -0.00041672 | -0.0042342 | -0.0025699 | -6.1795e-05 | -0.0021821 | -0.0020059 | 0.0071272 | 0.0014959 | 0 | 0 | 0 | 0 | 0 | 0 | 0 | 0 | 0 | 0 | 0 | 0.35604 | 0 | 0 | 0 | 0 | 1.8419 | 0 | 0 | 0
4 | 118 | 22 | 60.98 | 2.036 | 73.6773 | 0 | 2.8463 | -0.014647 | 0 | 77.4152 | 77.2357 | 77.2357 | -0.002888 | -0.0064008 | -0.00077837 | 0 | 0 | 0 | 0 | -0.00043605 | -0.0044307 | -0.0026892 | -6.4663e-05 | -0.0022834 | -0.0021165 | 0.0074411 | 0.0015609 | 0 | 0 | 0 | 0 | 0 | 0 | 0 | 0 | 0 | 0 | 0 | 0.29278 | 0 | 0 | 0 | 0 | 1.7432 | 0 | 0 | 0
4 | 118 | 23 | 59 | 1.7729 | 73.6773 | 0 | 2.8463 | -0.017658 | 0 | 77.2357 | 77.0193 | 77.0193 | -0.0032044 | -0.007102 | -0.00086364 | 0 | 0 | 0 | 0 | -0.000487 | -0.0049161 | -0.0029847 | -7.1747e-05 | -0.0025335 | -0.0029365 | 0.0074411 | 0.0015609 | 0 | 0 | 0 | 0 | 0 | 0 | 0 | 0 | 0 | 0 | 0 | 0.29289 | 0 | 0 | 0 | 0 | 1.4801 | 0 | 0 | 0
4 | 118 | 24 | 59 | 1.2856 | 73.6773 | 0 | 0.47438 | -0.017543 | 0 | 77.0193 | 76.8043 | 76.8043 | -0.0031664 | -0.0070177 | -0.00085339 | 0 | 0 | 0 | 0 | -0.00047798 | -0.0048578 | -0.0029483 | -7.0895e-05 | -0.0025034 | -0.002362 | 0.0067153 | 0.0014098 | 0 | 0 | 0 | 0 | 0 | 0 | 0 | 0 | 0 | 0 | 0 | 0.068652 | 0 | 0 | 0 | 0 | 1.2169 | 0 | 0 | 0
4 | 119 | 1 | 56.66 | 0.98941 | 73.9158 | 0 | 0.47316 | -0.024639 | 0 | 76.8043 | 76.5023 | 76.5023 | -0.0035398 | -0.0078453 | -0.00095403 | 0 | 0 | 0 | 0 | -0.00053175 | -0.0054306 | -0.0032953 | -7.9256e-05 | -0.0027987 | -0.0022312 | 0.0020667 | 0.00043418 | 0 | 0 | 0 | 0 | 0 | 0 | 0 | 0 | 0 | 0 | 0 | 0.068478 | 0 | 0 | 0 | 0 | 0.92093 | 0 | 0 | 0
4 | 119 | 2 | 54.86 | 0.92378 | 73.9158 | 0 | 0.47316 | -0.026225 | 0 | 76.5023 | 76.1809 | 76.1809 | -0.003803 | -0.0084288 | -0.001025 | 0 | 0 | 0 | 0 | -0.00056787 | -0.0058345 | -0.0035394 | -8.515e-05 | -0.0030068 | -0.0020014 | 0.0020667 | 0.00043418 | 0 | 0 | 0 | 0 | 0 | 0 | 0 | 0 | 0 | 0 | 0 | 0.068636 | 0 | 0 | 0 | 0 | 0.85515 | 0 | 0 | 0
4 | 119 | 3 | 53.96 | 0.89106 | 73.9158 | 0 | 0.47316 | -0.027982 | 0 | 76.1809 | 75.838 | 75.838 | -0.0039047 | -0.0086541 | -0.0010524 | 0 | 0 | 0 | 0 | -0.00058977 | -0.0059905 | -0.0036359 | -8.7427e-05 | -0.0030872 | -0.0030463 | 0.0020667 | 0.00043418 | 0 | 0 | 0 | 0 | 0 | 0 | 0 | 0 | 0 | 0 | 0 | 0.068805 | 0 | 0 | 0 | 0 | 0.82226 | 0 | 0 | 0
4 | 119 | 4 | 52.88 | 0.85835 | 73.9158 | 0 | 0.47316 | -0.028791 | 0 | 75.838 | 75.4852 | 75.4852 | -0.0040342 | -0.0089412 | -0.0010873 | 0 | 0 | 0 | 0 | -0.00060802 | -0.0061892 | -0.0037562 | -9.0327e-05 | -0.0031896 | -0.002962 | 0.0020667 | 0.00043418 | 0 | 0 | 0 | 0 | 0 | 0 | 0 | 0 | 0 | 0 | 0 | 0.068979 | 0 | 0 | 0 | 0 | 0.78937 | 0 | 0 | 0
4 | 119 | 5 | 51.98 | 0.85852 | 73.9158 | 0 | 0.47316 | -0.028734 | 0 | 75.4852 | 75.133 | 75.133 | -0.0041304 | -0.0091543 | -0.0011132 | 0 | 0 | 0 | 0 | -0.00061657 | -0.0063367 | -0.003844 | -9.2479e-05 | -0.0032656 | -0.002247 | 0.0020667 | 0.00043418 | 0 | 0 | 0 | 0 | 0 | 0 | 0 | 0 | 0 | 0 | 0 | 0.069152 | 0 | 0 | 0 | 0 | 0.78937 | 0 | 0 | 0
4 | 119 | 6 | 50.9 | 0.96523 | 73.9158 | 0 | 0.55666 | -0.030563 | 0 | 75.133 | 74.7585 | 74.7585 | -0.0042583 | -0.0094377 | -0.0011477 | 0 | 0 | 2.2852e-05 | 8.8514e-06 | -0.0006419 | -0.0074237 | -0.0045047 | -9.5343e-05 | -0.0033667 | -0.0031714 | 0.0034529 | 0.00072422 | 0 | 0 | 0 | 0 | 0 | 0 | 0 | 0 | 0 | 0 | 0 | 0.077198 | 0 | 0 | 0 | 0 | 0.88804 | 0 | 0 | 0
4 | 119 | 7 | 50 | 1.5691 | 73.9158 | 0 | 4.1749 | -0.024927 | 0 | 74.7585 | 74.453 | 74.453 | -0.0043506 | -0.0096424 | -0.0011726 | 0 | 0 | 0.0021953 | 0.00089167 | -0.00065254 | -0.0061872 | -0.004013 | -9.741e-05 | -0.0034397 | -0.0027967 | 0.0043383 | 0.00091055 | 0 | 0 | 0 | 0 | 0 | 0 | 0 | 0 | 0 | 0 | 0 | 0.41797 | 0 | 0 | 0 | 0 | 1.1512 | 0 | 0 | 0
4 | 119 | 8 | 50 | 1.7666 | 73.9158 | 0 | 4.1749 | -0.018239 | 0 | 74.453 | 74.2295 | 74.2295 | -0.0042969 | -0.0095234 | -0.0011581 | 0 | 0 | 0.002788 | 0.0010799 | -0.00064749 | -0.004859 | -0.003597 | -9.6208e-05 | -0.0033973 | -0.003208 | 0.0086767 | 0.0018211 | 0 | 0 | 0 | 0 | 0 | 0 | 0 | 0 | 0 | 0 | 0 | 0.41808 | 0 | 0 | 0 | 0 | 1.3485 | 0 | 0 | 0
4 | 119 | 9 | 52.88 | 1.7471 | 73.9158 | 0 | 3.6183 | -0.013293 | 0 | 74.2295 | 74.0666 | 74.0666 | -0.0037516 | -0.0083147 | -0.0010111 | 0 | 0 | 0.004639 | 0.0017968 | -0.00056844 | -0.0023115 | -0.0024732 | -8.3998e-05 | -0.0029661 | -0.0033108 | 0.0050623 | 0.0010617 | 0 | 0 | 0 | 0 | 0 | 0 | 0 | 0 | 0 | 0 | 0 | 0.36576 | 0 | 0 | 0 | 0 | 1.3814 | 0 | 0 | 0
4 | 119 | 10 | 56.84 | 1.78 | 73.9158 | 0 | 3.6183 | 0.012201 | 0 | 74.0666 | 74.2161 | 74.2161 | -0.0030271 | -0.006709 | -0.00081585 | 0 | 0 | 0.0080482 | 0.0077504 | -0.00045768 | 0.0089088 | -0.00037856 | -6.7777e-05 | -0.0023933 | -0.0024051 | 0.0030973 | 0.00065039 | 0 | 0 | 0 | 0 | 0 | 0 | 0 | 0 | 0 | 0 | 0 | 0.36568 | 0 | 0 | 0 | 0 | 1.4143 | 0 | 0 | 0
4 | 119 | 11 | 59.9 | 1.8128 | 73.9158 | 0 | 3.6183 | 0.016107 | 0 | 74.2161 | 74.4135 | 74.4135 | -0.0025156 | -0.0055755 | -0.00067801 | 0 | 0 | 0.0081844 | 0.0078078 | -0.0003786 | 0.0097735 | -0.00055141 | -5.6326e-05 | -0.001989 | -0.0016623 | 0.0030973 | 0.00065039 | 0 | 0 | 0 | 0 | 0 | 0 | 0 | 0 | 0 | 0 | 0 | 0.36559 | 0 | 0 | 0 | 0 | 1.4472 | 0 | 0 | 0
4 | 119 | 12 | 62.96 | 1.713 | 73.9158 | 0 | 2.5606 | 0.026547 | 0 | 74.4135 | 74.7388 | 74.7388 | -0.0020126 | -0.0044606 | -0.00054244 | 0 | 0 | 0.0091494 | 0.0092797 | -0.00030496 | 0.013833 | -0.00013399 | -4.5063e-05 | -0.0015912 | -0.0016221 | 0.0041315 | 0.0008666 | 0 | 0 | 0 | 0 | 0 | 0 | 0 | 0 | 0 | 0 | 0 | 0.26586 | 0 | 0 | 0 | 0 | 1.4472 | 0 | 0 | 0
4 | 119 | 13 | 63.86 | 1.68 | 73.9158 | 0 | 2.5606 | 0.027246 | 0 | 74.7388 | 75.0727 | 75.0727 | -0.0019116 | -0.0042368 | -0.00051522 | 0 | 0 | 0.0092948 | 0.0094347 | -0.00028773 | 0.014439 | 4.0529e-05 | -4.2802e-05 | -0.0015114 | -0.0012053 | 0.0030973 | 0.00065039 | 0 | 0 | 0 | 0 | 0 | 0 | 0 | 0 | 0 | 0 | 0 | 0.2657 | 0 | 0 | 0 | 0 | 1.4143 | 0 | 0 | 0
4 | 119 | 14 | 65.84 | 1.5998 | 73.9158 | 0 | 2.0596 | 0.021965 | 0 | 75.0727 | 75.3419 | 75.3419 | -0.0016224 | -0.0035958 | -0.00043726 | 0 | 0 | 0.0078544 | 0.007501 | -0.00024631 | 0.011592 | 0.00048979 | -3.6325e-05 | -0.0012827 | -0.0013763 | 0.0025838 | 0.00054141 | 0 | 0 | 0 | 0 | 0 | 0 | 0 | 0 | 0 | 0 | 0 | 0.2184 | 0 | 0 | 0 | 0 | 1.3814 | 0 | 0 | 0
4 | 119 | 15 | 64.94 | 1.5668 | 73.9158 | 0 | 2.0596 | 0.019304 | 0 | 75.3419 | 75.5785 | 75.5785 | -0.0018278 | -0.0040511 | -0.00049263 | 0 | 0 | 0.0065478 | 0.0071933 | -0.00027648 | 0.01129 | 0.00050867 | -4.0926e-05 | -0.0014451 | -0.0013509 | 0.0026854 | 0.00056426 | 0 | 0 | 0 | 0 | 0 | 0 | 0 | 0 | 0 | 0 | 0 | 0.21829 | 0 | 0 | 0 | 0 | 1.3485 | 0 | 0 | 0
4 | 119 | 16 | 64.94 | 1.6325 | 73.9158 | 0 | 2.0596 | 0.013721 | 0 | 75.5785 | 75.7466 | 75.7466 | -0.0018694 | -0.0041432 | -0.00050384 | 0 | 0 | 0.0062885 | 0.0053322 | -0.00028271 | 0.0079896 | 0.00056506 | -4.1856e-05 | -0.001478 | -0.0013853 | 0.0026854 | 0.00056426 | 0 | 0 | 0 | 0 | 0 | 0 | 0 | 0 | 0 | 0 | 0 | 0.2182 | 0 | 0 | 0 | 0 | 1.4143 | 0 | 0 | 0
4 | 119 | 17 | 64.94 | 1.8956 | 73.9158 | 0 | 2.0596 | 0.0063494 | 0 | 75.7466 | 75.8245 | 75.8245 | -0.001899 | -0.0042087 | -0.0005118 | 0 | 0 | 0.0038708 | 0.0032517 | -0.00028655 | 0.0043085 | -8.1077e-05 | -4.2518e-05 | -0.0015014 | -0.0013015 | 0.0039265 | 0.00082442 | 0 | 0 | 0 | 0 | 0 | 0 | 0 | 0 | 0 | 0 | 0 | 0.21817 | 0 | 0 | 0 | 0 | 1.6774 | 0 | 0 | 0
4 | 119 | 18 | 63.86 | 2.4594 | 73.9158 | 0 | 3.507 | -0.0024953 | 0 | 75.8245 | 75.7939 | 75.7939 | -0.0021024 | -0.0046596 | -0.00056664 | 0 | 0 | 0.0028613 | 0.0012652 | -0.00031667 | 0.00021945 | -0.0003756 | -4.7073e-05 | -0.0016622 | -0.0013458 | 0.0042349 | 0.00088946 | 0 | 0 | 0 | 0 | 0 | 0 | 0 | 0 | 0 | 0 | 0 | 0.35443 | 0 | 0 | 0 | 0 | 2.105 | 0 | 0 | 0
4 | 119 | 19 | 60.98 | 2.4266 | 73.9158 | 0 | 3.507 | -0.01482 | 0 | 75.7939 | 75.6122 | 75.6122 | -0.0026031 | -0.0057694 | -0.00070158 | 0 | 0 | 0.0014829 | 0.00023787 | -0.00039322 | -0.0050695 | -0.0025603 | -5.8284e-05 | -0.0020581 | -0.0018725 | 0.0045452 | 0.0009545 | 0 | 0 | 0 | 0 | 0 | 0 | 0 | 0 | 0 | 0 | 0 | 0.35452 | 0 | 0 | 0 | 0 | 2.0721 | 0 | 0 | 0
4 | 119 | 20 | 56.84 | 2.2952 | 73.9158 | 0 | 3.507 | -0.018167 | 0 | 75.6122 | 75.3896 | 75.3896 | -0.0032987 | -0.007311 | -0.00088905 | 0 | 0 | 5.1368e-05 | 1.8674e-05 | -0.00048641 | -0.0050608 | -0.0046513 | -7.3858e-05 | -0.002608 | -0.00098488 | 0.0071272 | 0.0014959 | 0 | 0 | 0 | 0 | 0 | 0 | 0 | 0 | 0 | 0 | 0 | 0.35463 | 0 | 0 | 0 | 0 | 1.9405 | 0 | 0 | 0
4 | 119 | 21 | 55.94 | 2.1966 | 73.9158 | 0 | 3.507 | -0.017397 | 0 | 75.3896 | 75.1764 | 75.1764 | -0.0034177 | -0.0075748 | -0.00092113 | 0 | 0 | 0 | 0 | -0.00050024 | -0.0052434 | -0.0031778 | -7.6523e-05 | -0.0027022 | -0.00091017 | 0.0071272 | 0.0014959 | 0 | 0 | 0 | 0 | 0 | 0 | 0 | 0 | 0 | 0 | 0 | 0.35474 | 0 | 0 | 0 | 0 | 1.8419 | 0 | 0 | 0
4 | 119 | 22 | 53.96 | 2.0351 | 73.9158 | 0 | 2.839 | -0.01939 | 0 | 75.1764 | 74.9388 | 74.9388 | -0.0037282 | -0.0082629 | -0.0010048 | 0 | 0 | 0 | 0 | -0.00054684 | -0.0057197 | -0.003467 | -8.3474e-05 | -0.0029476 | -0.0010709 | 0.0074411 | 0.0015609 | 0 | 0 | 0 | 0 | 0 | 0 | 0 | 0 | 0 | 0 | 0 | 0.29197 | 0 | 0 | 0 | 0 | 1.7432 | 0 | 0 | 0
4 | 119 | 23 | 51.98 | 1.7722 | 73.9158 | 0 | 2.839 | -0.021676 | 0 | 74.9388 | 74.6731 | 74.6731 | -0.0040344 | -0.0089415 | -0.0010873 | 0 | 0 | 0 | 0 | -0.00059199 | -0.0061894 | -0.0037518 | -9.033e-05 | -0.0031897 | -0.0012406 | 0.0074411 | 0.0015609 | 0 | 0 | 0 | 0 | 0 | 0 | 0 | 0 | 0 | 0 | 0 | 0.2921 | 0 | 0 | 0 | 0 | 1.4801 | 0 | 0 | 0
4 | 119 | 24 | 51.98 | 1.2865 | 73.9158 | 0 | 0.47316 | -0.022051 | 0 | 74.6731 | 74.4029 | 74.4029 | -0.0039877 | -0.008838 | -0.0010747 | 0 | 0 | 0 | 0 | -0.00058358 | -0.0061178 | -0.0037079 | -8.9284e-05 | -0.0031528 | -0.001214 | 0.0067153 | 0.0014098 | 0 | 0 | 0 | 0 | 0 | 0 | 0 | 0 | 0 | 0 | 0 | 0.069512 | 0 | 0 | 0 | 0 | 1.2169 | 0 | 0 | 0
4 | 120 | 1 | 48.92 | 0.9903 | 74.1542 | 0 | 0.47194 | -0.030381 | 0 | 74.4029 | 74.0306 | 74.0306 | -0.0044779 | -0.0099245 | -0.0012069 | 0 | 0 | 0 | 0 | -0.0006583 | -0.0068699 | -0.0041646 | -0.00010026 | -0.0035404 | -0.0015055 | 0.0020667 | 0.00043418 | 0 | 0 | 0 | 0 | 0 | 0 | 0 | 0 | 0 | 0 | 0 | 0.069373 | 0 | 0 | 0 | 0 | 0.92093 | 0 | 0 | 0
4 | 120 | 2 | 50 | 0.92469 | 74.1542 | 0 | 0.47194 | -0.028714 | 0 | 74.0306 | 73.6787 | 73.6787 | -0.0042227 | -0.0093589 | -0.0011381 | 0 | 0 | 0 | 0 | -0.00062195 | -0.0064783 | -0.0039276 | -9.4546e-05 | -0.0033386 | -0.0016003 | 0.0020667 | 0.00043418 | 0 | 0 | 0 | 0 | 0 | 0 | 0 | 0 | 0 | 0 | 0 | 0.069546 | 0 | 0 | 0 | 0 | 0.85515 | 0 | 0 | 0
4 | 120 | 3 | 48.92 | 0.89198 | 74.1542 | 0 | 0.47194 | -0.029683 | 0 | 73.6787 | 73.3149 | 73.3149 | -0.0043506 | -0.0096424 | -0.0011726 | 0 | 0 | 0 | 0 | -0.00064205 | -0.0066746 | -0.004047 | -9.7411e-05 | -0.0034398 | -0.0016829 | 0.0020667 | 0.00043418 | 0 | 0 | 0 | 0 | 0 | 0 | 0 | 0 | 0 | 0 | 0 | 0.069725 | 0 | 0 | 0 | 0 | 0.82226 | 0 | 0 | 0
4 | 120 | 4 | 46.94 | 0.85928 | 74.1542 | 0 | 0.47194 | -0.031663 | 0 | 73.3149 | 72.9269 | 72.9269 | -0.0046346 | -0.010272 | -0.0012491 | 0 | 0 | 0 | 0 | -0.00068219 | -0.0071103 | -0.0043106 | -0.00010377 | -0.0036643 | -0.0017025 | 0.0020667 | 0.00043418 | 0 | 0 | 0 | 0 | 0 | 0 | 0 | 0 | 0 | 0 | 0 | 0.069917 | 0 | 0 | 0 | 0 | 0.78937 | 0 | 0 | 0
4 | 120 | 5 | 47.84 | 0.85947 | 74.1542 | 0 | 0.47194 | -0.030229 | 0 | 72.9269 | 72.5564 | 72.5564 | -0.0044083 | -0.0097703 | -0.0011881 | 0 | 0 | 0 | 0 | -0.00065106 | -0.0067631 | -0.0041007 | -9.8702e-05 | -0.0034853 | -0.0018304 | 0.0020667 | 0.00043418 | 0 | 0 | 0 | 0 | 0 | 0 | 0 | 0 | 0 | 0 | 0 | 0.070099 | 0 | 0 | 0 | 0 | 0.78937 | 0 | 0 | 0
4 | 120 | 6 | 46.94 | 0.96614 | 74.1542 | 0 | 0.55522 | -0.032744 | 0 | 72.5564 | 72.1551 | 72.1551 | -0.0045014 | -0.0099765 | -0.0012132 | 0 | 0 | 3.278e-05 | 1.0075e-05 | -0.00066291 | -0.0090562 | -0.0054799 | -0.00010079 | -0.0035589 | -0.0016895 | 0.0034529 | 0.00072422 | 0 | 0 | 0 | 0 | 0 | 0 | 0 | 0 | 0 | 0 | 0 | 0.0781 | 0 | 0 | 0 | 0 | 0.88804 | 0 | 0 | 0
4 | 120 | 7 | 51.98 | 1.5675 | 74.1542 | 0 | 4.1641 | -0.019677 | 0 | 72.1551 | 71.914 | 71.914 | -0.0035452 | -0.0078573 | -0.00095549 | 0 | 0 | 0.0017381 | 0.00073163 | -0.00052033 | -0.005886 | -0.0036459 | -7.9378e-05 | -0.002803 | -0.001193 | 0.0043383 | 0.00091055 | 0 | 0 | 0 | 0 | 0 | 0 | 0 | 0 | 0 | 0 | 0 | 0.41636 | 0 | 0 | 0 | 0 | 1.1512 | 0 | 0 | 0
4 | 120 | 8 | 56.84 | 1.7649 | 74.1542 | 0 | 4.1641 | 0.0013146 | 0 | 71.914 | 71.9301 | 71.9301 | -0.0026488 | -0.0058707 | -0.0007139 | 0 | 0 | 0.0050081 | 0.0029016 | -0.00039877 | -0.00029966 | -0.0014187 | -5.9307e-05 | -0.0020942 | -0.0017677 | 0.0086767 | 0.0018211 | 0 | 0 | 0 | 0 | 0 | 0 | 0 | 0 | 0 | 0 | 0 | 0.41635 | 0 | 0 | 0 | 0 | 1.3485 | 0 | 0 | 0
4 | 120 | 9 | 61.88 | 1.7457 | 74.1542 | 0 | 3.6089 | 0.009697 | 0 | 71.9301 | 72.0489 | 72.0489 | -0.001766 | -0.0039141 | -0.00047597 | 0 | 0 | 0.0065494 | 0.0028844 | -0.00026338 | 0.0025461 | 0.00017186 | -3.9541e-05 | -0.0013963 | -0.00072364 | 0.0050623 | 0.0010617 | 0 | 0 | 0 | 0 | 0 | 0 | 0 | 0 | 0 | 0 | 0 | 0.36427 | 0 | 0 | 0 | 0 | 1.3814 | 0 | 0 | 0
4 | 120 | 10 | 65.84 | 1.7785 | 74.1542 | 0 | 3.6089 | 0.014501 | 0 | 72.0489 | 72.2266 | 72.2266 | -0.001091 | -0.0024181 | -0.00029406 | 0 | 0 | 0.0074639 | 0.003422 | -0.00016539 | 0.0045228 | 0.0010335 | -2.4429e-05 | -0.00086261 | -0.0008334 | 0.0030973 | 0.00065039 | 0 | 0 | 0 | 0 | 0 | 0 | 0 | 0 | 0 | 0 | 0 | 0.36418 | 0 | 0 | 0 | 0 | 1.4143 | 0 | 0 | 0
4 | 120 | 11 | 70.88 | 1.8112 | 74.1542 | 0 | 3.6089 | 0.025281 | 0 | 72.2266 | 72.5365 | 72.5365 | -0.00023663 | -0.00052446 | -6.3777e-05 | 0 | 0 | 0.0090876 | 0.0041144 | -3.5319e-05 | 0.0071893 | 0.0022689 | -5.2983e-06 | -0.00018709 | -7.4362e-05 | 0.0030973 | 0.00065039 | 0 | 0 | 0 | 0 | 0 | 0 | 0 | 0 | 0 | 0 | 0 | 0.36403 | 0 | 0 | 0 | 0 | 1.4472 | 0 | 0 | 0
4 | 120 | 12 | 72.86 | 1.7123 | 74.1542 | 0 | 2.554 | 0.017993 | 0 | 72.5365 | 72.757 | 72.757 | 5.6852e-05 | 0.000126 | 1.5323e-05 | 0 | 0 | 0.0052008 | 0.0030115 | 8.5796e-06 | 0.0040053 | 0.00049046 | 1.2729e-06 | 4.4949e-05 | 3.3693e-05 | 0.0041315 | 0.0008666 | 0 | 0 | 0 | 0 | 0 | 0 | 0 | 0 | 0 | 0 | 0 | 0.26508 | 0 | 0 | 0 | 0 | 1.4472 | 0 | 0 | 0
4 | 120 | 13 | 75.92 | 1.6791 | 74.1542 | 0 | 2.554 | 0.042926 | 0 | 72.757 | 73.283 | 73.283 | 0.00055581 | 0.0012319 | 0.0001498 | 0 | 0 | 0.012845 | 0.0070526 | 8.3915e-05 | 0.012972 | 0.0034927 | 1.2445e-05 | 0.00043944 | 0.0003437 | 0.0030973 | 0.00065039 | 0 | 0 | 0 | 0 | 0 | 0 | 0 | 0 | 0 | 0 | 0 | 0.26483 | 0 | 0 | 0 | 0 | 1.4143 | 0 | 0 | 0
4 | 120 | 14 | 77.54 | 1.5992 | 74.1542 | 0 | 2.0543 | 0.02931 | 0 | 73.283 | 73.6422 | 73.6422 | 0.00074804 | 0.0016579 | 0.00020161 | 0 | 0 | 0.0095321 | 0.0038459 | 0.00011314 | 0.0068055 | 0.0021581 | 1.6749e-05 | 0.00059142 | 0.00051421 | 0.0025838 | 0.00054141 | 0 | 0 | 0 | 0 | 0 | 0 | 0 | 0 | 0 | 0 | 0 | 0.21783 | 0 | 0 | 0 | 0 | 1.3814 | 0 | 0 | 0
4 | 120 | 15 | 78.98 | 1.5661 | 74.1542 | 0 | 2.0543 | 0.032979 | 0 | 73.6422 | 74.0464 | 74.0464 | 0.00093796 | 0.0020788 | 0.0002528 | 0 | 0 | 0.0078239 | 0.0043068 | 0.00014217 | 0.0095032 | 0.0032113 | 2.1001e-05 | 0.00074158 | 0.0007098 | 0.0026854 | 0.00056426 | 0 | 0 | 0 | 0 | 0 | 0 | 0 | 0 | 0 | 0 | 0 | 0.21763 | 0 | 0 | 0 | 0 | 1.3485 | 0 | 0 | 0
4 | 120 | 16 | 79.88 | 1.6317 | 74.1542 | 0 | 2.0543 | 0.034877 | 0 | 74.0464 | 74.4738 | 74.4738 | 0.0010251 | 0.0022719 | 0.00027628 | 0 | 0 | 0.0059465 | 0.0054551 | 0.00015568 | 0.011963 | 0.0028581 | 2.2952e-05 | 0.00081047 | 0.0008425 | 0.0026854 | 0.00056426 | 0 | 0 | 0 | 0 | 0 | 0 | 0 | 0 | 0 | 0 | 0 | 0.21742 | 0 | 0 | 0 | 0 | 1.4143 | 0 | 0 | 0
4 | 120 | 17 | 80.96 | 1.8947 | 74.1542 | 0 | 2.0543 | 0.028266 | 0 | 74.4738 | 74.8202 | 74.8202 | 0.0011398 | 0.0025261 | 0.00030719 | 0 | 0 | 0.0052286 | 0.0030374 | 0.00017201 | 0.0071366 | 0.002302 | 2.5519e-05 | 0.00090113 | 0.00073844 | 0.0039265 | 0.00082442 | 0 | 0 | 0 | 0 | 0 | 0 | 0 | 0 | 0 | 0 | 0 | 0.21725 | 0 | 0 | 0 | 0 | 1.6774 | 0 | 0 | 0
4 | 120 | 18 | 78.98 | 2.4574 | 74.1542 | 0 | 3.4979 | 0.018361 | 0 | 74.8202 | 75.0452 | 75.0452 | 0.00073096 | 0.0016201 | 0.00019701 | 0 | 0 | 0.0034046 | 0.0014168 | 0.00011076 | 0.0032603 | 0.0013557 | 1.6366e-05 | 0.00057792 | 0.0005461 | 0.0042349 | 0.00088946 | 0 | 0 | 0 | 0 | 0 | 0 | 0 | 0 | 0 | 0 | 0 | 0.35241 | 0 | 0 | 0 | 0 | 2.105 | 0 | 0 | 0
4 | 120 | 19 | 77 | 2.4244 | 74.1542 | 0 | 3.4979 | 0.0075046 | 0 | 75.0452 | 75.1372 | 75.1372 | 0.00034349 | 0.0007613 | 9.2578e-05 | 0 | 0 | 0.0011756 | 0.00034516 | 5.2268e-05 | -0.00085383 | -0.00048437 | 7.6909e-06 | 0.00027158 | 0.00029348 | 0.0045452 | 0.0009545 | 0 | 0 | 0 | 0 | 0 | 0 | 0 | 0 | 0 | 0 | 0 | 0.35236 | 0 | 0 | 0 | 0 | 2.0721 | 0 | 0 | 0
4 | 120 | 20 | 73.94 | 2.2929 | 74.1542 | 0 | 3.4979 | 0.005507 | 0 | 75.1372 | 75.2047 | 75.2047 | -0.00021038 | -0.00046626 | -5.67e-05 | 0 | 0 | 0 | 0 | -3.1959e-05 | -0.00032275 | -0.00019594 | -4.7103e-06 | -0.00016633 | -0.00016516 | 0.0071272 | 0.0014959 | 0 | 0 | 0 | 0 | 0 | 0 | 0 | 0 | 0 | 0 | 0 | 0.35233 | 0 | 0 | 0 | 0 | 1.9405 | 0 | 0 | 0
4 | 120 | 21 | 70.88 | 2.1942 | 74.1542 | 0 | 3.4979 | 0.0012078 | 0 | 75.2047 | 75.2195 | 75.2195 | -0.00075994 | -0.0016843 | -0.00020482 | 0 | 0 | 0 | 0 | -0.00011569 | -0.0011659 | -0.00070788 | -1.7015e-05 | -0.00060083 | -0.00066306 | 0.0071272 | 0.0014959 | 0 | 0 | 0 | 0 | 0 | 0 | 0 | 0 | 0 | 0 | 0 | 0.35232 | 0 | 0 | 0 | 0 | 1.8419 | 0 | 0 | 0
4 | 120 | 22 | 69.44 | 2.0331 | 74.1542 | 0 | 2.8316 | -0.00034248 | 0 | 75.2195 | 75.2153 | 75.2153 | -0.0010156 | -0.0022509 | -0.00027372 | 0 | 0 | 0 | 0 | -0.00015387 | -0.0015581 | -0.00094581 | -2.2739e-05 | -0.00080295 | -0.00075993 | 0.0074411 | 0.0015609 | 0 | 0 | 0 | 0 | 0 | 0 | 0 | 0 | 0 | 0 | 0 | 0.28989 | 0 | 0 | 0 | 0 | 1.7432 | 0 | 0 | 0
4 | 120 | 23 | 68 | 1.77 | 74.1542 | 0 | 2.8316 | -0.0021268 | 0 | 75.2153 | 75.1892 | 75.1892 | -0.0012679 | -0.00281 | -0.00034172 | 0 | 0 | 0 | 0 | -0.0001912 | -0.0019452 | -0.0011805 | -2.8388e-05 | -0.0010024 | -0.00080053 | 0.0074411 | 0.0015609 | 0 | 0 | 0 | 0 | 0 | 0 | 0 | 0 | 0 | 0 | 0 | 0.28991 | 0 | 0 | 0 | 0 | 1.4801 | 0 | 0 | 0
4 | 120 | 24 | 66.56 | 1.2858 | 74.1542 | 0 | 0.47194 | -0.004563 | 0 | 75.1892 | 75.1333 | 75.1333 | -0.0015163 | -0.0033607 | -0.00040868 | 0 | 0 | 0 | 0 | -0.00022755 | -0.0023263 | -0.0014116 | -3.3951e-05 | -0.0011989 | -0.00079429 | 0.0067153 | 0.0014098 | 0 | 0 | 0 | 0 | 0 | 0 | 0 | 0 | 0 | 0 | 0 | 0.06883 | 0 | 0 | 0 | 0 | 1.2169 | 0 | 0 | 0
5 | 121 | 1 | 65.12 | 0.9895 | 74.3924 | 0 | 0.4707 | -0.010867 | 0 | 75.1333 | 75.0001 | 75.0001 | -0.0017596 | -0.0038998 | -0.00047423 | 0 | 0 | 0 | 0 | -0.00026281 | -0.0026995 | -0.0016376 | -3.9397e-05 | -0.0013912 | -0.0007696 | 0.0020667 | 0.00043418 | 0 | 0 | 0 | 0 | 0 | 0 | 0 | 0 | 0 | 0 | 0 | 0.068573 | 0 | 0 | 0 | 0 | 0.92093 | 0 | 0 | 0
5 | 121 | 2 | 63.68 | 0.92379 | 74.3924 | 0 | 0.4707 | -0.012387 | 0 | 75.0001 | 74.8483 | 74.8483 | -0.0019892 | -0.0044087 | -0.00053612 | 0 | 0 | 0 | 0 | -0.00029554 | -0.0030518 | -0.0018509 | -4.4538e-05 | -0.0015727 | -0.00070462 | 0.0020667 | 0.00043418 | 0 | 0 | 0 | 0 | 0 | 0 | 0 | 0 | 0 | 0 | 0 | 0.068648 | 0 | 0 | 0 | 0 | 0.85515 | 0 | 0 | 0
5 | 121 | 3 | 62.24 | 0.89099 | 74.3924 | 0 | 0.4707 | -0.013885 | 0 | 74.8483 | 74.6782 | 74.6782 | -0.0022156 | -0.0049104 | -0.00059713 | 0 | 0 | 0 | 0 | -0.00032742 | -0.003399 | -0.0020611 | -4.9607e-05 | -0.0017517 | -0.00063983 | 0.0020667 | 0.00043418 | 0 | 0 | 0 | 0 | 0 | 0 | 0 | 0 | 0 | 0 | 0 | 0.068731 | 0 | 0 | 0 | 0 | 0.82226 | 0 | 0 | 0
5 | 121 | 4 | 60.8 | 0.85819 | 74.3924 | 0 | 0.4707 | -0.015381 | 0 | 74.6782 | 74.4897 | 74.4897 | -0.0024387 | -0.0054049 | -0.00065727 | 0 | 0 | 0 | 0 | -0.00035861 | -0.0037414 | -0.0022681 | -5.4603e-05 | -0.0019281 | -0.00059614 | 0.0020667 | 0.00043418 | 0 | 0 | 0 | 0 | 0 | 0 | 0 | 0 | 0 | 0 | 0 | 0.068824 | 0 | 0 | 0 | 0 | 0.78937 | 0 | 0 | 0
5 | 121 | 5 | 59 | 0.85829 | 74.3924 | 0 | 0.4707 | -0.017332 | 0 | 74.4897 | 74.2773 | 74.2773 | -0.0027219 | -0.0060326 | -0.00073359 | 0 | 0 | 0 | 0 | -0.00039845 | -0.0041758 | -0.002531 | -6.0943e-05 | -0.002152 | -0.00059284 | 0.0020667 | 0.00043418 | 0 | 0 | 0 | 0 | 0 | 0 | 0 | 0 | 0 | 0 | 0 | 0.068929 | 0 | 0 | 0 | 0 | 0.78937 | 0 | 0 | 0
5 | 121 | 6 | 57.2 | 0.96482 | 74.3924 | 0 | 0.55376 | -0.017994 | 0 | 74.2773 | 74.0567 | 74.0567 | -0.0030008 | -0.0066509 | -0.00080878 | 0 | 0 | 0 | 0 | -0.00043954 | -0.0046038 | -0.0027905 | -6.7189e-05 | -0.0023726 | -0.00071278 | 0.0034529 | 0.00072422 | 0 | 0 | 0 | 0 | 0 | 0 | 0 | 0 | 0 | 0 | 0 | 0.076784 | 0 | 0 | 0 | 0 | 0.88804 | 0 | 0 | 0
5 | 121 | 7 | 60.8 | 1.5637 | 74.3924 | 0 | 4.1532 | -0.0078937 | 0 | 74.0567 | 73.96 | 73.96 | -0.0023295 | -0.0051629 | -0.00062784 | 0 | 0 | 0.0025965 | 0.0011355 | -0.00033766 | -0.0032738 | -0.0018972 | -5.2158e-05 | -0.0018418 | -0.0004412 | 0.0043383 | 0.00091055 | 0 | 0 | 0 | 0 | 0 | 0 | 0 | 0 | 0 | 0 | 0 | 0.41252 | 0 | 0 | 0 | 0 | 1.1512 | 0 | 0 | 0
5 | 121 | 8 | 64.4 | 1.7609 | 74.3924 | 0 | 4.1532 | 0.011908 | 0 | 73.96 | 74.1059 | 74.1059 | -0.0016799 | -0.0037232 | -0.00045276 | 0 | 0 | 0.004848 | 0.00313 | -0.00024758 | 0.0016324 | -0.00031803 | -3.7613e-05 | -0.0013282 | -0.00041312 | 0.0086767 | 0.0018211 | 0 | 0 | 0 | 0 | 0 | 0 | 0 | 0 | 0 | 0 | 0 | 0.41245 | 0 | 0 | 0 | 0 | 1.3485 | 0 | 0 | 0
5 | 121 | 9 | 69.8 | 1.7421 | 74.3924 | 0 | 3.5995 | 0.022908 | 0 | 74.1059 | 74.3867 | 74.3867 | -0.00075664 | -0.001677 | -0.00020393 | 0 | 0 | 0.0063942 | 0.0053929 | -0.00011154 | 0.0072994 | 0.0011729 | -1.6941e-05 | -0.00059823 | -0.00011156 | 0.0050623 | 0.0010617 | 0 | 0 | 0 | 0 | 0 | 0 | 0 | 0 | 0 | 0 | 0 | 0.36067 | 0 | 0 | 0 | 0 | 1.3814 | 0 | 0 | 0
5 | 121 | 10 | 74.3 | 1.7748 | 74.3924 | 0 | 3.5995 | 0.032329 | 0 | 74.3867 | 74.7829 | 74.7829 | -1.5229e-05 | -3.3753e-05 | -4.1045e-06 | 0 | 0 | 0.0078048 | 0.007113 | -2.2429e-06 | 0.011728 | 0.0020047 | -3.4098e-07 | -1.2041e-05 | -1.1628e-06 | 0.0030973 | 0.00065039 | 0 | 0 | 0 | 0 | 0 | 0 | 0 | 0 | 0 | 0 | 0 | 0.36047 | 0 | 0 | 0 | 0 | 1.4143 | 0 | 0 | 0
5 | 121 | 11 | 78.8 | 1.8074 | 74.3924 | 0 | 3.5995 | 0.042581 | 0 | 74.7829 | 75.3047 | 75.3047 | 0.0007059 | 0.0015645 | 0.00019025 | 0 | 0 | 0.0088434 | 0.0085484 | 0.00010391 | 0.015641 | 0.0025808 | 1.5805e-05 | 0.0005581 | 8.1868e-05 | 0.0030973 | 0.00065039 | 0 | 0 | 0 | 0 | 0 | 0 | 0 | 0 | 0 | 0 | 0 | 0.36022 | 0 | 0 | 0 | 0 | 1.4472 | 0 | 0 | 0
5 | 121 | 12 | 80.6 | 1.709 | 74.3924 | 0 | 2.5473 | 0.047228 | 0 | 75.3047 | 75.8835 | 75.8835 | 0.0009305 | 0.0020623 | 0.00025078 | 0 | 0 | 0.0086365 | 0.0093716 | 0.00013626 | 0.017757 | 0.0022272 | 2.0834e-05 | 0.00073568 | 0.00010054 | 0.0041315 | 0.0008666 | 0 | 0 | 0 | 0 | 0 | 0 | 0 | 0 | 0 | 0 | 0 | 0.26181 | 0 | 0 | 0 | 0 | 1.4472 | 0 | 0 | 0
5 | 121 | 13 | 82.4 | 1.6758 | 74.3924 | 0 | 2.5473 | 0.04789 | 0 | 75.8835 | 76.4704 | 76.4704 | 0.0011451 | 0.0025379 | 0.00030862 | 0 | 0 | 0.0085062 | 0.0093696 | 0.00016905 | 0.018412 | 0.0025245 | 2.5639e-05 | 0.00090535 | 0.00023828 | 0.0030973 | 0.00065039 | 0 | 0 | 0 | 0 | 0 | 0 | 0 | 0 | 0 | 0 | 0 | 0.26152 | 0 | 0 | 0 | 0 | 1.4143 | 0 | 0 | 0
5 | 121 | 14 | 84.2 | 1.5961 | 74.3924 | 0 | 2.0489 | 0.047341 | 0 | 76.4704 | 77.0506 | 77.0506 | 0.0013583 | 0.0030103 | 0.00036607 | 0 | 0 | 0.007966 | 0.008672 | 0.00020158 | 0.017913 | 0.0032198 | 3.0412e-05 | 0.0010739 | 0.00040381 | 0.0025838 | 0.00054141 | 0 | 0 | 0 | 0 | 0 | 0 | 0 | 0 | 0 | 0 | 0 | 0.21476 | 0 | 0 | 0 | 0 | 1.3814 | 0 | 0 | 0
5 | 121 | 15 | 84.2 | 1.563 | 74.3924 | 0 | 2.0489 | 0.042268 | 0 | 77.0506 | 77.5686 | 77.5686 | 0.0012563 | 0.0027844 | 0.0003386 | 0 | 0 | 0.006916 | 0.0072717 | 0.00018571 | 0.015595 | 0.0033332 | 2.8129e-05 | 0.00099328 | 0.00031581 | 0.0026854 | 0.00056426 | 0 | 0 | 0 | 0 | 0 | 0 | 0 | 0 | 0 | 0 | 0 | 0.2145 | 0 | 0 | 0 | 0 | 1.3485 | 0 | 0 | 0
5 | 121 | 16 | 86 | 1.7637 | 74.3924 | 0 | 2.0489 | 0.037553 | 0.0023481 | 77.5686 | 78.0288 | 78 | 0.0014816 | 0.0032837 | 0.00039931 | 0 | 0 | 0.0051861 | 0.0055483 | 0.0002199 | 0.013152 | 0.0033758 | 3.3173e-05 | 0.0011714 | 0.00045252 | 0.0026854 | 0.00056426 | 0 | 0 | 0 | 0 | 0 | 0 | 0.13516 | 0 | 0 | 0 | 0 | 0.21429 | 0 | 0 | 0 | 0 | 1.4143 | 0 | 0 | 0
5 | 121 | 17 | 84.2 | 3.5503 | 74.3924 | 0 | 2.0489 | 0.028814 | 0.028814 | 78 | 78.3531 | 78 | 0.0010895 | 0.0024146 | 0.00029363 | 0 | 0 | 0.0041622 | 0.0033611 | 0.00016092 | 0.0087804 | 0.0026542 | 2.4393e-05 | 0.00086137 | 0.00026124 | 0.0039265 | 0.00082442 | 0 | 0 | 0 | 0 | 0 | 0 | 1.6586 | 0 | 0 | 0 | 0 | 0.21429 | 0 | 0 | 0 | 0 | 1.6774 | 0 | 0 | 0
5 | 121 | 18 | 82.4 | 3.5529 | 74.3924 | 0 | 3.4887 | 0.019098 | 0.019098 | 78 | 78.2341 | 78 | 0.00077317 | 0.0017136 | 0.00020838 | 0 | 0 | 0.0029717 | 0.0012965 | 0.00011456 | 0.0041016 | 0.0019664 | 1.7311e-05 | 0.0006113 | 0.00019938 | 0.0042349 | 0.00088946 | 0 | 0 | 0 | 0 | 0 | 0 | 1.0993 | 0 | 0 | 0 | 0 | 0.34858 | 0 | 0 | 0 | 0 | 2.105 | 0 | 0 | 0
5 | 121 | 19 | 78.8 | 2.8399 | 74.3924 | 0 | 3.4887 | 0.0072826 | 0.0072826 | 78 | 78.0892 | 78 | 0.00014058 | 0.00031157 | 3.7888e-05 | 0 | 0 | 0.0016605 | 0.00028418 | 2.0755e-05 | -0.00080589 | 2.7882e-07 | 3.1475e-06 | 0.00011114 | 1.8677e-05 | 0.0045452 | 0.0009545 | 0 | 0 | 0 | 0 | 0 | 0 | 0.41919 | 0 | 0 | 0 | 0 | 0.34858 | 0 | 0 | 0 | 0 | 2.0721 | 0 | 0 | 0
5 | 121 | 20 | 75.2 | 2.2891 | 74.3924 | 0 | 3.4887 | 0.0036482 | 0 | 78 | 78.0447 | 78 | -0.00049202 | -0.0010905 | -0.00013261 | 0 | 0 | 0 | 0 | -7.2686e-05 | -0.00075484 | -0.00045769 | -1.1016e-05 | -0.00038901 | -7.8652e-05 | 0.0071272 | 0.0014959 | 0 | 0 | 0 | 0 | 0 | 0 | 0 | 0 | 0 | 0 | 0 | 0.34858 | 0 | 0 | 0 | 0 | 1.9405 | 0 | 0 | 0
5 | 121 | 21 | 71.6 | 2.1904 | 74.3924 | 0 | 3.4887 | -0.00084184 | 0 | 78 | 77.9897 | 77.9897 | -0.0011246 | -0.0024925 | -0.0003031 | 0 | 0 | 0 | 0 | -0.00016584 | -0.0017254 | -0.0010461 | -2.518e-05 | -0.00088916 | -0.00019711 | 0.0071272 | 0.0014959 | 0 | 0 | 0 | 0 | 0 | 0 | 0 | 0 | 0 | 0 | 0 | 0.34858 | 0 | 0 | 0 | 0 | 1.8419 | 0 | 0 | 0
5 | 121 | 22 | 69.8 | 2.0298 | 74.3924 | 0 | 2.8242 | -0.0027153 | 0 | 77.9897 | 77.9564 | 77.9564 | -0.0014391 | -0.0031895 | -0.00038786 | 0 | 0 | 0 | 0 | -0.00021087 | -0.0022078 | -0.0013383 | -3.2222e-05 | -0.0011378 | -0.00021286 | 0.0074411 | 0.0015609 | 0 | 0 | 0 | 0 | 0 | 0 | 0 | 0 | 0 | 0 | 0 | 0.28662 | 0 | 0 | 0 | 0 | 1.7432 | 0 | 0 | 0
5 | 121 | 23 | 66.2 | 1.7667 | 74.3924 | 0 | 2.8242 | -0.0072857 | 0 | 77.9564 | 77.8671 | 77.8671 | -0.0020659 | -0.0045786 | -0.00055678 | 0 | 0 | 0 | 0 | -0.00030431 | -0.0031694 | -0.0019215 | -4.6255e-05 | -0.0016333 | -0.00045075 | 0.0074411 | 0.0015609 | 0 | 0 | 0 | 0 | 0 | 0 | 0 | 0 | 0 | 0 | 0 | 0.28667 | 0 | 0 | 0 | 0 | 1.4801 | 0 | 0 | 0
5 | 121 | 24 | 66.2 | 1.2841 | 74.3924 | 0 | 0.4707 | -0.0079479 | 0 | 77.8671 | 77.7697 | 77.7697 | -0.0020502 | -0.0045438 | -0.00055255 | 0 | 0 | 0 | 0 | -0.00030165 | -0.0031453 | -0.0019068 | -4.5903e-05 | -0.0016209 | -0.00049602 | 0.0067153 | 0.0014098 | 0 | 0 | 0 | 0 | 0 | 0 | 0 | 0 | 0 | 0 | 0 | 0.067208 | 0 | 0 | 0 | 0 | 1.2169 | 0 | 0 | 0
5 | 122 | 1 | 62.6 | 0.98792 | 74.6304 | 0 | 0.46945 | -0.017113 | 0 | 77.7697 | 77.56 | 77.56 | -0.0026656 | -0.005908 | -0.00071844 | 0 | 0 | 0 | 0 | -0.0003937 | -0.0040896 | -0.0024797 | -5.9684e-05 | -0.0021075 | -0.00075702 | 0.0020667 | 0.00043418 | 0 | 0 | 0 | 0 | 0 | 0 | 0 | 0 | 0 | 0 | 0 | 0.06699 | 0 | 0 | 0 | 0 | 0.92093 | 0 | 0 | 0
5 | 122 | 2 | 64.4 | 0.92222 | 74.6304 | 0 | 0.46945 | -0.014456 | 0 | 77.56 | 77.3828 | 77.3828 | -0.0023125 | -0.0051253 | -0.00062326 | 0 | 0 | 0 | 0 | -0.00033871 | -0.0035478 | -0.0021504 | -5.1777e-05 | -0.0018283 | -0.00054491 | 0.0020667 | 0.00043418 | 0 | 0 | 0 | 0 | 0 | 0 | 0 | 0 | 0 | 0 | 0 | 0.067077 | 0 | 0 | 0 | 0 | 0.85515 | 0 | 0 | 0
5 | 122 | 3 | 64.4 | 0.88942 | 74.6304 | 0 | 0.46945 | -0.014118 | 0 | 77.3828 | 77.2098 | 77.2098 | -0.0022814 | -0.0050563 | -0.00061487 | 0 | 0 | 0 | 0 | -0.0003327 | -0.0035 | -0.002121 | -5.108e-05 | -0.0018037 | -0.00042401 | 0.0020667 | 0.00043418 | 0 | 0 | 0 | 0 | 0 | 0 | 0 | 0 | 0 | 0 | 0 | 0.067162 | 0 | 0 | 0 | 0 | 0.82226 | 0 | 0 | 0
5 | 122 | 4 | 62.6 | 0.85663 | 74.6304 | 0 | 0.46945 | -0.016387 | 0 | 77.2098 | 77.009 | 77.009 | -0.0025673 | -0.0056899 | -0.00069192 | 0 | 0 | 0 | 0 | -0.00037862 | -0.0039386 | -0.002388 | -5.7481e-05 | -0.0020298 | -0.0007121 | 0.0020667 | 0.00043418 | 0 | 0 | 0 | 0 | 0 | 0 | 0 | 0 | 0 | 0 | 0 | 0.067261 | 0 | 0 | 0 | 0 | 0.78937 | 0 | 0 | 0
5 | 122 | 5 | 62.6 | 0.85672 | 74.6304 | 0 | 0.46945 | -0.016006 | 0 | 77.009 | 76.8128 | 76.8128 | -0.002532 | -0.0056117 | -0.00068241 | 0 | 0 | 0 | 0 | -0.00037078 | -0.0038845 | -0.0023544 | -5.6691e-05 | -0.0020019 | -0.00057801 | 0.0020667 | 0.00043418 | 0 | 0 | 0 | 0 | 0 | 0 | 0 | 0 | 0 | 0 | 0 | 0.067358 | 0 | 0 | 0 | 0 | 0.78937 | 0 | 0 | 0
5 | 122 | 6 | 64.4 | 0.96316 | 74.6304 | 0 | 0.5523 | -0.012231 | 0 | 76.8128 | 76.6629 | 76.6629 | -0.0021812 | -0.0048343 | -0.00058787 | 0 | 0 | 0 | 0 | -0.00032136 | -0.0033463 | -0.0020288 | -4.8837e-05 | -0.0017245 | -0.0006111 | 0.0034529 | 0.00072422 | 0 | 0 | 0 | 0 | 0 | 0 | 0 | 0 | 0 | 0 | 0 | 0.075122 | 0 | 0 | 0 | 0 | 0.88804 | 0 | 0 | 0
5 | 122 | 7 | 66.2 | 1.5595 | 74.6304 | 0 | 4.1422 | -0.0035867 | 0 | 76.6629 | 76.619 | 76.619 | -0.0018386 | -0.0040749 | -0.00049552 | 0 | 0 | 0.0025536 | 0.0011234 | -0.00027233 | -0.0018101 | -0.0010116 | -4.1166e-05 | -0.0014536 | -0.0006042 | 0.0043383 | 0.00091055 | 0 | 0 | 0 | 0 | 0 | 0 | 0 | 0 | 0 | 0 | 0 | 0.40838 | 0 | 0 | 0 | 0 | 1.1512 | 0 | 0 | 0
5 | 122 | 8 | 71.6 | 1.7568 | 74.6304 | 0 | 4.1422 | 0.018181 | 0 | 76.619 | 76.8418 | 76.8418 | -0.00088194 | -0.0019547 | -0.0002377 | 0 | 0 | 0.004822 | 0.0032101 | -0.00013198 | 0.003274 | 0.00066681 | -1.9747e-05 | -0.00069729 | -0.00036602 | 0.0086767 | 0.0018211 | 0 | 0 | 0 | 0 | 0 | 0 | 0 | 0 | 0 | 0 | 0 | 0.40828 | 0 | 0 | 0 | 0 | 1.3485 | 0 | 0 | 0
5 | 122 | 9 | 75.2 | 1.7382 | 74.6304 | 0 | 3.5899 | 0.027128 | 0 | 76.8418 | 77.1743 | 77.1743 | -0.0002885 | -0.00063941 | -7.7755e-05 | 0 | 0 | 0.0063924 | 0.0053805 | -4.3154e-05 | 0.0086205 | 0.0020035 | -6.4595e-06 | -0.0002281 | -0.00010935 | 0.0050623 | 0.0010617 | 0 | 0 | 0 | 0 | 0 | 0 | 0 | 0 | 0 | 0 | 0 | 0.35685 | 0 | 0 | 0 | 0 | 1.3814 | 0 | 0 | 0
5 | 122 | 10 | 80.6 | 1.7709 | 74.6304 | 0 | 3.5899 | 0.037857 | 0 | 77.1743 | 77.6382 | 77.6382 | 0.00060198 | 0.0013342 | 0.00016224 | 0 | 0 | 0.0078956 | 0.0070312 | 9.0553e-05 | 0.013168 | 0.0030317 | 1.3478e-05 | 0.00047594 | 0.00030454 | 0.0030973 | 0.00065039 | 0 | 0 | 0 | 0 | 0 | 0 | 0 | 0 | 0 | 0 | 0 | 0.35662 | 0 | 0 | 0 | 0 | 1.4143 | 0 | 0 | 0
5 | 122 | 11 | 84.2 | 1.8035 | 74.6304 | 0 | 3.5899 | 0.046352 | 0 | 77.6382 | 78.2063 | 78.2063 | 0.001153 | 0.0025555 | 0.00031077 | 0 | 0 | 0.0087939 | 0.0085424 | 0.00017299 | 0.01645 | 0.0031315 | 2.5817e-05 | 0.00091164 | 0.00055644 | 0.0030973 | 0.00065039 | 0 | 0 | 0 | 0 | 0 | 0 | 0 | 0 | 0 | 0 | 0 | 0.35634 | 0 | 0 | 0 | 0 | 1.4472 | 0 | 0 | 0
5 | 122 | 12 | 86 | 1.7058 | 74.6304 | 0 | 2.5406 | 0.050984 | 0 | 78.2063 | 78.8311 | 78.8311 | 0.0013695 | 0.0030353 | 0.00036911 | 0 | 0 | 0.0085231 | 0.0093686 | 0.00020324 | 0.018711 | 0.0028845 | 3.0664e-05 | 0.0010828 | 0.00040818 | 0.0041315 | 0.0008666 | 0 | 0 | 0 | 0 | 0 | 0 | 0 | 0 | 0 | 0 | 0 | 0.25863 | 0 | 0 | 0 | 0 | 1.4472 | 0 | 0 | 0
5 | 122 | 13 | 86 | 1.6726 | 74.6304 | 0 | 2.5406 | 0.049431 | 0 | 78.8311 | 79.4369 | 79.4369 | 0.0012597 | 0.002792 | 0.00033952 | 0 | 0 | 0.0083236 | 0.0094307 | 0.00018622 | 0.019095 | 0.0029151 | 2.8206e-05 | 0.00099599 | 0.00031697 | 0.0030973 | 0.00065039 | 0 | 0 | 0 | 0 | 0 | 0 | 0 | 0 | 0 | 0 | 0 | 0.25833 | 0 | 0 | 0 | 0 | 1.4143 | 0 | 0 | 0
5 | 122 | 14 | 86 | 1.682 | 74.6304 | 0 | 2.0435 | 0.047493 | 0.0015413 | 79.4369 | 80.0189 | 80 | 0.0011533 | 0.0025561 | 0.00031083 | 0 | 0 | 0.0079262 | 0.0086744 | 0.00017185 | 0.018542 | 0.0036656 | 2.5822e-05 | 0.00091183 | 0.00042952 | 0.0025838 | 0.00054141 | 0 | 0 | 0 | 0 | 0 | 0 | 0.088719 | 0 | 0 | 0 | 0 | 0.21191 | 0 | 0 | 0 | 0 | 1.3814 | 0 | 0 | 0
5 | 122 | 15 | 89.6 | 13.6304 | 74.6304 | 0 | 2.0435 | 0.046476 | 0.20967 | 80 | 80.5696 | 78 | 0.0016869 | 0.0037388 | 0.00045466 | 0 | 0 | 0.0069935 | 0.0072325 | 0.00025371 | 0.016522 | 0.0040203 | 3.777e-05 | 0.0013337 | 0.00095278 | 0.0026854 | 0.00056426 | 0 | 0 | 0 | 0 | 0 | 0 | 12.069 | 0 | 0 | 0 | 0 | 0.21289 | 0 | 0 | 0 | 0 | 1.3485 | 0 | 0 | 0
5 | 122 | 16 | 89.6 | 4.0474 | 74.6304 | 0 | 2.0435 | 0.042046 | 0.042046 | 78 | 78.5153 | 78 | 0.0020384 | 0.0045177 | 0.00054938 | 0 | 0 | 0.0051858 | 0.0055564 | 0.00030378 | 0.01413 | 0.003989 | 4.5639e-05 | 0.0016116 | 0.0008683 | 0.0026854 | 0.00056426 | 0 | 0 | 0 | 0 | 0 | 0 | 2.4202 | 0 | 0 | 0 | 0 | 0.21289 | 0 | 0 | 0 | 0 | 1.4143 | 0 | 0 | 0
5 | 122 | 17 | 89.6 | 4.0273 | 74.6304 | 0 | 2.0435 | 0.037127 | 0.037127 | 78 | 78.455 | 78 | 0.0020384 | 0.0045177 | 0.00054938 | 0 | 0 | 0.0044698 | 0.0034072 | 0.00030307 | 0.010753 | 0.0039009 | 4.5639e-05 | 0.0016116 | 0.00077897 | 0.0039265 | 0.00082442 | 0 | 0 | 0 | 0 | 0 | 0 | 2.1371 | 0 | 0 | 0 | 0 | 0.21289 | 0 | 0 | 0 | 0 | 1.6774 | 0 | 0 | 0
5 | 122 | 18 | 87.8 | 4.0081 | 74.6304 | 0 | 3.4795 | 0.027048 | 0.027048 | 78 | 78.3315 | 78 | 0.0017221 | 0.0038167 | 0.00046413 | 0 | 0 | 0.0032378 | 0.0013774 | 0.00025352 | 0.0061065 | 0.0031168 | 3.8557e-05 | 0.0013615 | 0.00042853 | 0.0042349 | 0.00088946 | 0 | 0 | 0 | 0 | 0 | 0 | 1.5569 | 0 | 0 | 0 | 0 | 0.34619 | 0 | 0 | 0 | 0 | 2.105 | 0 | 0 | 0
5 | 122 | 19 | 86 | 3.4388 | 74.6304 | 0 | 3.4795 | 0.017729 | 0.017729 | 78 | 78.2173 | 78 | 0.0014058 | 0.0031157 | 0.00037888 | 0 | 0 | 0.0017644 | 0.00027177 | 0.00020565 | 0.0019557 | 0.0017499 | 3.1475e-05 | 0.0011114 | 0.0002389 | 0.0045452 | 0.0009545 | 0 | 0 | 0 | 0 | 0 | 0 | 1.0205 | 0 | 0 | 0 | 0 | 0.34619 | 0 | 0 | 0 | 0 | 2.0721 | 0 | 0 | 0
5 | 122 | 20 | 82.4 | 3.1022 | 74.6304 | 0 | 3.4795 | 0.014167 | 0.014167 | 78 | 78.1736 | 78 | 0.00077317 | 0.0017136 | 0.00020838 | 0 | 0 | 0 | 0 | 0.00011468 | 0.0011862 | 0.00071943 | 1.7311e-05 | 0.0006113 | 0.00019938 | 0.0071272 | 0.0014959 | 0 | 0 | 0 | 0 | 0 | 0 | 0.81544 | 0 | 0 | 0 | 0 | 0.34619 | 0 | 0 | 0 | 0 | 1.9405 | 0 | 0 | 0
5 | 122 | 21 | 80.6 | 2.8703 | 74.6304 | 0 | 3.4795 | 0.011852 | 0.011852 | 78 | 78.1453 | 78 | 0.00045688 | 0.0010126 | 0.00012314 | 0 | 0 | 0 | 0 | 6.7332e-05 | 0.00070093 | 0.00042497 | 1.023e-05 | 0.00036122 | 7.1816e-05 | 0.0071272 | 0.0014959 | 0 | 0 | 0 | 0 | 0 | 0 | 0.68222 | 0 | 0 | 0 | 0 | 0.34619 | 0 | 0 | 0 | 0 | 1.8419 | 0 | 0 | 0
5 | 122 | 22 | 71.6 | 2.0279 | 74.6304 | 0 | 2.8167 | -0.00060496 | 0 | 78 | 77.9926 | 77.9926 | -0.0011246 | -0.0024925 | -0.0003031 | 0 | 0 | 0 | 0 | -0.00016718 | -0.0017254 | -0.0010465 | -2.518e-05 | -0.00088916 | -0.00027243 | 0.0074411 | 0.0015609 | 0 | 0 | 0 | 0 | 0 | 0 | 0 | 0 | 0 | 0 | 0 | 0.28467 | 0 | 0 | 0 | 0 | 1.7432 | 0 | 0 | 0
5 | 122 | 23 | 71.6 | 1.7647 | 74.6304 | 0 | 2.8167 | -0.00063925 | 0 | 77.9926 | 77.9848 | 77.9848 | -0.0011233 | -0.0024896 | -0.00030275 | 0 | 0 | 0 | 0 | -0.00016648 | -0.0017234 | -0.0010451 | -2.5151e-05 | -0.00088813 | -0.00031637 | 0.0074411 | 0.0015609 | 0 | 0 | 0 | 0 | 0 | 0 | 0 | 0 | 0 | 0 | 0 | 0.28467 | 0 | 0 | 0 | 0 | 1.4801 | 0 | 0 | 0
5 | 122 | 24 | 71.6 | 1.2837 | 74.6304 | 0 | 0.46945 | -0.0015809 | 0 | 77.9848 | 77.9654 | 77.9654 | -0.0011219 | -0.0024866 | -0.00030238 | 0 | 0 | 0 | 0 | -0.00016809 | -0.0017212 | -0.0010443 | -2.512e-05 | -0.00088704 | -0.00053945 | 0.0067153 | 0.0014098 | 0 | 0 | 0 | 0 | 0 | 0 | 0 | 0 | 0 | 0 | 0 | 0.06679 | 0 | 0 | 0 | 0 | 1.2169 | 0 | 0 | 0
5 | 123 | 1 | 69.8 | 0.98745 | 74.8681 | 0 | 0.4682 | -0.0087245 | 0 | 77.9654 | 77.8585 | 77.8585 | -0.0014348 | -0.0031801 | -0.00038671 | 0 | 0 | 0 | 0 | -0.00021613 | -0.0022013 | -0.0013359 | -3.2126e-05 | -0.0011344 | -0.00086971 | 0.0020667 | 0.00043418 | 0 | 0 | 0 | 0 | 0 | 0 | 0 | 0 | 0 | 0 | 0 | 0.066521 | 0 | 0 | 0 | 0 | 0.92093 | 0 | 0 | 0
5 | 123 | 2 | 68 | 0.92173 | 74.8681 | 0 | 0.4682 | -0.010537 | 0 | 77.8585 | 77.7293 | 77.7293 | -0.0017323 | -0.0038394 | -0.0004669 | 0 | 0 | 0 | 0 | -0.00025777 | -0.0026577 | -0.001612 | -3.8787e-05 | -0.0013696 | -0.00062922 | 0.0020667 | 0.00043418 | 0 | 0 | 0 | 0 | 0 | 0 | 0 | 0 | 0 | 0 | 0 | 0.066584 | 0 | 0 | 0 | 0 | 0.85515 | 0 | 0 | 0
5 | 123 | 3 | 64.4 | 0.88893 | 74.8681 | 0 | 0.4682 | -0.015296 | 0 | 77.7293 | 77.5419 | 77.5419 | -0.0023422 | -0.0051912 | -0.00063128 | 0 | 0 | 0 | 0 | -0.00035077 | -0.0035934 | -0.0021802 | -5.2443e-05 | -0.0018519 | -0.0011694 | 0.0020667 | 0.00043418 | 0 | 0 | 0 | 0 | 0 | 0 | 0 | 0 | 0 | 0 | 0 | 0.066677 | 0 | 0 | 0 | 0 | 0.82226 | 0 | 0 | 0
5 | 123 | 4 | 64.4 | 0.85613 | 74.8681 | 0 | 0.4682 | -0.015161 | 0 | 77.5419 | 77.3561 | 77.3561 | -0.0023093 | -0.0051182 | -0.0006224 | 0 | 0 | 0 | 0 | -0.00034615 | -0.0035429 | -0.0021496 | -5.1706e-05 | -0.0018258 | -0.0012617 | 0.0020667 | 0.00043418 | 0 | 0 | 0 | 0 | 0 | 0 | 0 | 0 | 0 | 0 | 0 | 0.066768 | 0 | 0 | 0 | 0 | 0.78937 | 0 | 0 | 0
5 | 123 | 5 | 62.6 | 0.85624 | 74.8681 | 0 | 0.4682 | -0.016935 | 0 | 77.3561 | 77.1485 | 77.1485 | -0.002593 | -0.0057469 | -0.00069885 | 0 | 0 | 0 | 0 | -0.00038602 | -0.003978 | -0.0024129 | -5.8057e-05 | -0.0020501 | -0.0010779 | 0.0020667 | 0.00043418 | 0 | 0 | 0 | 0 | 0 | 0 | 0 | 0 | 0 | 0 | 0 | 0.06687 | 0 | 0 | 0 | 0 | 0.78937 | 0 | 0 | 0
5 | 123 | 6 | 62.6 | 0.96263 | 74.8681 | 0 | 0.55082 | -0.014995 | 0 | 77.1485 | 76.9648 | 76.9648 | -0.0025565 | -0.005666 | -0.00068902 | 0 | 0 | 0 | 0 | -0.00037729 | -0.0039221 | -0.0023781 | -5.724e-05 | -0.0020212 | -0.00077999 | 0.0034529 | 0.00072422 | 0 | 0 | 0 | 0 | 0 | 0 | 0 | 0 | 0 | 0 | 0 | 0.074594 | 0 | 0 | 0 | 0 | 0.88804 | 0 | 0 | 0
5 | 123 | 7 | 62.6 | 1.5566 | 74.8681 | 0 | 4.1311 | -0.0073801 | 0 | 76.9648 | 76.8743 | 76.8743 | -0.0025242 | -0.0055945 | -0.00068032 | 0 | 0 | 0.0027681 | 0.0012096 | -0.00037159 | -0.0023782 | -0.0014024 | -5.6517e-05 | -0.0019957 | -0.00069282 | 0.0043383 | 0.00091055 | 0 | 0 | 0 | 0 | 0 | 0 | 0 | 0 | 0 | 0 | 0 | 0.40542 | 0 | 0 | 0 | 0 | 1.1512 | 0 | 0 | 0
5 | 123 | 8 | 66.2 | 1.7539 | 74.8681 | 0 | 4.1311 | 0.011435 | 0 | 76.8743 | 77.0144 | 77.0144 | -0.0018757 | -0.0041572 | -0.00050554 | 0 | 0 | 0.0048535 | 0.0031997 | -0.00027947 | 0.0020852 | -7.775e-05 | -4.1997e-05 | -0.001483 | -0.00078089 | 0.0086767 | 0.0018211 | 0 | 0 | 0 | 0 | 0 | 0 | 0 | 0 | 0 | 0 | 0 | 0.40535 | 0 | 0 | 0 | 0 | 1.3485 | 0 | 0 | 0
5 | 123 | 9 | 69.8 | 1.7357 | 74.8681 | 0 | 3.5803 | 0.017809 | 0 | 77.0144 | 77.2327 | 77.2327 | -0.0012677 | -0.0028097 | -0.00034168 | 0 | 0 | 0.0068979 | 0.0049704 | -0.000188 | 0.0054443 | 0.00037915 | -2.8385e-05 | -0.0010023 | -0.00036928 | 0.0050623 | 0.0010617 | 0 | 0 | 0 | 0 | 0 | 0 | 0 | 0 | 0 | 0 | 0 | 0.35436 | 0 | 0 | 0 | 0 | 1.3814 | 0 | 0 | 0
5 | 123 | 10 | 71.6 | 1.7685 | 74.8681 | 0 | 3.5803 | 0.026697 | 0 | 77.2327 | 77.5599 | 77.5599 | -0.00098979 | -0.0021937 | -0.00026676 | 0 | 0 | 0.008082 | 0.0070736 | -0.00014622 | 0.010879 | 0.0015473 | -2.2161e-05 | -0.00078256 | -0.00023042 | 0.0030973 | 0.00065039 | 0 | 0 | 0 | 0 | 0 | 0 | 0 | 0 | 0 | 0 | 0 | 0.3542 | 0 | 0 | 0 | 0 | 1.4143 | 0 | 0 | 0
5 | 123 | 11 | 73.4 | 1.8012 | 74.8681 | 0 | 3.5803 | 0.032317 | 0 | 77.5599 | 77.9559 | 77.9559 | -0.00073098 | -0.0016201 | -0.00019701 | 0 | 0 | 0.010122 | 0.007589 | -0.00010801 | 0.01231 | 0.0019553 | -1.6367e-05 | -0.00057794 | -0.00015675 | 0.0030973 | 0.00065039 | 0 | 0 | 0 | 0 | 0 | 0 | 0 | 0 | 0 | 0 | 0 | 0.35401 | 0 | 0 | 0 | 0 | 1.4472 | 0 | 0 | 0
5 | 123 | 12 | 75.2 | 1.7043 | 74.8681 | 0 | 2.5338 | 0.037415 | 0 | 77.9559 | 78.4145 | 78.4145 | -0.00048428 | -0.0010733 | -0.00013052 | 0 | 0 | 0.0090887 | 0.0093201 | -7.1574e-05 | 0.015356 | 0.00090085 | -1.0843e-05 | -0.00038288 | -9.5212e-05 | 0.0041315 | 0.0008666 | 0 | 0 | 0 | 0 | 0 | 0 | 0 | 0 | 0 | 0 | 0 | 0.25709 | 0 | 0 | 0 | 0 | 1.4472 | 0 | 0 | 0
5 | 123 | 13 | 77 | 1.6711 | 74.8681 | 0 | 2.5338 | 0.038657 | 0 | 78.4145 | 78.8882 | 78.8882 | -0.00024855 | -0.00055087 | -6.6989e-05 | 0 | 0 | 0.0082735 | 0.0094304 | -3.6942e-05 | 0.016927 | 0.0014501 | -5.5651e-06 | -0.00019651 | -6.6266e-05 | 0.0030973 | 0.00065039 | 0 | 0 | 0 | 0 | 0 | 0 | 0 | 0 | 0 | 0 | 0 | 0.25686 | 0 | 0 | 0 | 0 | 1.4143 | 0 | 0 | 0
5 | 123 | 14 | 78.8 | 1.5922 | 74.8681 | 0 | 2.038 | 0.037304 | 0 | 78.8882 | 79.3454 | 79.3454 | -1.5499e-05 | -3.435e-05 | -4.1771e-06 | 0 | 0 | 0.0077477 | 0.0087259 | -2.2916e-06 | 0.01594 | 0.001836 | -3.4701e-07 | -1.2254e-05 | -2.5079e-06 | 0.0025838 | 0.00054141 | 0 | 0 | 0 | 0 | 0 | 0 | 0 | 0 | 0 | 0 | 0 | 0.21083 | 0 | 0 | 0 | 0 | 1.3814 | 0 | 0 | 0
5 | 123 | 15 | 78.8 | 9.7675 | 74.8681 | 0 | 2.038 | 0.032808 | 0.14259 | 79.3454 | 79.7474 | 78 | -9.5832e-05 | -0.0002124 | -2.5828e-05 | 0 | 0 | 0.0069092 | 0.0073265 | -1.4191e-05 | 0.013707 | 0.0020618 | -2.1457e-06 | -7.5768e-05 | -2.0153e-05 | 0.0026854 | 0.00056426 | 0 | 0 | 0 | 0 | 0 | 0 | 8.2075 | 0 | 0 | 0 | 0 | 0.21149 | 0 | 0 | 0 | 0 | 1.3485 | 0 | 0 | 0
5 | 123 | 16 | 78.8 | 3.2277 | 74.8681 | 0 | 2.038 | 0.02783 | 0.02783 | 78 | 78.3411 | 78 | 0.00014058 | 0.00031157 | 3.7888e-05 | 0 | 0 | 0.0053142 | 0.0055233 | 2.0818e-05 | 0.011031 | 0.0020564 | 3.1475e-06 | 0.00011114 | 3.0014e-05 | 0.0026854 | 0.00056426 | 0 | 0 | 0 | 0 | 0 | 0 | 1.6019 | 0 | 0 | 0 | 0 | 0.21149 | 0 | 0 | 0 | 0 | 1.4143 | 0 | 0 | 0
5 | 123 | 17 | 78.8 | 3.2301 | 74.8681 | 0 | 2.038 | 0.0233 | 0.0233 | 78 | 78.2855 | 78 | 0.00014058 | 0.00031157 | 3.7888e-05 | 0 | 0 | 0.004181 | 0.0034096 | 2.0999e-05 | 0.0080968 | 0.0021846 | 3.1475e-06 | 0.00011114 | 5.2e-05 | 0.0039265 | 0.00082442 | 0 | 0 | 0 | 0 | 0 | 0 | 1.3412 | 0 | 0 | 0 | 0 | 0.21149 | 0 | 0 | 0 | 0 | 1.6774 | 0 | 0 | 0
5 | 123 | 18 | 75.2 | 2.4488 | 74.8681 | 0 | 3.4702 | 0.011079 | 0 | 78 | 78.1358 | 78 | -0.00049202 | -0.0010905 | -0.00013261 | 0 | 0 | 0.0031413 | 0.0013691 | -7.341e-05 | 0.0027198 | 0.001076 | -1.1016e-05 | -0.00038901 | -0.00016274 | 0.0042349 | 0.00088946 | 0 | 0 | 0 | 0 | 0 | 0 | 0 | 0 | 0 | 0 | 0 | 0.34381 | 0 | 0 | 0 | 0 | 2.105 | 0 | 0 | 0
5 | 123 | 19 | 73.4 | 2.4159 | 74.8681 | 0 | 3.4702 | 0.00054596 | 0 | 78 | 78.0067 | 78 | -0.00080832 | -0.0017915 | -0.00021786 | 0 | 0 | 0.0016924 | 0.00027144 | -0.00011927 | -0.0017057 | -0.00051487 | -1.8098e-05 | -0.00063908 | -0.00014834 | 0.0045452 | 0.0009545 | 0 | 0 | 0 | 0 | 0 | 0 | 0 | 0 | 0 | 0 | 0 | 0.34381 | 0 | 0 | 0 | 0 | 2.0721 | 0 | 0 | 0
5 | 123 | 20 | 69.8 | 2.2843 | 74.8681 | 0 | 3.4702 | -0.0030428 | 0 | 78 | 77.9627 | 77.9627 | -0.0014409 | -0.0031935 | -0.00038835 | 0 | 0 | 0 | 0 | -0.0002116 | -0.0022106 | -0.0013401 | -3.2262e-05 | -0.0011392 | -0.00021332 | 0.0071272 | 0.0014959 | 0 | 0 | 0 | 0 | 0 | 0 | 0 | 0 | 0 | 0 | 0 | 0.34382 | 0 | 0 | 0 | 0 | 1.9405 | 0 | 0 | 0
5 | 123 | 21 | 68 | 2.1857 | 74.8681 | 0 | 3.4702 | -0.0052695 | 0 | 77.9627 | 77.8981 | 77.8981 | -0.0017507 | -0.00388 | -0.00047183 | 0 | 0 | 0 | 0 | -0.00025666 | -0.0026858 | -0.001628 | -3.9198e-05 | -0.0013841 | -0.00030025 | 0.0071272 | 0.0014959 | 0 | 0 | 0 | 0 | 0 | 0 | 0 | 0 | 0 | 0 | 0 | 0.34386 | 0 | 0 | 0 | 0 | 1.8419 | 0 | 0 | 0
5 | 123 | 22 | 64.4 | 2.026 | 74.8681 | 0 | 2.8092 | -0.0096468 | 0 | 77.8981 | 77.7799 | 77.7799 | -0.0023719 | -0.0052569 | -0.00063927 | 0 | 0 | 0 | 0 | -0.000351 | -0.0036389 | -0.0022066 | -5.3107e-05 | -0.0018753 | -0.00069475 | 0.0074411 | 0.0015609 | 0 | 0 | 0 | 0 | 0 | 0 | 0 | 0 | 0 | 0 | 0 | 0.28284 | 0 | 0 | 0 | 0 | 1.7432 | 0 | 0 | 0
5 | 123 | 23 | 62.6 | 1.763 | 74.8681 | 0 | 2.8092 | -0.011751 | 0 | 77.7799 | 77.6359 | 77.6359 | -0.0026674 | -0.0059119 | -0.00071892 | 0 | 0 | 0 | 0 | -0.00039336 | -0.0040923 | -0.0024812 | -5.9724e-05 | -0.002109 | -0.00075785 | 0.0074411 | 0.0015609 | 0 | 0 | 0 | 0 | 0 | 0 | 0 | 0 | 0 | 0 | 0 | 0.28291 | 0 | 0 | 0 | 0 | 1.4801 | 0 | 0 | 0
5 | 123 | 24 | 60.8 | 1.2837 | 74.8681 | 0 | 0.4682 | -0.014557 | 0 | 77.6359 | 77.4575 | 77.4575 | -0.0029584 | -0.0065569 | -0.00079735 | 0 | 0 | 0 | 0 | -0.00043547 | -0.0045387 | -0.0027516 | -6.624e-05 | -0.002339 | -0.00082832 | 0.0067153 | 0.0014098 | 0 | 0 | 0 | 0 | 0 | 0 | 0 | 0 | 0 | 0 | 0 | 0.066718 | 0 | 0 | 0 | 0 | 1.2169 | 0 | 0 | 0
5 | 124 | 1 | 59 | 0.98745 | 75.1055 | 0 | 0.46693 | -0.021392 | 0 | 77.4575 | 77.1953 | 77.1953 | -0.0032434 | -0.0071884 | -0.00087415 | 0 | 0 | 0 | 0 | -0.00047861 | -0.0049759 | -0.003017 | -7.262e-05 | -0.0025643 | -0.0010444 | 0.0020667 | 0.00043418 | 0 | 0 | 0 | 0 | 0 | 0 | 0 | 0 | 0 | 0 | 0 | 0.066526 | 0 | 0 | 0 | 0 | 0.92093 | 0 | 0 | 0
5 | 124 | 2 | 62.6 | 0.92177 | 75.1055 | 0 | 0.46693 | -0.016303 | 0 | 77.1953 | 76.9955 | 76.9955 | -0.0025647 | -0.0056843 | -0.00069124 | 0 | 0 | 0 | 0 | -0.00037541 | -0.0039347 | -0.0023849 | -5.7424e-05 | -0.0020277 | -0.00064933 | 0.0020667 | 0.00043418 | 0 | 0 | 0 | 0 | 0 | 0 | 0 | 0 | 0 | 0 | 0 | 0.066625 | 0 | 0 | 0 | 0 | 0.85515 | 0 | 0 | 0
5 | 124 | 3 | 59 | 0.88901 | 75.1055 | 0 | 0.46693 | -0.020645 | 0 | 76.9955 | 76.7425 | 76.7425 | -0.0031622 | -0.0070085 | -0.00085227 | 0 | 0 | 0 | 0 | -0.00046544 | -0.0048514 | -0.0029412 | -7.0802e-05 | -0.0025001 | -0.00085972 | 0.0020667 | 0.00043418 | 0 | 0 | 0 | 0 | 0 | 0 | 0 | 0 | 0 | 0 | 0 | 0.066749 | 0 | 0 | 0 | 0 | 0.82226 | 0 | 0 | 0
5 | 124 | 4 | 57.2 | 0.85625 | 75.1055 | 0 | 0.46693 | -0.022579 | 0 | 76.7425 | 76.4658 | 76.4658 | -0.003434 | -0.007611 | -0.00092553 | 0 | 0 | 0 | 0 | -0.00050329 | -0.0052684 | -0.0031934 | -7.6889e-05 | -0.0027151 | -0.00091833 | 0.0020667 | 0.00043418 | 0 | 0 | 0 | 0 | 0 | 0 | 0 | 0 | 0 | 0 | 0 | 0.066885 | 0 | 0 | 0 | 0 | 0.78937 | 0 | 0 | 0
5 | 124 | 5 | 57.2 | 0.85639 | 75.1055 | 0 | 0.46693 | -0.022217 | 0 | 76.4658 | 76.1935 | 76.1935 | -0.0033854 | -0.0075032 | -0.00091243 | 0 | 0 | 0 | 0 | -0.00049491 | -0.0051938 | -0.0031478 | -7.58e-05 | -0.0026766 | -0.00089411 | 0.0020667 | 0.00043418 | 0 | 0 | 0 | 0 | 0 | 0 | 0 | 0 | 0 | 0 | 0 | 0.06702 | 0 | 0 | 0 | 0 | 0.78937 | 0 | 0 | 0
5 | 124 | 6 | 59 | 0.96274 | 75.1055 | 0 | 0.54933 | -0.018141 | 0 | 76.1935 | 75.9712 | 75.9712 | -0.0030213 | -0.0066961 | -0.00081429 | 0 | 0 | 0 | 0 | -0.00043983 | -0.0046352 | -0.0028087 | -6.7647e-05 | -0.0023887 | -0.00072195 | 0.0034529 | 0.00072422 | 0 | 0 | 0 | 0 | 0 | 0 | 0 | 0 | 0 | 0 | 0 | 0.074706 | 0 | 0 | 0 | 0 | 0.88804 | 0 | 0 | 0
5 | 124 | 7 | 62.6 | 1.5542 | 75.1055 | 0 | 4.12 | -0.0066819 | 0 | 75.9712 | 75.8893 | 75.8893 | -0.0023496 | -0.0052075 | -0.00063326 | 0 | 0 | 0.0027024 | 0.0011908 | -0.00034499 | -0.0024343 | -0.0014164 | -5.2608e-05 | -0.0018577 | -0.00061703 | 0.0043383 | 0.00091055 | 0 | 0 | 0 | 0 | 0 | 0 | 0 | 0 | 0 | 0 | 0 | 0.40307 | 0 | 0 | 0 | 0 | 1.1512 | 0 | 0 | 0
5 | 124 | 8 | 68 | 1.7515 | 75.1055 | 0 | 4.12 | 0.015326 | 0 | 75.8893 | 76.0772 | 76.0772 | -0.0013863 | -0.0030726 | -0.00037364 | 0 | 0 | 0.0048832 | 0.0031843 | -0.00020576 | 0.0029127 | 0.00042812 | -3.104e-05 | -0.0010961 | -0.00041472 | 0.0086767 | 0.0018211 | 0 | 0 | 0 | 0 | 0 | 0 | 0 | 0 | 0 | 0 | 0 | 0.40297 | 0 | 0 | 0 | 0 | 1.3485 | 0 | 0 | 0
5 | 124 | 9 | 71.6 | 1.7337 | 75.1055 | 0 | 3.5706 | 0.02284 | 0 | 76.0772 | 76.3571 | 76.3571 | -0.00078673 | -0.0017437 | -0.00021204 | 0 | 0 | 0.0063332 | 0.0054417 | -0.0001173 | 0.007503 | 0.0012128 | -1.7615e-05 | -0.00062202 | -0.00027498 | 0.0050623 | 0.0010617 | 0 | 0 | 0 | 0 | 0 | 0 | 0 | 0 | 0 | 0 | 0 | 0.35233 | 0 | 0 | 0 | 0 | 1.3814 | 0 | 0 | 0
5 | 124 | 10 | 75.2 | 1.7664 | 75.1055 | 0 | 3.5706 | 0.031512 | 0 | 76.3571 | 76.7433 | 76.7433 | -0.00020332 | -0.00045063 | -5.4799e-05 | 0 | 0 | 0.0077925 | 0.0070965 | -3.025e-05 | 0.011783 | 0.0020505 | -4.5524e-06 | -0.00016075 | -5.3581e-05 | 0.0030973 | 0.00065039 | 0 | 0 | 0 | 0 | 0 | 0 | 0 | 0 | 0 | 0 | 0 | 0.35214 | 0 | 0 | 0 | 0 | 1.4143 | 0 | 0 | 0
5 | 124 | 11 | 78.08 | 1.7991 | 75.1055 | 0 | 3.5706 | 0.039788 | 0 | 76.7433 | 77.2309 | 77.2309 | 0.00023489 | 0.0005206 | 6.3308e-05 | 0 | 0 | 0.0085755 | 0.008669 | 3.4996e-05 | 0.015421 | 0.0022605 | 5.2593e-06 | 0.00018572 | 6.9157e-05 | 0.0030973 | 0.00065039 | 0 | 0 | 0 | 0 | 0 | 0 | 0 | 0 | 0 | 0 | 0 | 0.3519 | 0 | 0 | 0 | 0 | 1.4472 | 0 | 0 | 0
5 | 124 | 12 | 80.6 | 1.7028 | 75.1055 | 0 | 2.5269 | 0.044643 | 0 | 77.2309 | 77.778 | 77.778 | 0.00059203 | 0.0013121 | 0.00015956 | 0 | 0 | 0.0084423 | 0.0093785 | 8.8295e-05 | 0.017162 | 0.00183 | 1.3256e-05 | 0.00046808 | 0.00019961 | 0.0041315 | 0.0008666 | 0 | 0 | 0 | 0 | 0 | 0 | 0 | 0 | 0 | 0 | 0 | 0.25566 | 0 | 0 | 0 | 0 | 1.4472 | 0 | 0 | 0
5 | 124 | 13 | 80.6 | 1.6697 | 75.1055 | 0 | 2.5269 | 0.043336 | 0 | 77.778 | 78.3091 | 78.3091 | 0.00049589 | 0.0010991 | 0.00013365 | 0 | 0 | 0.0083259 | 0.009384 | 7.3664e-05 | 0.017559 | 0.0019736 | 1.1103e-05 | 0.00039207 | 0.00014049 | 0.0030973 | 0.00065039 | 0 | 0 | 0 | 0 | 0 | 0 | 0 | 0 | 0 | 0 | 0 | 0.2554 | 0 | 0 | 0 | 0 | 1.4143 | 0 | 0 | 0
5 | 124 | 14 | 84.2 | 1.5911 | 75.1055 | 0 | 2.0325 | 0.045324 | 0 | 78.3091 | 78.8645 | 78.8645 | 0.0010352 | 0.0022943 | 0.00027899 | 0 | 0 | 0.0079599 | 0.0086303 | 0.0001545 | 0.01755 | 0.0030759 | 2.3177e-05 | 0.00081843 | 0.00037794 | 0.0025838 | 0.00054141 | 0 | 0 | 0 | 0 | 0 | 0 | 0 | 0 | 0 | 0 | 0 | 0.20967 | 0 | 0 | 0 | 0 | 1.3814 | 0 | 0 | 0
5 | 124 | 15 | 84.2 | 7.9498 | 75.1055 | 0 | 2.0325 | 0.040491 | 0.11103 | 78.8645 | 79.3607 | 78 | 0.00093756 | 0.0020779 | 0.00025269 | 0 | 0 | 0.0065747 | 0.0073751 | 0.00014113 | 0.015494 | 0.0030816 | 2.0992e-05 | 0.00074127 | 0.00054404 | 0.0026854 | 0.00056426 | 0 | 0 | 0 | 0 | 0 | 0 | 6.3912 | 0 | 0 | 0 | 0 | 0.21009 | 0 | 0 | 0 | 0 | 1.3485 | 0 | 0 | 0
5 | 124 | 16 | 84.2 | 3.6775 | 75.1055 | 0 | 2.0325 | 0.035668 | 0.035668 | 78 | 78.4371 | 78 | 0.0010895 | 0.0024146 | 0.00029363 | 0 | 0 | 0.0051959 | 0.0055704 | 0.00016472 | 0.012886 | 0.0031509 | 2.4393e-05 | 0.00086137 | 0.00076693 | 0.0026854 | 0.00056426 | 0 | 0 | 0 | 0 | 0 | 0 | 2.0531 | 0 | 0 | 0 | 0 | 0.21009 | 0 | 0 | 0 | 0 | 1.4143 | 0 | 0 | 0
5 | 124 | 17 | 84.2 | 3.6091 | 75.1055 | 0 | 2.0325 | 0.02991 | 0.02991 | 78 | 78.3665 | 78 | 0.0010895 | 0.0024146 | 0.00029363 | 0 | 0 | 0.0042659 | 0.0033943 | 0.00016399 | 0.0091396 | 0.0028706 | 2.4393e-05 | 0.00086137 | 0.00064086 | 0.0039265 | 0.00082442 | 0 | 0 | 0 | 0 | 0 | 0 | 1.7216 | 0 | 0 | 0 | 0 | 0.21009 | 0 | 0 | 0 | 0 | 1.6774 | 0 | 0 | 0
5 | 124 | 18 | 82.4 | 3.6096 | 75.1055 | 0 | 3.4608 | 0.020209 | 0.020209 | 78 | 78.2477 | 78 | 0.00077317 | 0.0017136 | 0.00020838 | 0 | 0 | 0.0032856 | 0.001407 | 0.00011583 | 0.0044867 | 0.0021092 | 1.7311e-05 | 0.0006113 | 0.00035637 | 0.0042349 | 0.00088946 | 0 | 0 | 0 | 0 | 0 | 0 | 1.1632 | 0 | 0 | 0 | 0 | 0.34142 | 0 | 0 | 0 | 0 | 2.105 | 0 | 0 | 0
5 | 124 | 19 | 80.6 | 3.0145 | 75.1055 | 0 | 3.4608 | 0.010441 | 0.010441 | 78 | 78.128 | 78 | 0.00045688 | 0.0010126 | 0.00012314 | 0 | 0 | 0.0017975 | 0.00030449 | 6.8073e-05 | 9.7028e-05 | 0.00055999 | 1.023e-05 | 0.00036122 | 0.00015009 | 0.0045452 | 0.0009545 | 0 | 0 | 0 | 0 | 0 | 0 | 0.60099 | 0 | 0 | 0 | 0 | 0.34142 | 0 | 0 | 0 | 0 | 2.0721 | 0 | 0 | 0
5 | 124 | 20 | 78.8 | 2.8377 | 75.1055 | 0 | 3.4608 | 0.0096546 | 0.0096546 | 78 | 78.1183 | 78 | 0.00014058 | 0.00031157 | 3.7888e-05 | 0 | 0 | 0 | 0 | 2.1064e-05 | 0.00021567 | 0.00013086 | 3.1475e-06 | 0.00011114 | 5.9604e-05 | 0.0071272 | 0.0014959 | 0 | 0 | 0 | 0 | 0 | 0 | 0.55573 | 0 | 0 | 0 | 0 | 0.34142 | 0 | 0 | 0 | 0 | 1.9405 | 0 | 0 | 0
5 | 124 | 21 | 77 | 2.1833 | 75.1055 | 0 | 3.4608 | 0.0058275 | 0 | 78 | 78.0714 | 78 | -0.00017572 | -0.00038946 | -4.736e-05 | 0 | 0 | 0 | 0 | -2.6397e-05 | -0.00026959 | -0.00016359 | -3.9344e-06 | -0.00013893 | -8.4701e-05 | 0.0071272 | 0.0014959 | 0 | 0 | 0 | 0 | 0 | 0 | 0 | 0 | 0 | 0 | 0 | 0.34142 | 0 | 0 | 0 | 0 | 1.8419 | 0 | 0 | 0
5 | 124 | 22 | 75.2 | 2.024 | 75.1055 | 0 | 2.8016 | 0.0037932 | 0 | 78 | 78.0465 | 78 | -0.00049202 | -0.0010905 | -0.00013261 | 0 | 0 | 0 | 0 | -7.3919e-05 | -0.00075484 | -0.00045804 | -1.1016e-05 | -0.00038901 | -0.0002459 | 0.0074411 | 0.0015609 | 0 | 0 | 0 | 0 | 0 | 0 | 0 | 0 | 0 | 0 | 0 | 0.28081 | 0 | 0 | 0 | 0 | 1.7432 | 0 | 0 | 0
5 | 124 | 23 | 75.2 | 1.7609 | 75.1055 | 0 | 2.8016 | 0.003847 | 0 | 78 | 78.0471 | 78 | -0.00049202 | -0.0010905 | -0.00013261 | 0 | 0 | 0 | 0 | -7.3509e-05 | -0.00075484 | -0.00045793 | -1.1016e-05 | -0.00038901 | -0.00019263 | 0.0074411 | 0.0015609 | 0 | 0 | 0 | 0 | 0 | 0 | 0 | 0 | 0 | 0 | 0 | 0.28081 | 0 | 0 | 0 | 0 | 1.4801 | 0 | 0 | 0
5 | 124 | 24 | 73.4 | 1.2831 | 75.1055 | 0 | 0.46693 | 0.00070821 | 0 | 78 | 78.0087 | 78 | -0.00080832 | -0.0017915 | -0.00021786 | 0 | 0 | 0 | 0 | -0.00012145 | -0.0012401 | -0.00075251 | -1.8098e-05 | -0.00063908 | -0.00041815 | 0.0067153 | 0.0014098 | 0 | 0 | 0 | 0 | 0 | 0 | 0 | 0 | 0 | 0 | 0 | 0.06613 | 0 | 0 | 0 | 0 | 1.2169 | 0 | 0 | 0
5 | 125 | 1 | 71.6 | 0.98677 | 75.3423 | 0 | 0.46565 | -0.0061912 | 0 | 78 | 77.9241 | 77.9241 | -0.0011246 | -0.0024925 | -0.0003031 | 0 | 0 | 0 | 0 | -0.0001682 | -0.0017254 | -0.0010467 | -2.518e-05 | -0.00088916 | -0.00048293 | 0.0020667 | 0.00043418 | 0 | 0 | 0 | 0 | 0 | 0 | 0 | 0 | 0 | 0 | 0 | 0.065846 | 0 | 0 | 0 | 0 | 0.92093 | 0 | 0 | 0
5 | 125 | 2 | 71.6 | 0.92103 | 75.3423 | 0 | 0.46565 | -0.0061501 | 0 | 77.9241 | 77.8488 | 77.8488 | -0.0011113 | -0.002463 | -0.00029951 | 0 | 0 | 0 | 0 | -0.00016649 | -0.0017049 | -0.0010344 | -2.4882e-05 | -0.00087862 | -0.00053366 | 0.0020667 | 0.00043418 | 0 | 0 | 0 | 0 | 0 | 0 | 0 | 0 | 0 | 0 | 0 | 0.065884 | 0 | 0 | 0 | 0 | 0.85515 | 0 | 0 | 0
5 | 125 | 3 | 69.8 | 0.88819 | 75.3423 | 0 | 0.46565 | -0.0083426 | 0 | 77.8488 | 77.7465 | 77.7465 | -0.0014143 | -0.0031346 | -0.00038119 | 0 | 0 | 0 | 0 | -0.00021156 | -0.0021698 | -0.0013164 | -3.1667e-05 | -0.0011182 | -0.00063135 | 0.0020667 | 0.00043418 | 0 | 0 | 0 | 0 | 0 | 0 | 0 | 0 | 0 | 0 | 0 | 0.065934 | 0 | 0 | 0 | 0 | 0.82226 | 0 | 0 | 0
5 | 125 | 4 | 69.8 | 0.85535 | 75.3423 | 0 | 0.46565 | -0.0082087 | 0 | 77.7465 | 77.6459 | 77.6459 | -0.0013964 | -0.0030948 | -0.00037635 | 0 | 0 | 0 | 0 | -0.00020871 | -0.0021423 | -0.0012997 | -3.1265e-05 | -0.001104 | -0.00062187 | 0.0020667 | 0.00043418 | 0 | 0 | 0 | 0 | 0 | 0 | 0 | 0 | 0 | 0 | 0 | 0.065983 | 0 | 0 | 0 | 0 | 0.78937 | 0 | 0 | 0
5 | 125 | 5 | 69.8 | 0.8554 | 75.3423 | 0 | 0.46565 | -0.0083768 | 0 | 77.6459 | 77.5433 | 77.5433 | -0.0013787 | -0.0030556 | -0.00037158 | 0 | 0 | 0 | 0 | -0.00020802 | -0.0021152 | -0.0012837 | -3.0869e-05 | -0.00109 | -0.00090966 | 0.0020667 | 0.00043418 | 0 | 0 | 0 | 0 | 0 | 0 | 0 | 0 | 0 | 0 | 0 | 0.066034 | 0 | 0 | 0 | 0 | 0.78937 | 0 | 0 | 0
5 | 125 | 6 | 69.8 | 0.96163 | 75.3423 | 0 | 0.54783 | -0.0067751 | 0 | 77.5433 | 77.4602 | 77.4602 | -0.0013607 | -0.0030157 | -0.00036672 | 0 | 0 | 0 | 0 | -0.00020483 | -0.0020875 | -0.0012668 | -3.0465e-05 | -0.0010758 | -0.00081954 | 0.0034529 | 0.00072422 | 0 | 0 | 0 | 0 | 0 | 0 | 0 | 0 | 0 | 0 | 0 | 0.073595 | 0 | 0 | 0 | 0 | 0.88804 | 0 | 0 | 0
5 | 125 | 7 | 69.8 | 1.5506 | 75.3423 | 0 | 4.1087 | -0.00024147 | 0 | 77.4602 | 77.4573 | 77.4573 | -0.0013461 | -0.0029833 | -0.00036279 | 0 | 0 | 0.0027241 | 0.0011787 | -0.00020354 | -0.00092121 | -0.00060718 | -3.0139e-05 | -0.0010642 | -0.00096412 | 0.0043383 | 0.00091055 | 0 | 0 | 0 | 0 | 0 | 0 | 0 | 0 | 0 | 0 | 0 | 0.39947 | 0 | 0 | 0 | 0 | 1.1512 | 0 | 0 | 0
5 | 125 | 8 | 73.4 | 1.7479 | 75.3423 | 0 | 4.1087 | 0.019174 | 0 | 77.4573 | 77.6922 | 77.6922 | -0.00071295 | -0.0015801 | -0.00019215 | 0 | 0 | 0.0051154 | 0.0030092 | -0.00010834 | 0.0034756 | 0.00083358 | -1.5963e-05 | -0.00056368 | -0.00058485 | 0.0086767 | 0.0018211 | 0 | 0 | 0 | 0 | 0 | 0 | 0 | 0 | 0 | 0 | 0 | 0.39936 | 0 | 0 | 0 | 0 | 1.3485 | 0 | 0 | 0
5 | 125 | 9 | 75.2 | 1.7305 | 75.3423 | 0 | 3.5609 | 0.026813 | 0 | 77.6922 | 78.0208 | 78.0208 | -0.00043794 | -0.00097062 | -0.00011803 | 0 | 0 | 0.007357 | 0.0048104 | -6.6794e-05 | 0.0084554 | 0.0024248 | -9.8056e-06 | -0.00034625 | -0.0004096 | 0.0050623 | 0.0010617 | 0 | 0 | 0 | 0 | 0 | 0 | 0 | 0 | 0 | 0 | 0 | 0.34906 | 0 | 0 | 0 | 0 | 1.3814 | 0 | 0 | 0
5 | 125 | 10 | 75.2 | 1.7632 | 75.3423 | 0 | 3.5609 | 0.020096 | 0 | 78.0208 | 78.2671 | 78.2671 | -0.00049568 | -0.0010986 | -0.00013359 | 0 | 0 | 0.0076249 | 0.0033 | -7.4596e-05 | 0.0059168 | 0.0019884 | -1.1098e-05 | -0.0003919 | -0.00027603 | 0.0030973 | 0.00065039 | 0 | 0 | 0 | 0 | 0 | 0 | 0 | 0 | 0 | 0 | 0 | 0.34894 | 0 | 0 | 0 | 0 | 1.4143 | 0 | 0 | 0
5 | 125 | 11 | 77 | 1.796 | 75.3423 | 0 | 3.5609 | 0.022311 | 0 | 78.2671 | 78.5405 | 78.5405 | -0.00022266 | -0.00049349 | -6.0011e-05 | 0 | 0 | 0.0077796 | 0.0032717 | -3.3364e-05 | 0.0063594 | 0.0022386 | -4.9854e-06 | -0.00017604 | -9.5488e-05 | 0.0030973 | 0.00065039 | 0 | 0 | 0 | 0 | 0 | 0 | 0 | 0 | 0 | 0 | 0 | 0.34881 | 0 | 0 | 0 | 0 | 1.4472 | 0 | 0 | 0
5 | 125 | 12 | 80.6 | 1.7005 | 75.3423 | 0 | 2.52 | 0.043868 | 0 | 78.5405 | 79.0782 | 79.0782 | 0.00036189 | 0.00080207 | 9.7536e-05 | 0 | 0 | 0.012233 | 0.007263 | 5.4759e-05 | 0.013835 | 0.0036861 | 8.1028e-06 | 0.00028612 | 0.00024192 | 0.0041315 | 0.0008666 | 0 | 0 | 0 | 0 | 0 | 0 | 0 | 0 | 0 | 0 | 0 | 0.25329 | 0 | 0 | 0 | 0 | 1.4472 | 0 | 0 | 0
5 | 125 | 13 | 82.58 | 1.6673 | 75.3423 | 0 | 2.52 | 0.042875 | 0 | 79.0782 | 79.6036 | 79.6036 | 0.00061535 | 0.0013638 | 0.00016585 | 0 | 0 | 0.011681 | 0.0068738 | 9.3e-05 | 0.013603 | 0.0038269 | 1.3778e-05 | 0.00048652 | 0.00040426 | 0.0030973 | 0.00065039 | 0 | 0 | 0 | 0 | 0 | 0 | 0 | 0 | 0 | 0 | 0 | 0.25303 | 0 | 0 | 0 | 0 | 1.4143 | 0 | 0 | 0
5 | 125 | 14 | 84.2 | 2.3044 | 75.3423 | 0 | 2.027 | 0.044774 | 0.012427 | 79.6036 | 80.1523 | 80 | 0.00080769 | 0.0017901 | 0.00021769 | 0 | 0 | 0.0095274 | 0.0078158 | 0.0001219 | 0.016357 | 0.0038442 | 1.8084e-05 | 0.00063858 | 0.00050979 | 0.0025838 | 0.00054141 | 0 | 0 | 0 | 0 | 0 | 0 | 0.71533 | 0 | 0 | 0 | 0 | 0.20772 | 0 | 0 | 0 | 0 | 1.3814 | 0 | 0 | 0
5 | 125 | 15 | 84.2 | 13.1538 | 75.3423 | 0 | 2.027 | 0.038269 | 0.20147 | 80 | 80.469 | 78 | 0.00073803 | 0.0016357 | 0.00019891 | 0 | 0 | 0.00976 | 0.005597 | 0.00011182 | 0.011975 | 0.0038515 | 1.6525e-05 | 0.00058351 | 0.00055162 | 0.0026854 | 0.00056426 | 0 | 0 | 0 | 0 | 0 | 0 | 11.5966 | 0 | 0 | 0 | 0 | 0.2087 | 0 | 0 | 0 | 0 | 1.3485 | 0 | 0 | 0
5 | 125 | 16 | 84.2 | 3.8574 | 75.3423 | 0 | 2.027 | 0.038818 | 0.038818 | 78 | 78.4757 | 78 | 0.0010895 | 0.0024146 | 0.00029363 | 0 | 0 | 0.0062086 | 0.0054349 | 0.00016471 | 0.014046 | 0.0042637 | 2.4393e-05 | 0.00086137 | 0.00076693 | 0.0026854 | 0.00056426 | 0 | 0 | 0 | 0 | 0 | 0 | 2.2344 | 0 | 0 | 0 | 0 | 0.2087 | 0 | 0 | 0 | 0 | 1.4143 | 0 | 0 | 0
5 | 125 | 17 | 84.2 | 3.7068 | 75.3423 | 0 | 2.027 | 0.03163 | 0.03163 | 78 | 78.3876 | 78 | 0.0010895 | 0.0024146 | 0.00029363 | 0 | 0 | 0.0052516 | 0.0033356 | 0.00016583 | 0.0092279 | 0.0032353 | 2.4393e-05 | 0.00086137 | 0.00097967 | 0.0039265 | 0.00082442 | 0 | 0 | 0 | 0 | 0 | 0 | 1.8207 | 0 | 0 | 0 | 0 | 0.2087 | 0 | 0 | 0 | 0 | 1.6774 | 0 | 0 | 0
5 | 125 | 18 | 82.4 | 3.6175 | 75.3423 | 0 | 3.4513 | 0.020386 | 0.020386 | 78 | 78.2498 | 78 | 0.00077317 | 0.0017136 | 0.00020838 | 0 | 0 | 0.0036325 | 0.0014992 | 0.0001169 | 0.0042439 | 0.0019132 | 1.7311e-05 | 0.0006113 | 0.00053243 | 0.0042349 | 0.00088946 | 0 | 0 | 0 | 0 | 0 | 0 | 1.1735 | 0 | 0 | 0 | 0 | 0.33905 | 0 | 0 | 0 | 0 | 2.105 | 0 | 0 | 0
5 | 125 | 19 | 80.6 | 3.0545 | 75.3423 | 0 | 3.4513 | 0.011178 | 0.011178 | 78 | 78.137 | 78 | 0.00045688 | 0.0010126 | 0.00012314 | 0 | 0 | 0.0017189 | 0.00030431 | 6.8617e-05 | 0.00059809 | 0.00079676 | 1.023e-05 | 0.00036122 | 0.00022744 | 0.0045452 | 0.0009545 | 0 | 0 | 0 | 0 | 0 | 0 | 0.64341 | 0 | 0 | 0 | 0 | 0.33905 | 0 | 0 | 0 | 0 | 2.0721 | 0 | 0 | 0
5 | 125 | 20 | 78.8 | 2.8349 | 75.3423 | 0 | 3.4513 | 0.0096469 | 0.0096469 | 78 | 78.1182 | 78 | 0.00014058 | 0.00031157 | 3.7888e-05 | 0 | 0 | 0 | 0 | 2.1013e-05 | 0.00021567 | 0.00013084 | 3.1475e-06 | 0.00011114 | 5.2e-05 | 0.0071272 | 0.0014959 | 0 | 0 | 0 | 0 | 0 | 0 | 0.55529 | 0 | 0 | 0 | 0 | 0.33905 | 0 | 0 | 0 | 0 | 1.9405 | 0 | 0 | 0
5 | 125 | 21 | 75.2 | 2.1809 | 75.3423 | 0 | 3.4513 | 0.0034793 | 0 | 78 | 78.0426 | 78 | -0.00049202 | -0.0010905 | -0.00013261 | 0 | 0 | 0 | 0 | -7.3964e-05 | -0.00075484 | -0.00045806 | -1.1016e-05 | -0.00038901 | -0.0002459 | 0.0071272 | 0.0014959 | 0 | 0 | 0 | 0 | 0 | 0 | 0 | 0 | 0 | 0 | 0 | 0.33905 | 0 | 0 | 0 | 0 | 1.8419 | 0 | 0 | 0
5 | 125 | 22 | 75.2 | 2.0221 | 75.3423 | 0 | 2.7939 | 0.0038206 | 0 | 78 | 78.0468 | 78 | -0.00049202 | -0.0010905 | -0.00013261 | 0 | 0 | 0 | 0 | -7.3693e-05 | -0.00075484 | -0.00045798 | -1.1016e-05 | -0.00038901 | -0.00021877 | 0.0074411 | 0.0015609 | 0 | 0 | 0 | 0 | 0 | 0 | 0 | 0 | 0 | 0 | 0 | 0.27888 | 0 | 0 | 0 | 0 | 1.7432 | 0 | 0 | 0
5 | 125 | 23 | 73.4 | 1.7589 | 75.3423 | 0 | 2.7939 | 0.0016437 | 0 | 78 | 78.0201 | 78 | -0.00080832 | -0.0017915 | -0.00021786 | 0 | 0 | 0 | 0 | -0.0001199 | -0.0012401 | -0.00075208 | -1.8098e-05 | -0.00063908 | -0.00021039 | 0.0074411 | 0.0015609 | 0 | 0 | 0 | 0 | 0 | 0 | 0 | 0 | 0 | 0 | 0 | 0.27888 | 0 | 0 | 0 | 0 | 1.4801 | 0 | 0 | 0
5 | 125 | 24 | 73.4 | 1.2827 | 75.3423 | 0 | 0.46565 | 0.00088232 | 0 | 78 | 78.0108 | 78 | -0.00080832 | -0.0017915 | -0.00021786 | 0 | 0 | 0 | 0 | -0.00012009 | -0.0012401 | -0.00075213 | -1.8098e-05 | -0.00063908 | -0.00024578 | 0.0067153 | 0.0014098 | 0 | 0 | 0 | 0 | 0 | 0 | 0 | 0 | 0 | 0 | 0 | 0.065809 | 0 | 0 | 0 | 0 | 1.2169 | 0 | 0 | 0
5 | 126 | 1 | 71.6 | 0.98645 | 75.5787 | 0 | 0.46437 | -0.0060234 | 0 | 78 | 77.9262 | 77.9262 | -0.0011246 | -0.0024925 | -0.0003031 | 0 | 0 | 0 | 0 | -0.00016686 | -0.0017254 | -0.0010464 | -2.518e-05 | -0.00088916 | -0.00031684 | 0.0020667 | 0.00043418 | 0 | 0 | 0 | 0 | 0 | 0 | 0 | 0 | 0 | 0 | 0 | 0.065525 | 0 | 0 | 0 | 0 | 0.92093 | 0 | 0 | 0
5 | 126 | 2 | 71.6 | 0.92071 | 75.5787 | 0 | 0.46437 | -0.0059772 | 0 | 77.9262 | 77.8529 | 77.8529 | -0.0011116 | -0.0024638 | -0.00029961 | 0 | 0 | 0 | 0 | -0.00016519 | -0.0017055 | -0.0010344 | -2.489e-05 | -0.0008789 | -0.00035998 | 0.0020667 | 0.00043418 | 0 | 0 | 0 | 0 | 0 | 0 | 0 | 0 | 0 | 0 | 0 | 0.065562 | 0 | 0 | 0 | 0 | 0.85515 | 0 | 0 | 0
5 | 126 | 3 | 71.6 | 0.88785 | 75.5787 | 0 | 0.46437 | -0.0058353 | 0 | 77.8529 | 77.7814 | 77.7814 | -0.0010988 | -0.0024352 | -0.00029614 | 0 | 0 | 0 | 0 | -0.00016284 | -0.0016857 | -0.0010223 | -2.4602e-05 | -0.00086873 | -0.00030765 | 0.0020667 | 0.00043418 | 0 | 0 | 0 | 0 | 0 | 0 | 0 | 0 | 0 | 0 | 0 | 0.065597 | 0 | 0 | 0 | 0 | 0.82226 | 0 | 0 | 0
5 | 126 | 4 | 73.4 | 0.85498 | 75.5787 | 0 | 0.46437 | -0.0034872 | 0 | 77.7814 | 77.7387 | 77.7387 | -0.00076991 | -0.0017064 | -0.0002075 | 0 | 0 | 0 | 0 | -0.00011439 | -0.0011812 | -0.00071639 | -1.7238e-05 | -0.00060872 | -0.00023215 | 0.0020667 | 0.00043418 | 0 | 0 | 0 | 0 | 0 | 0 | 0 | 0 | 0 | 0 | 0 | 0.065618 | 0 | 0 | 0 | 0 | 0.78937 | 0 | 0 | 0
5 | 126 | 5 | 73.4 | 0.855 | 75.5787 | 0 | 0.46437 | -0.0033142 | 0 | 77.7387 | 77.6981 | 77.6981 | -0.0007624 | -0.0016897 | -0.00020548 | 0 | 0 | 0 | 0 | -0.00011199 | -0.0011697 | -0.00070905 | -1.707e-05 | -0.00060278 | -0.00011275 | 0.0020667 | 0.00043418 | 0 | 0 | 0 | 0 | 0 | 0 | 0 | 0 | 0 | 0 | 0 | 0.065638 | 0 | 0 | 0 | 0 | 0.78937 | 0 | 0 | 0
5 | 126 | 6 | 73.4 | 0.96115 | 75.5787 | 0 | 0.54631 | -0.0019946 | 0 | 77.6981 | 77.6736 | 77.6736 | -0.00075526 | -0.0016739 | -0.00020356 | 0 | 0 | 0 | 0 | -0.00011221 | -0.0011587 | -0.00070276 | -1.691e-05 | -0.00059714 | -0.000227 | 0.0034529 | 0.00072422 | 0 | 0 | 0 | 0 | 0 | 0 | 0 | 0 | 0 | 0 | 0 | 0.073114 | 0 | 0 | 0 | 0 | 0.88804 | 0 | 0 | 0
5 | 126 | 7 | 73.4 | 1.5477 | 75.5787 | 0 | 4.0973 | 0.0073223 | 0 | 77.6736 | 77.7634 | 77.7634 | -0.00075097 | -0.0016644 | -0.0002024 | 0 | 0 | 0.0027136 | 0.0011574 | -0.00011157 | 0.0011801 | 0.00058771 | -1.6814e-05 | -0.00059374 | -0.0002255 | 0.0043383 | 0.00091055 | 0 | 0 | 0 | 0 | 0 | 0 | 0 | 0 | 0 | 0 | 0 | 0.3965 | 0 | 0 | 0 | 0 | 1.1512 | 0 | 0 | 0
5 | 126 | 8 | 75.2 | 1.7449 | 75.5787 | 0 | 4.0973 | 0.017544 | 0 | 77.7634 | 77.9784 | 77.9784 | -0.00045044 | -0.00099832 | -0.0001214 | 0 | 0 | 0.0039803 | 0.0016221 | -6.7114e-05 | 0.0027118 | 0.00088345 | -1.0085e-05 | -0.00035613 | -0.00014778 | 0.0086767 | 0.0018211 | 0 | 0 | 0 | 0 | 0 | 0 | 0 | 0 | 0 | 0 | 0 | 0.3964 | 0 | 0 | 0 | 0 | 1.3485 | 0 | 0 | 0
5 | 126 | 9 | 78.8 | 1.7279 | 75.5787 | 0 | 3.551 | 0.028962 | 0 | 77.9784 | 78.3333 | 78.3333 | 0.00014438 | 0.00031999 | 3.8913e-05 | 0 | 0 | 0.0077298 | 0.0042538 | 2.1485e-05 | 0.0076876 | 0.0024869 | 3.2327e-06 | 0.00011415 | 3.7465e-05 | 0.0050623 | 0.0010617 | 0 | 0 | 0 | 0 | 0 | 0 | 0 | 0 | 0 | 0 | 0 | 0.34647 | 0 | 0 | 0 | 0 | 1.3814 | 0 | 0 | 0
5 | 126 | 10 | 82.4 | 1.7605 | 75.5787 | 0 | 3.551 | 0.038827 | 0 | 78.3333 | 78.8091 | 78.8091 | 0.00071461 | 0.0015838 | 0.0001926 | 0 | 0 | 0.0083351 | 0.0068049 | 0.00010744 | 0.013102 | 0.0032919 | 1.6e-05 | 0.00056499 | 0.00036598 | 0.0030973 | 0.00065039 | 0 | 0 | 0 | 0 | 0 | 0 | 0 | 0 | 0 | 0 | 0 | 0.34623 | 0 | 0 | 0 | 0 | 1.4143 | 0 | 0 | 0
5 | 126 | 11 | 86 | 1.7931 | 75.5787 | 0 | 3.551 | 0.048284 | 0 | 78.8091 | 79.4009 | 79.4009 | 0.0012636 | 0.0028005 | 0.00034056 | 0 | 0 | 0.0089073 | 0.0084129 | 0.00018914 | 0.017209 | 0.0038327 | 2.8292e-05 | 0.00099904 | 0.00055293 | 0.0030973 | 0.00065039 | 0 | 0 | 0 | 0 | 0 | 0 | 0 | 0 | 0 | 0 | 0 | 0.34595 | 0 | 0 | 0 | 0 | 1.4472 | 0 | 0 | 0
5 | 126 | 12 | 87.8 | 1.9249 | 75.5787 | 0 | 2.513 | 0.052826 | 0.0039366 | 79.4009 | 80.0482 | 80 | 0.0014759 | 0.0032711 | 0.00039778 | 0 | 0 | 0.0085587 | 0.0092661 | 0.00022079 | 0.019286 | 0.0034876 | 3.3046e-05 | 0.0011669 | 0.00066411 | 0.0041315 | 0.0008666 | 0 | 0 | 0 | 0 | 0 | 0 | 0.2266 | 0 | 0 | 0 | 0 | 0.25111 | 0 | 0 | 0 | 0 | 1.4472 | 0 | 0 | 0
5 | 126 | 13 | 91.4 | 4.8884 | 75.5787 | 0 | 2.513 | 0.055992 | 0.055992 | 80 | 80.6862 | 80 | 0.0020032 | 0.0044398 | 0.0005399 | 0 | 0 | 0.0083066 | 0.0093412 | 0.00030064 | 0.020541 | 0.0040821 | 4.4852e-05 | 0.0015838 | 0.0010613 | 0.0030973 | 0.00065039 | 0 | 0 | 0 | 0 | 0 | 0 | 3.223 | 0 | 0 | 0 | 0 | 0.25111 | 0 | 0 | 0 | 0 | 1.4143 | 0 | 0 | 0
5 | 126 | 14 | 95 | 4.9841 | 75.5787 | 0 | 2.0214 | 0.059005 | 0.059005 | 80 | 80.7231 | 80 | 0.0026358 | 0.0058419 | 0.0007104 | 0 | 0 | 0.0079595 | 0.0085891 | 0.00039653 | 0.020725 | 0.0052592 | 5.9016e-05 | 0.002084 | 0.0016192 | 0.0025838 | 0.00054141 | 0 | 0 | 0 | 0 | 0 | 0 | 3.3964 | 0 | 0 | 0 | 0 | 0.20632 | 0 | 0 | 0 | 0 | 1.3814 | 0 | 0 | 0
5 | 126 | 15 | 93.2 | 14.0052 | 75.5787 | 0 | 2.0214 | 0.053085 | 0.21628 | 80 | 80.6506 | 78 | 0.0023195 | 0.0051408 | 0.00062515 | 0 | 0 | 0.0069601 | 0.0072542 | 0.00035142 | 0.018273 | 0.0051241 | 5.1934e-05 | 0.0018339 | 0.0019014 | 0.0026854 | 0.00056426 | 0 | 0 | 0 | 0 | 0 | 0 | 12.4494 | 0 | 0 | 0 | 0 | 0.2073 | 0 | 0 | 0 | 0 | 1.3485 | 0 | 0 | 0
5 | 126 | 16 | 98.6 | 4.8398 | 75.5787 | 0 | 2.0214 | 0.055909 | 0.055909 | 78 | 78.6852 | 78 | 0.0036199 | 0.0080228 | 0.00097562 | 0 | 0 | 0.0053431 | 0.0055493 | 0.0005412 | 0.01759 | 0.0062058 | 8.1049e-05 | 0.002862 | 0.0018686 | 0.0026854 | 0.00056426 | 0 | 0 | 0 | 0 | 0 | 0 | 3.2182 | 0 | 0 | 0 | 0 | 0.2073 | 0 | 0 | 0 | 0 | 1.4143 | 0 | 0 | 0
5 | 126 | 17 | 98.6 | 4.6979 | 75.5787 | 0 | 2.0214 | 0.048873 | 0.048873 | 78 | 78.5989 | 78 | 0.0036199 | 0.0080228 | 0.00097562 | 0 | 0 | 0.0042433 | 0.0034114 | 0.00054288 | 0.012905 | 0.0052312 | 8.1049e-05 | 0.002862 | 0.0022267 | 0.0039265 | 0.00082442 | 0 | 0 | 0 | 0 | 0 | 0 | 2.8132 | 0 | 0 | 0 | 0 | 0.2073 | 0 | 0 | 0 | 0 | 1.6774 | 0 | 0 | 0
5 | 126 | 18 | 96.8 | 4.691 | 75.5787 | 0 | 3.4418 | 0.039077 | 0.039077 | 78 | 78.4789 | 78 | 0.0033036 | 0.0073218 | 0.00089037 | 0 | 0 | 0.0033074 | 0.0014319 | 0.00048974 | 0.0085469 | 0.00459 | 7.3967e-05 | 0.0026119 | 0.0013848 | 0.0042349 | 0.00088946 | 0 | 0 | 0 | 0 | 0 | 0 | 2.2493 | 0 | 0 | 0 | 0 | 0.33668 | 0 | 0 | 0 | 0 | 2.105 | 0 | 0 | 0
5 | 126 | 19 | 91.4 | 3.91 | 75.5787 | 0 | 3.4418 | 0.02608 | 0.02608 | 78 | 78.3196 | 78 | 0.0023547 | 0.0052187 | 0.00063462 | 0 | 0 | 0.0018294 | 0.00029194 | 0.00035107 | 0.0040004 | 0.0029387 | 5.2721e-05 | 0.0018617 | 0.0010468 | 0.0045452 | 0.0009545 | 0 | 0 | 0 | 0 | 0 | 0 | 1.5012 | 0 | 0 | 0 | 0 | 0.33668 | 0 | 0 | 0 | 0 | 2.0721 | 0 | 0 | 0
5 | 126 | 20 | 84.2 | 3.2302 | 75.5787 | 0 | 3.4418 | 0.016556 | 0.016556 | 78 | 78.2029 | 78 | 0.0010895 | 0.0024146 | 0.00029363 | 0 | 0 | 0 | 0 | 0.00016269 | 0.0016714 | 0.001014 | 2.4393e-05 | 0.00086137 | 0.00040145 | 0.0071272 | 0.0014959 | 0 | 0 | 0 | 0 | 0 | 0 | 0.95299 | 0 | 0 | 0 | 0 | 0.33668 | 0 | 0 | 0 | 0 | 1.9405 | 0 | 0 | 0
5 | 126 | 21 | 84.2 | 3.1258 | 75.5787 | 0 | 3.4418 | 0.016457 | 0.016457 | 78 | 78.2017 | 78 | 0.0010895 | 0.0024146 | 0.00029363 | 0 | 0 | 0 | 0 | 0.00016145 | 0.0016714 | 0.0010136 | 2.4393e-05 | 0.00086137 | 0.00030436 | 0.0071272 | 0.0014959 | 0 | 0 | 0 | 0 | 0 | 0 | 0.94731 | 0 | 0 | 0 | 0 | 0.33668 | 0 | 0 | 0 | 0 | 1.8419 | 0 | 0 | 0
5 | 126 | 22 | 80.6 | 2.7252 | 75.5787 | 0 | 2.7862 | 0.012249 | 0.012249 | 78 | 78.1501 | 78 | 0.00045688 | 0.0010126 | 0.00012314 | 0 | 0 | 0 | 0 | 6.7611e-05 | 0.00070093 | 0.00042505 | 1.023e-05 | 0.00036122 | 8.8912e-05 | 0.0074411 | 0.0015609 | 0 | 0 | 0 | 0 | 0 | 0 | 0.70504 | 0 | 0 | 0 | 0 | 0.27697 | 0 | 0 | 0 | 0 | 1.7432 | 0 | 0 | 0
5 | 126 | 23 | 80.6 | 2.4602 | 75.5787 | 0 | 2.7862 | 0.012216 | 0.012216 | 78 | 78.1497 | 78 | 0.00045688 | 0.0010126 | 0.00012314 | 0 | 0 | 0 | 0 | 6.7084e-05 | 0.00070093 | 0.0004249 | 1.023e-05 | 0.00036122 | 5.6722e-05 | 0.0074411 | 0.0015609 | 0 | 0 | 0 | 0 | 0 | 0 | 0.70315 | 0 | 0 | 0 | 0 | 0.27697 | 0 | 0 | 0 | 0 | 1.4801 | 0 | 0 | 0
5 | 126 | 24 | 78.8 | 1.8064 | 75.5787 | 0 | 0.46437 | 0.0091023 | 0.0091023 | 78 | 78.1115 | 78 | 0.00014058 | 0.00031157 | 3.7888e-05 | 0 | 0 | 0 | 0 | 2.0542e-05 | 0.00021567 | 0.00013071 | 3.1475e-06 | 0.00011114 | 5.9584e-06 | 0.0067153 | 0.0014098 | 0 | 0 | 0 | 0 | 0 | 0 | 0.52394 | 0 | 0 | 0 | 0 | 0.065489 | 0 | 0 | 0 | 0 | 1.2169 | 0 | 0 | 0
5 | 127 | 1 | 75.2 | 0.98611 | 75.8145 | 0 | 0.46307 | -0.0014124 | 0 | 78 | 77.9827 | 77.9827 | -0.00049202 | -0.0010905 | -0.00013261 | 0 | 0 | 0 | 0 | -7.2685e-05 | -0.00075484 | -0.00045771 | -1.1016e-05 | -0.00038901 | -7.8652e-05 | 0.0020667 | 0.00043418 | 0 | 0 | 0 | 0 | 0 | 0 | 0 | 0 | 0 | 0 | 0 | 0.065178 | 0 | 0 | 0 | 0 | 0.92093 | 0 | 0 | 0
5 | 127 | 2 | 73.4 | 0.92035 | 75.8145 | 0 | 0.46307 | -0.0036198 | 0 | 77.9827 | 77.9383 | 77.9383 | -0.00080528 | -0.0017848 | -0.00021704 | 0 | 0 | 0 | 0 | -0.00011852 | -0.0012354 | -0.00074899 | -1.803e-05 | -0.00063668 | -0.00012173 | 0.0020667 | 0.00043418 | 0 | 0 | 0 | 0 | 0 | 0 | 0 | 0 | 0 | 0 | 0 | 0.0652 | 0 | 0 | 0 | 0 | 0.85515 | 0 | 0 | 0
5 | 127 | 3 | 73.4 | 0.88748 | 75.8145 | 0 | 0.46307 | -0.0035206 | 0 | 77.9383 | 77.8952 | 77.8952 | -0.00079748 | -0.0017675 | -0.00021494 | 0 | 0 | 0 | 0 | -0.0001164 | -0.0012235 | -0.00074147 | -1.7856e-05 | -0.00063052 | -7.7624e-05 | 0.0020667 | 0.00043418 | 0 | 0 | 0 | 0 | 0 | 0 | 0 | 0 | 0 | 0 | 0 | 0.065222 | 0 | 0 | 0 | 0 | 0.82226 | 0 | 0 | 0
5 | 127 | 4 | 71.6 | 0.85462 | 75.8145 | 0 | 0.46307 | -0.0057115 | 0 | 77.8952 | 77.8252 | 77.8252 | -0.0011062 | -0.0024517 | -0.00029814 | 0 | 0 | 0 | 0 | -0.00016202 | -0.0016971 | -0.0010287 | -2.4768e-05 | -0.0008746 | -0.00013498 | 0.0020667 | 0.00043418 | 0 | 0 | 0 | 0 | 0 | 0 | 0 | 0 | 0 | 0 | 0 | 0.065256 | 0 | 0 | 0 | 0 | 0.78937 | 0 | 0 | 0
5 | 127 | 5 | 71.6 | 0.85466 | 75.8145 | 0 | 0.46307 | -0.0056517 | 0 | 77.8252 | 77.7559 | 77.7559 | -0.0010939 | -0.0024244 | -0.00029482 | 0 | 0 | 0 | 0 | -0.00016031 | -0.0016782 | -0.0010172 | -2.4493e-05 | -0.00086487 | -0.00016001 | 0.0020667 | 0.00043418 | 0 | 0 | 0 | 0 | 0 | 0 | 0 | 0 | 0 | 0 | 0 | 0.06529 | 0 | 0 | 0 | 0 | 0.78937 | 0 | 0 | 0
5 | 127 | 6 | 69.8 | 0.96077 | 75.8145 | 0 | 0.54479 | -0.0065249 | 0 | 77.7559 | 77.676 | 77.676 | -0.001398 | -0.0030985 | -0.00037679 | 0 | 0 | 0 | 0 | -0.00020642 | -0.0021448 | -0.0013005 | -3.1302e-05 | -0.0011053 | -0.00031617 | 0.0034529 | 0.00072422 | 0 | 0 | 0 | 0 | 0 | 0 | 0 | 0 | 0 | 0 | 0 | 0.072737 | 0 | 0 | 0 | 0 | 0.88804 | 0 | 0 | 0
5 | 127 | 7 | 71.6 | 1.5449 | 75.8145 | 0 | 4.0859 | 0.0031924 | 0 | 77.676 | 77.7151 | 77.7151 | -0.0010677 | -0.0023663 | -0.00028776 | 0 | 0 | 0.0028076 | 0.0012523 | -0.00015629 | -0.00023021 | -7.5451e-05 | -2.3905e-05 | -0.00084414 | -0.00015402 | 0.0043383 | 0.00091055 | 0 | 0 | 0 | 0 | 0 | 0 | 0 | 0 | 0 | 0 | 0 | 0.39371 | 0 | 0 | 0 | 0 | 1.1512 | 0 | 0 | 0
5 | 127 | 8 | 73.4 | 1.7421 | 75.8145 | 0 | 4.0859 | 0.020705 | 0 | 77.7151 | 77.9688 | 77.9688 | -0.00075825 | -0.0016805 | -0.00020436 | 0 | 0 | 0.005089 | 0.0033047 | -0.00011 | 0.0041297 | 0.0011038 | -1.6977e-05 | -0.0005995 | -5.024e-05 | 0.0086767 | 0.0018211 | 0 | 0 | 0 | 0 | 0 | 0 | 0 | 0 | 0 | 0 | 0 | 0.39359 | 0 | 0 | 0 | 0 | 1.3485 | 0 | 0 | 0
5 | 127 | 9 | 75.2 | 1.7254 | 75.8145 | 0 | 3.5411 | 0.025059 | 0 | 77.9688 | 78.2759 | 78.2759 | -0.00048654 | -0.0010783 | -0.00013113 | 0 | 0 | 0.0061818 | 0.0054385 | -7.1699e-05 | 0.0080416 | 0.0015143 | -1.0894e-05 | -0.00038468 | -7.7575e-05 | 0.0050623 | 0.0010617 | 0 | 0 | 0 | 0 | 0 | 0 | 0 | 0 | 0 | 0 | 0 | 0.34405 | 0 | 0 | 0 | 0 | 1.3814 | 0 | 0 | 0
5 | 127 | 10 | 75.2 | 1.7582 | 75.8145 | 0 | 3.5411 | 0.029624 | 0 | 78.2759 | 78.639 | 78.639 | -0.00054051 | -0.0011979 | -0.00014568 | 0 | 0 | 0.0075634 | 0.0071621 | -7.984e-05 | 0.011743 | 0.0019192 | -1.2102e-05 | -0.00042734 | -0.00010848 | 0.0030973 | 0.00065039 | 0 | 0 | 0 | 0 | 0 | 0 | 0 | 0 | 0 | 0 | 0 | 0.34388 | 0 | 0 | 0 | 0 | 1.4143 | 0 | 0 | 0
5 | 127 | 11 | 80.6 | 1.7908 | 75.8145 | 0 | 3.5411 | 0.041585 | 0 | 78.639 | 79.1486 | 79.1486 | 0.00034459 | 0.00076373 | 9.2874e-05 | 0 | 0 | 0.0084819 | 0.0086022 | 5.109e-05 | 0.016257 | 0.0028996 | 7.7155e-06 | 0.00027245 | 6.4222e-05 | 0.0030973 | 0.00065039 | 0 | 0 | 0 | 0 | 0 | 0 | 0 | 0 | 0 | 0 | 0 | 0.34363 | 0 | 0 | 0 | 0 | 1.4472 | 0 | 0 | 0
5 | 127 | 12 | 84.2 | 1.6967 | 75.8145 | 0 | 2.506 | 0.048424 | 0 | 79.1486 | 79.7421 | 79.7421 | 0.00088764 | 0.0019673 | 0.00023923 | 0 | 0 | 0.008176 | 0.0094369 | 0.00013088 | 0.018858 | 0.0028689 | 1.9874e-05 | 0.0007018 | 0.00013975 | 0.0041315 | 0.0008666 | 0 | 0 | 0 | 0 | 0 | 0 | 0 | 0 | 0 | 0 | 0 | 0.24951 | 0 | 0 | 0 | 0 | 1.4472 | 0 | 0 | 0
5 | 127 | 13 | 89.6 | 3.5638 | 75.8145 | 0 | 2.506 | 0.054058 | 0.03301 | 79.7421 | 80.4045 | 80 | 0.0017323 | 0.0038392 | 0.00046687 | 0 | 0 | 0.0082268 | 0.0095009 | 0.00025653 | 0.020569 | 0.0038781 | 3.8785e-05 | 0.0013696 | 0.00043228 | 0.0030973 | 0.00065039 | 0 | 0 | 0 | 0 | 0 | 0 | 1.9001 | 0 | 0 | 0 | 0 | 0.24938 | 0 | 0 | 0 | 0 | 1.4143 | 0 | 0 | 0
5 | 127 | 14 | 91.4 | 4.706 | 75.8145 | 0 | 2.0157 | 0.054197 | 0.054197 | 80 | 80.6642 | 80 | 0.0020032 | 0.0044398 | 0.0005399 | 0 | 0 | 0.0084993 | 0.0085221 | 0.00029815 | 0.019604 | 0.0047755 | 4.4852e-05 | 0.0015838 | 0.00076121 | 0.0025838 | 0.00054141 | 0 | 0 | 0 | 0 | 0 | 0 | 3.1196 | 0 | 0 | 0 | 0 | 0.20493 | 0 | 0 | 0 | 0 | 1.3814 | 0 | 0 | 0
5 | 127 | 15 | 91.4 | 13.8372 | 75.8145 | 0 | 2.0157 | 0.05019 | 0.21339 | 80 | 80.6151 | 78 | 0.0020032 | 0.0044398 | 0.0005399 | 0 | 0 | 0.0069942 | 0.0073107 | 0.00029951 | 0.017917 | 0.0048448 | 4.4852e-05 | 0.0015838 | 0.00096194 | 0.0026854 | 0.00056426 | 0 | 0 | 0 | 0 | 0 | 0 | 12.2828 | 0 | 0 | 0 | 0 | 0.20591 | 0 | 0 | 0 | 0 | 1.3485 | 0 | 0 | 0
5 | 127 | 16 | 89.6 | 4.1281 | 75.8145 | 0 | 2.0157 | 0.043569 | 0.043569 | 78 | 78.5339 | 78 | 0.0020384 | 0.0045177 | 0.00054938 | 0 | 0 | 0.0057018 | 0.0054523 | 0.00029816 | 0.014958 | 0.0047058 | 4.5639e-05 | 0.0016116 | 0.00044075 | 0.0026854 | 0.00056426 | 0 | 0 | 0 | 0 | 0 | 0 | 2.5079 | 0 | 0 | 0 | 0 | 0.20591 | 0 | 0 | 0 | 0 | 1.4143 | 0 | 0 | 0
5 | 127 | 17 | 89.6 | 4.0963 | 75.8145 | 0 | 2.0157 | 0.038446 | 0.038446 | 78 | 78.4712 | 78 | 0.0020384 | 0.0045177 | 0.00054938 | 0 | 0 | 0.0053203 | 0.0033852 | 0.00030073 | 0.011038 | 0.0043368 | 4.5639e-05 | 0.0016116 | 0.00055142 | 0.0039265 | 0.00082442 | 0 | 0 | 0 | 0 | 0 | 0 | 2.213 | 0 | 0 | 0 | 0 | 0.20591 | 0 | 0 | 0 | 0 | 1.6774 | 0 | 0 | 0
5 | 127 | 18 | 87.8 | 4.0652 | 75.8145 | 0 | 3.4322 | 0.028247 | 0.028247 | 78 | 78.3462 | 78 | 0.0017221 | 0.0038167 | 0.00046413 | 0 | 0 | 0.0038851 | 0.00159 | 0.00025504 | 0.0063104 | 0.0031259 | 3.8557e-05 | 0.0013615 | 0.00055297 | 0.0042349 | 0.00088946 | 0 | 0 | 0 | 0 | 0 | 0 | 1.6259 | 0 | 0 | 0 | 0 | 0.33431 | 0 | 0 | 0 | 0 | 2.105 | 0 | 0 | 0
5 | 127 | 19 | 84.2 | 3.3692 | 75.8145 | 0 | 3.4322 | 0.016727 | 0.016727 | 78 | 78.205 | 78 | 0.0010895 | 0.0024146 | 0.00029363 | 0 | 0 | 0.001933 | 0.00031624 | 0.00016114 | 0.0020939 | 0.0017778 | 2.4393e-05 | 0.00086137 | 0.00026124 | 0.0045452 | 0.0009545 | 0 | 0 | 0 | 0 | 0 | 0 | 0.96281 | 0 | 0 | 0 | 0 | 0.33431 | 0 | 0 | 0 | 0 | 2.0721 | 0 | 0 | 0
5 | 127 | 20 | 80.6 | 2.9571 | 75.8145 | 0 | 3.4322 | 0.011852 | 0.011852 | 78 | 78.1453 | 78 | 0.00045688 | 0.0010126 | 0.00012314 | 0 | 0 | 0 | 0 | 6.7435e-05 | 0.00070093 | 0.00042505 | 1.023e-05 | 0.00036122 | 7.1816e-05 | 0.0071272 | 0.0014959 | 0 | 0 | 0 | 0 | 0 | 0 | 0.68224 | 0 | 0 | 0 | 0 | 0.33431 | 0 | 0 | 0 | 0 | 1.9405 | 0 | 0 | 0
5 | 127 | 21 | 80.6 | 2.8605 | 75.8145 | 0 | 3.4322 | 0.011889 | 0.011889 | 78 | 78.1457 | 78 | 0.00045688 | 0.0010126 | 0.00012314 | 0 | 0 | 0 | 0 | 6.7677e-05 | 0.00070093 | 0.00042506 | 1.023e-05 | 0.00036122 | 0.00010779 | 0.0071272 | 0.0014959 | 0 | 0 | 0 | 0 | 0 | 0 | 0.68432 | 0 | 0 | 0 | 0 | 0.33431 | 0 | 0 | 0 | 0 | 1.8419 | 0 | 0 | 0
5 | 127 | 22 | 77 | 2.0182 | 75.8145 | 0 | 2.7784 | 0.0062028 | 0 | 78 | 78.076 | 78 | -0.00017572 | -0.00038946 | -4.736e-05 | 0 | 0 | 0 | 0 | -2.5952e-05 | -0.00026959 | -0.00016346 | -3.9344e-06 | -0.00013893 | -2.3826e-05 | 0.0074411 | 0.0015609 | 0 | 0 | 0 | 0 | 0 | 0 | 0 | 0 | 0 | 0 | 0 | 0.27505 | 0 | 0 | 0 | 0 | 1.7432 | 0 | 0 | 0
5 | 127 | 23 | 73.4 | 1.7551 | 75.8145 | 0 | 2.7784 | 0.0017064 | 0 | 78 | 78.0209 | 78 | -0.00080832 | -0.0017915 | -0.00021786 | 0 | 0 | 0 | 0 | -0.00011945 | -0.0012401 | -0.00075195 | -1.8098e-05 | -0.00063908 | -0.00014834 | 0.0074411 | 0.0015609 | 0 | 0 | 0 | 0 | 0 | 0 | 0 | 0 | 0 | 0 | 0 | 0.27505 | 0 | 0 | 0 | 0 | 1.4801 | 0 | 0 | 0
5 | 127 | 24 | 73.4 | 1.2821 | 75.8145 | 0 | 0.46307 | 0.0010074 | 0 | 78 | 78.0123 | 78 | -0.00080832 | -0.0017915 | -0.00021786 | 0 | 0 | 0 | 0 | -0.00011874 | -0.0012401 | -0.00075176 | -1.8098e-05 | -0.00063908 | -0.00012238 | 0.0067153 | 0.0014098 | 0 | 0 | 0 | 0 | 0 | 0 | 0 | 0 | 0 | 0 | 0 | 0.06517 | 0 | 0 | 0 | 0 | 1.2169 | 0 | 0 | 0
5 | 128 | 1 | 71.6 | 0.98581 | 76.0496 | 0 | 0.46177 | -0.0058426 | 0 | 78 | 77.9284 | 77.9284 | -0.0011246 | -0.0024925 | -0.0003031 | 0 | 0 | 0 | 0 | -0.00016471 | -0.0017254 | -0.0010458 | -2.518e-05 | -0.00088916 | -0.00013886 | 0.0020667 | 0.00043418 | 0 | 0 | 0 | 0 | 0 | 0 | 0 | 0 | 0 | 0 | 0 | 0.064887 | 0 | 0 | 0 | 0 | 0.92093 | 0 | 0 | 0
5 | 128 | 2 | 71.6 | 0.92007 | 76.0496 | 0 | 0.46177 | -0.0058114 | 0 | 77.9284 | 77.8572 | 77.8572 | -0.001112 | -0.0024646 | -0.00029971 | 0 | 0 | 0 | 0 | -0.00016343 | -0.0017061 | -0.0010342 | -2.4899e-05 | -0.00087921 | -0.00019386 | 0.0020667 | 0.00043418 | 0 | 0 | 0 | 0 | 0 | 0 | 0 | 0 | 0 | 0 | 0 | 0.064922 | 0 | 0 | 0 | 0 | 0.85515 | 0 | 0 | 0
5 | 128 | 3 | 69.8 | 0.88723 | 76.0496 | 0 | 0.46177 | -0.0080901 | 0 | 77.8572 | 77.758 | 77.758 | -0.0014158 | -0.0031379 | -0.00038159 | 0 | 0 | 0 | 0 | -0.00020958 | -0.0021721 | -0.0013172 | -3.17e-05 | -0.0011194 | -0.00037143 | 0.0020667 | 0.00043418 | 0 | 0 | 0 | 0 | 0 | 0 | 0 | 0 | 0 | 0 | 0 | 0.064971 | 0 | 0 | 0 | 0 | 0.82226 | 0 | 0 | 0
5 | 128 | 4 | 68.9 | 0.85439 | 76.0496 | 0 | 0.46177 | -0.0090117 | 0 | 77.758 | 77.6476 | 77.6476 | -0.0015565 | -0.0034498 | -0.00041952 | 0 | 0 | 0 | 0 | -0.00022908 | -0.002388 | -0.0014477 | -3.4851e-05 | -0.0012307 | -0.00032211 | 0.0020667 | 0.00043418 | 0 | 0 | 0 | 0 | 0 | 0 | 0 | 0 | 0 | 0 | 0 | 0.065025 | 0 | 0 | 0 | 0 | 0.78937 | 0 | 0 | 0
5 | 128 | 5 | 68 | 0.85445 | 76.0496 | 0 | 0.46177 | -0.0099304 | 0 | 77.6476 | 77.5259 | 77.5259 | -0.0016953 | -0.0037573 | -0.00045691 | 0 | 0 | 0 | 0 | -0.00024823 | -0.0026009 | -0.0015764 | -3.7958e-05 | -0.0013404 | -0.00028372 | 0.0020667 | 0.00043418 | 0 | 0 | 0 | 0 | 0 | 0 | 0 | 0 | 0 | 0 | 0 | 0.065085 | 0 | 0 | 0 | 0 | 0.78937 | 0 | 0 | 0
5 | 128 | 6 | 68 | 0.96052 | 76.0496 | 0 | 0.54326 | -0.0084746 | 0 | 77.5259 | 77.422 | 77.422 | -0.0016739 | -0.0037099 | -0.00045115 | 0 | 0 | 0 | 0 | -0.00024619 | -0.0025681 | -0.0015568 | -3.7479e-05 | -0.0013234 | -0.00036051 | 0.0034529 | 0.00072422 | 0 | 0 | 0 | 0 | 0 | 0 | 0 | 0 | 0 | 0 | 0 | 0.072488 | 0 | 0 | 0 | 0 | 0.88804 | 0 | 0 | 0
5 | 128 | 7 | 71.6 | 1.5422 | 76.0496 | 0 | 4.0744 | 0.003116 | 0 | 77.422 | 77.4602 | 77.4602 | -0.0010231 | -0.0022674 | -0.00027573 | 0 | 0 | 0.0029717 | 0.0013297 | -0.00015172 | -0.00046837 | -0.0002244 | -2.2906e-05 | -0.00080886 | -0.00028123 | 0.0043383 | 0.00091055 | 0 | 0 | 0 | 0 | 0 | 0 | 0 | 0 | 0 | 0 | 0 | 0.39102 | 0 | 0 | 0 | 0 | 1.1512 | 0 | 0 | 0
5 | 128 | 8 | 73.4 | 1.7394 | 76.0496 | 0 | 4.0744 | 0.021725 | 0 | 77.4602 | 77.7265 | 77.7265 | -0.00071347 | -0.0015813 | -0.00019229 | 0 | 0 | 0.0052882 | 0.0034414 | -0.00010629 | 0.0046029 | 0.0013142 | -1.5975e-05 | -0.00056409 | -0.00024607 | 0.0086767 | 0.0018211 | 0 | 0 | 0 | 0 | 0 | 0 | 0 | 0 | 0 | 0 | 0 | 0.3909 | 0 | 0 | 0 | 0 | 1.3485 | 0 | 0 | 0
5 | 128 | 9 | 77 | 1.7231 | 76.0496 | 0 | 3.5312 | 0.025333 | 0 | 77.7265 | 78.0369 | 78.0369 | -0.00012766 | -0.00028293 | -3.4406e-05 | 0 | 0 | 0.0074954 | 0.0039812 | -1.9142e-05 | 0.0064435 | 0.0019112 | -2.8582e-06 | -0.00010093 | -5.4028e-05 | 0.0050623 | 0.0010617 | 0 | 0 | 0 | 0 | 0 | 0 | 0 | 0 | 0 | 0 | 0 | 0.34174 | 0 | 0 | 0 | 0 | 1.3814 | 0 | 0 | 0
5 | 128 | 10 | 80.6 | 1.7558 | 76.0496 | 0 | 3.5312 | 0.037524 | 0 | 78.0369 | 78.4968 | 78.4968 | 0.00045039 | 0.0009982 | 0.00012139 | 0 | 0 | 0.008162 | 0.0071187 | 6.7199e-05 | 0.013299 | 0.0030458 | 1.0084e-05 | 0.00035609 | 0.00014777 | 0.0030973 | 0.00065039 | 0 | 0 | 0 | 0 | 0 | 0 | 0 | 0 | 0 | 0 | 0 | 0.34151 | 0 | 0 | 0 | 0 | 1.4143 | 0 | 0 | 0
5 | 128 | 11 | 84.2 | 1.7884 | 76.0496 | 0 | 3.5312 | 0.046094 | 0 | 78.4968 | 79.0617 | 79.0617 | 0.0010022 | 0.0022212 | 0.0002701 | 0 | 0 | 0.0082813 | 0.0086112 | 0.00015035 | 0.017115 | 0.0034059 | 2.2439e-05 | 0.00079235 | 0.00047505 | 0.0030973 | 0.00065039 | 0 | 0 | 0 | 0 | 0 | 0 | 0 | 0 | 0 | 0 | 0 | 0.34124 | 0 | 0 | 0 | 0 | 1.4472 | 0 | 0 | 0
5 | 128 | 12 | 87.8 | 1.695 | 76.0496 | 0 | 2.499 | 0.054032 | 0 | 79.0617 | 79.7239 | 79.7239 | 0.0015355 | 0.0034032 | 0.00041385 | 0 | 0 | 0.0089105 | 0.0093388 | 0.00023092 | 0.019454 | 0.0036432 | 3.438e-05 | 0.001214 | 0.00085487 | 0.0041315 | 0.0008666 | 0 | 0 | 0 | 0 | 0 | 0 | 0 | 0 | 0 | 0 | 0 | 0.24779 | 0 | 0 | 0 | 0 | 1.4472 | 0 | 0 | 0
5 | 128 | 13 | 89.6 | 3.3358 | 76.0496 | 0 | 2.499 | 0.051613 | 0.02908 | 79.7239 | 80.3564 | 80 | 0.0017355 | 0.0038463 | 0.00046773 | 0 | 0 | 0.010349 | 0.0079663 | 0.00026025 | 0.016814 | 0.0041209 | 3.8857e-05 | 0.0013721 | 0.00089392 | 0.0030973 | 0.00065039 | 0 | 0 | 0 | 0 | 0 | 0 | 1.6739 | 0 | 0 | 0 | 0 | 0.24766 | 0 | 0 | 0 | 0 | 1.4143 | 0 | 0 | 0
5 | 128 | 14 | 87.8 | 4.1689 | 76.0496 | 0 | 2.01 | 0.044891 | 0.044891 | 80 | 80.5501 | 80 | 0.0013706 | 0.0030378 | 0.00036941 | 0 | 0 | 0.011341 | 0.0059607 | 0.0002072 | 0.012933 | 0.0044479 | 3.0689e-05 | 0.0010837 | 0.00098332 | 0.0025838 | 0.00054141 | 0 | 0 | 0 | 0 | 0 | 0 | 2.584 | 0 | 0 | 0 | 0 | 0.20355 | 0 | 0 | 0 | 0 | 1.3814 | 0 | 0 | 0
5 | 128 | 15 | 89.6 | 13.4919 | 76.0496 | 0 | 2.01 | 0.044216 | 0.20741 | 80 | 80.5419 | 78 | 0.0016869 | 0.0037388 | 0.00045466 | 0 | 0 | 0.010305 | 0.0054291 | 0.00025468 | 0.012235 | 0.0043519 | 3.777e-05 | 0.0013337 | 0.0011387 | 0.0026854 | 0.00056426 | 0 | 0 | 0 | 0 | 0 | 0 | 11.9389 | 0 | 0 | 0 | 0 | 0.20453 | 0 | 0 | 0 | 0 | 1.3485 | 0 | 0 | 0
5 | 128 | 16 | 91.4 | 4.0737 | 76.0496 | 0 | 2.01 | 0.042648 | 0.042648 | 78 | 78.5227 | 78 | 0.0023547 | 0.0052187 | 0.00063462 | 0 | 0 | 0.0083097 | 0.0039091 | 0.00035789 | 0.010356 | 0.0042418 | 5.2721e-05 | 0.0018617 | 0.0021006 | 0.0026854 | 0.00056426 | 0 | 0 | 0 | 0 | 0 | 0 | 2.4548 | 0 | 0 | 0 | 0 | 0.20453 | 0 | 0 | 0 | 0 | 1.4143 | 0 | 0 | 0
5 | 128 | 17 | 87.8 | 4.0085 | 76.0496 | 0 | 2.01 | 0.036944 | 0.036944 | 78 | 78.4528 | 78 | 0.0017221 | 0.0038167 | 0.00046413 | 0 | 0 | 0.0058537 | 0.0034482 | 0.00026267 | 0.0098547 | 0.0036695 | 3.8557e-05 | 0.0013615 | 0.0017015 | 0.0039265 | 0.00082442 | 0 | 0 | 0 | 0 | 0 | 0 | 2.1265 | 0 | 0 | 0 | 0 | 0.20453 | 0 | 0 | 0 | 0 | 1.6774 | 0 | 0 | 0
5 | 128 | 18 | 87.8 | 4.0396 | 76.0496 | 0 | 3.4225 | 0.027843 | 0.027843 | 78 | 78.3412 | 78 | 0.0017221 | 0.0038167 | 0.00046413 | 0 | 0 | 0.0040594 | 0.0016328 | 0.00026266 | 0.0052135 | 0.0024458 | 3.8557e-05 | 0.0013615 | 0.0017015 | 0.0042349 | 0.00088946 | 0 | 0 | 0 | 0 | 0 | 0 | 1.6027 | 0 | 0 | 0 | 0 | 0.33195 | 0 | 0 | 0 | 0 | 2.105 | 0 | 0 | 0
5 | 128 | 19 | 84.2 | 3.3617 | 76.0496 | 0 | 3.4225 | 0.016637 | 0.016637 | 78 | 78.2039 | 78 | 0.0010895 | 0.0024146 | 0.00029363 | 0 | 0 | 0.0014902 | 0.0004221 | 0.0001637 | 0.0023485 | 0.0014494 | 2.4393e-05 | 0.00086137 | 0.00058035 | 0.0045452 | 0.0009545 | 0 | 0 | 0 | 0 | 0 | 0 | 0.95767 | 0 | 0 | 0 | 0 | 0.33195 | 0 | 0 | 0 | 0 | 2.0721 | 0 | 0 | 0
5 | 128 | 20 | 82.4 | 3.102 | 76.0496 | 0 | 3.4225 | 0.014411 | 0.014411 | 78 | 78.1766 | 78 | 0.00077317 | 0.0017136 | 0.00020838 | 0 | 0 | 0 | 0 | 0.00011638 | 0.0011862 | 0.00071987 | 1.7311e-05 | 0.0006113 | 0.00044196 | 0.0071272 | 0.0014959 | 0 | 0 | 0 | 0 | 0 | 0 | 0.82953 | 0 | 0 | 0 | 0 | 0.33195 | 0 | 0 | 0 | 0 | 1.9405 | 0 | 0 | 0
5 | 128 | 21 | 82.4 | 3.0146 | 76.0496 | 0 | 3.4225 | 0.014607 | 0.014607 | 78 | 78.179 | 78 | 0.00077317 | 0.0017136 | 0.00020838 | 0 | 0 | 0 | 0 | 0.00011744 | 0.0011862 | 0.00072014 | 1.7311e-05 | 0.0006113 | 0.00063634 | 0.0071272 | 0.0014959 | 0 | 0 | 0 | 0 | 0 | 0 | 0.84079 | 0 | 0 | 0 | 0 | 0.33195 | 0 | 0 | 0 | 0 | 1.8419 | 0 | 0 | 0
5 | 128 | 22 | 77 | 2.0163 | 76.0496 | 0 | 2.7706 | 0.0060858 | 0 | 78 | 78.0746 | 78 | -0.00017572 | -0.00038946 | -4.736e-05 | 0 | 0 | 0 | 0 | -2.6719e-05 | -0.00026959 | -0.00016367 | -3.9344e-06 | -0.00013893 | -0.0001399 | 0.0074411 | 0.0015609 | 0 | 0 | 0 | 0 | 0 | 0 | 0 | 0 | 0 | 0 | 0 | 0.27314 | 0 | 0 | 0 | 0 | 1.7432 | 0 | 0 | 0
5 | 128 | 23 | 68 | 1.7532 | 76.0496 | 0 | 2.7706 | -0.0050478 | 0 | 78 | 77.9381 | 77.9381 | -0.0017572 | -0.0038946 | -0.0004736 | 0 | 0 | 0 | 0 | -0.00025988 | -0.0026959 | -0.0016347 | -3.9344e-05 | -0.0013893 | -0.00034428 | 0.0074411 | 0.0015609 | 0 | 0 | 0 | 0 | 0 | 0 | 0 | 0 | 0 | 0 | 0 | 0.27317 | 0 | 0 | 0 | 0 | 1.4801 | 0 | 0 | 0
5 | 128 | 24 | 66.2 | 1.2819 | 76.0496 | 0 | 0.46177 | -0.0084252 | 0 | 77.9381 | 77.8349 | 77.8349 | -0.0020626 | -0.0045715 | -0.00055592 | 0 | 0 | 0 | 0 | -0.00030775 | -0.0031645 | -0.0019196 | -4.6183e-05 | -0.0016308 | -0.00088161 | 0.0067153 | 0.0014098 | 0 | 0 | 0 | 0 | 0 | 0 | 0 | 0 | 0 | 0 | 0 | 0.064933 | 0 | 0 | 0 | 0 | 1.2169 | 0 | 0 | 0
5 | 129 | 1 | 66.2 | 0.98562 | 76.284 | 0 | 0.46045 | -0.013156 | 0 | 77.8349 | 77.6737 | 77.6737 | -0.0020445 | -0.0045313 | -0.00055103 | 0 | 0 | 0 | 0 | -0.00030643 | -0.0031366 | -0.0019031 | -4.5777e-05 | -0.0016164 | -0.0010877 | 0.0020667 | 0.00043418 | 0 | 0 | 0 | 0 | 0 | 0 | 0 | 0 | 0 | 0 | 0 | 0.064695 | 0 | 0 | 0 | 0 | 0.92093 | 0 | 0 | 0
5 | 129 | 2 | 66.2 | 0.91992 | 76.284 | 0 | 0.46045 | -0.012942 | 0 | 77.6737 | 77.515 | 77.515 | -0.0020162 | -0.0044685 | -0.00054339 | 0 | 0 | 0 | 0 | -0.00030217 | -0.0030931 | -0.0018767 | -4.5142e-05 | -0.001594 | -0.0010695 | 0.0020667 | 0.00043418 | 0 | 0 | 0 | 0 | 0 | 0 | 0 | 0 | 0 | 0 | 0 | 0.064773 | 0 | 0 | 0 | 0 | 0.85515 | 0 | 0 | 0
5 | 129 | 3 | 68 | 0.88709 | 76.284 | 0 | 0.46045 | -0.010136 | 0 | 77.515 | 77.3908 | 77.3908 | -0.001672 | -0.0037057 | -0.00045063 | 0 | 0 | 0 | 0 | -0.00024869 | -0.0025651 | -0.0015559 | -3.7436e-05 | -0.0013219 | -0.00064522 | 0.0020667 | 0.00043418 | 0 | 0 | 0 | 0 | 0 | 0 | 0 | 0 | 0 | 0 | 0 | 0.064834 | 0 | 0 | 0 | 0 | 0.82226 | 0 | 0 | 0
5 | 129 | 4 | 69.8 | 0.85425 | 76.284 | 0 | 0.46045 | -0.0074941 | 0 | 77.3908 | 77.299 | 77.299 | -0.0013339 | -0.0029563 | -0.0003595 | 0 | 0 | 0 | 0 | -0.00019698 | -0.0020464 | -0.0012408 | -2.9866e-05 | -0.0010546 | -0.00034244 | 0.0020667 | 0.00043418 | 0 | 0 | 0 | 0 | 0 | 0 | 0 | 0 | 0 | 0 | 0 | 0.06488 | 0 | 0 | 0 | 0 | 0.78937 | 0 | 0 | 0
5 | 129 | 5 | 68 | 0.8543 | 76.284 | 0 | 0.46045 | -0.009743 | 0 | 77.299 | 77.1796 | 77.1796 | -0.001634 | -0.0036216 | -0.0004404 | 0 | 0 | 0 | 0 | -0.00024254 | -0.0025069 | -0.0015204 | -3.6586e-05 | -0.0012919 | -0.00051536 | 0.0020667 | 0.00043418 | 0 | 0 | 0 | 0 | 0 | 0 | 0 | 0 | 0 | 0 | 0 | 0.064938 | 0 | 0 | 0 | 0 | 0.78937 | 0 | 0 | 0
5 | 129 | 6 | 66.2 | 0.96033 | 76.284 | 0 | 0.54171 | -0.010455 | 0 | 77.1796 | 77.0515 | 77.0515 | -0.0019293 | -0.0042761 | -0.00051999 | 0 | 0 | 0 | 0 | -0.0002857 | -0.00296 | -0.001795 | -4.3198e-05 | -0.0015254 | -0.00057278 | 0.0034529 | 0.00072422 | 0 | 0 | 0 | 0 | 0 | 0 | 0 | 0 | 0 | 0 | 0 | 0.072297 | 0 | 0 | 0 | 0 | 0.88804 | 0 | 0 | 0
5 | 129 | 7 | 69.8 | 1.5396 | 76.284 | 0 | 4.0628 | 0.003792 | 0 | 77.0515 | 77.0979 | 77.0979 | -0.0012742 | -0.0028241 | -0.00034343 | 0 | 0 | 0.0029071 | 0.0013142 | -0.00018741 | 0.00065714 | 0.00047791 | -2.853e-05 | -0.0010075 | -0.00023746 | 0.0043383 | 0.00091055 | 0 | 0 | 0 | 0 | 0 | 0 | 0 | 0 | 0 | 0 | 0 | 0.3884 | 0 | 0 | 0 | 0 | 1.1512 | 0 | 0 | 0
5 | 129 | 8 | 71.6 | 1.7368 | 76.284 | 0 | 4.0628 | 0.017186 | 0 | 77.0979 | 77.3085 | 77.3085 | -0.00096611 | -0.0021412 | -0.00026038 | 0 | 0 | 0.005197 | 0.0028369 | -0.0001423 | 0.0026976 | 0.00044027 | -2.1631e-05 | -0.00076383 | -0.00018849 | 0.0086767 | 0.0018211 | 0 | 0 | 0 | 0 | 0 | 0 | 0 | 0 | 0 | 0 | 0 | 0.3883 | 0 | 0 | 0 | 0 | 1.3485 | 0 | 0 | 0
5 | 129 | 9 | 73.4 | 1.7209 | 76.284 | 0 | 3.5211 | 0.024201 | 0 | 77.3085 | 77.6051 | 77.6051 | -0.00068682 | -0.0015222 | -0.00018511 | 0 | 0 | 0.0067786 | 0.0054971 | -0.00010232 | 0.0077892 | 0.001303 | -1.5378e-05 | -0.00054302 | -0.00023571 | 0.0050623 | 0.0010617 | 0 | 0 | 0 | 0 | 0 | 0 | 0 | 0 | 0 | 0 | 0 | 0.33952 | 0 | 0 | 0 | 0 | 1.3814 | 0 | 0 | 0
5 | 129 | 10 | 78.8 | 1.7536 | 76.284 | 0 | 3.5211 | 0.033714 | 0 | 77.6051 | 78.0183 | 78.0183 | 0.00020996 | 0.00046535 | 5.6589e-05 | 0 | 0 | 0.0073678 | 0.0072909 | 3.1437e-05 | 0.012237 | 0.002058 | 4.7011e-06 | 0.000166 | 7.8568e-05 | 0.0030973 | 0.00065039 | 0 | 0 | 0 | 0 | 0 | 0 | 0 | 0 | 0 | 0 | 0 | 0.33932 | 0 | 0 | 0 | 0 | 1.4143 | 0 | 0 | 0
5 | 129 | 11 | 80.6 | 1.7862 | 76.284 | 0 | 3.5211 | 0.041042 | 0 | 78.0183 | 78.5213 | 78.5213 | 0.00045366 | 0.0010055 | 0.00012227 | 0 | 0 | 0.0081139 | 0.0086716 | 6.7281e-05 | 0.015891 | 0.0024938 | 1.0157e-05 | 0.00035868 | 0.00010693 | 0.0030973 | 0.00065039 | 0 | 0 | 0 | 0 | 0 | 0 | 0 | 0 | 0 | 0 | 0 | 0.33907 | 0 | 0 | 0 | 0 | 1.4472 | 0 | 0 | 0
5 | 129 | 12 | 78.8 | 1.6936 | 76.284 | 0 | 2.4919 | 0.042179 | 0 | 78.5213 | 79.0382 | 79.0382 | 4.8975e-05 | 0.00010854 | 1.32e-05 | 0 | 0 | 0.0080496 | 0.0094379 | 7.2982e-06 | 0.017521 | 0.0019398 | 1.0965e-06 | 3.8721e-05 | 1.4788e-05 | 0.0041315 | 0.0008666 | 0 | 0 | 0 | 0 | 0 | 0 | 0 | 0 | 0 | 0 | 0 | 0.24641 | 0 | 0 | 0 | 0 | 1.4472 | 0 | 0 | 0
5 | 129 | 13 | 80.6 | 1.6604 | 76.284 | 0 | 2.4919 | 0.042364 | 0 | 79.0382 | 79.5574 | 79.5574 | 0.00027444 | 0.00060825 | 7.3967e-05 | 0 | 0 | 0.0078653 | 0.0095063 | 4.0804e-05 | 0.017938 | 0.0020133 | 6.1448e-06 | 0.00021698 | 7.3652e-05 | 0.0030973 | 0.00065039 | 0 | 0 | 0 | 0 | 0 | 0 | 0 | 0 | 0 | 0 | 0 | 0.24616 | 0 | 0 | 0 | 0 | 1.4143 | 0 | 0 | 0
5 | 129 | 14 | 82.4 | 1.8998 | 76.284 | 0 | 2.0043 | 0.04161 | 0.0054939 | 79.5574 | 80.0673 | 80 | 0.00049951 | 0.0011071 | 0.00013463 | 0 | 0 | 0.0077625 | 0.0086547 | 7.5388e-05 | 0.016911 | 0.0026266 | 1.1184e-05 | 0.00039493 | 0.00030744 | 0.0025838 | 0.00054141 | 0 | 0 | 0 | 0 | 0 | 0 | 0.31624 | 0 | 0 | 0 | 0 | 0.20217 | 0 | 0 | 0 | 0 | 1.3814 | 0 | 0 | 0
5 | 129 | 15 | 82.4 | 13.0735 | 76.284 | 0 | 2.0043 | 0.03697 | 0.20017 | 80 | 80.4531 | 78 | 0.00042173 | 0.0009347 | 0.00011366 | 0 | 0 | 0.0063173 | 0.0074396 | 6.3469e-05 | 0.015134 | 0.0027203 | 9.4426e-06 | 0.00033343 | 0.00023318 | 0.0026854 | 0.00056426 | 0 | 0 | 0 | 0 | 0 | 0 | 11.5218 | 0 | 0 | 0 | 0 | 0.20315 | 0 | 0 | 0 | 0 | 1.3485 | 0 | 0 | 0
5 | 129 | 16 | 82.4 | 3.5429 | 76.284 | 0 | 2.0043 | 0.03345 | 0.03345 | 78 | 78.4099 | 78 | 0.00077317 | 0.0017136 | 0.00020838 | 0 | 0 | 0.0050057 | 0.0056854 | 0.00011662 | 0.01273 | 0.0028529 | 1.7311e-05 | 0.0006113 | 0.00048666 | 0.0026854 | 0.00056426 | 0 | 0 | 0 | 0 | 0 | 0 | 1.9254 | 0 | 0 | 0 | 0 | 0.20315 | 0 | 0 | 0 | 0 | 1.4143 | 0 | 0 | 0
5 | 129 | 17 | 80.96 | 3.4041 | 76.284 | 0 | 2.0043 | 0.026469 | 0.026469 | 78 | 78.3244 | 78 | 0.00052014 | 0.0011528 | 0.00014019 | 0 | 0 | 0.0043042 | 0.0035313 | 7.8844e-05 | 0.0086937 | 0.0024841 | 1.1646e-05 | 0.00041124 | 0.00038985 | 0.0039265 | 0.00082442 | 0 | 0 | 0 | 0 | 0 | 0 | 1.5236 | 0 | 0 | 0 | 0 | 0.20315 | 0 | 0 | 0 | 0 | 1.6774 | 0 | 0 | 0
5 | 129 | 18 | 78.8 | 3.3789 | 76.284 | 0 | 3.4128 | 0.016406 | 0.016406 | 78 | 78.2011 | 78 | 0.00014058 | 0.00031157 | 3.7888e-05 | 0 | 0 | 0.0033098 | 0.0014548 | 2.1401e-05 | 0.0039815 | 0.0017889 | 3.1475e-06 | 0.00011114 | 0.00012066 | 0.0042349 | 0.00088946 | 0 | 0 | 0 | 0 | 0 | 0 | 0.94433 | 0 | 0 | 0 | 0 | 0.3296 | 0 | 0 | 0 | 0 | 2.105 | 0 | 0 | 0
5 | 129 | 19 | 75.2 | 2.4017 | 76.284 | 0 | 3.4128 | 0.0035278 | 0 | 78 | 78.0432 | 78 | -0.00049202 | -0.0010905 | -0.00013261 | 0 | 0 | 0.0019659 | 0.00030448 | -7.4293e-05 | -0.00083589 | 4.0236e-05 | -1.1016e-05 | -0.00038901 | -0.00030264 | 0.0045452 | 0.0009545 | 0 | 0 | 0 | 0 | 0 | 0 | 0 | 0 | 0 | 0 | 0 | 0.3296 | 0 | 0 | 0 | 0 | 2.0721 | 0 | 0 | 0
5 | 129 | 20 | 73.4 | 2.2701 | 76.284 | 0 | 3.4128 | 0.0010273 | 0 | 78 | 78.0126 | 78 | -0.00080832 | -0.0017915 | -0.00021786 | 0 | 0 | 0 | 0 | -0.000122 | -0.0012401 | -0.00075268 | -1.8098e-05 | -0.00063908 | -0.00051022 | 0.0071272 | 0.0014959 | 0 | 0 | 0 | 0 | 0 | 0 | 0 | 0 | 0 | 0 | 0 | 0.3296 | 0 | 0 | 0 | 0 | 1.9405 | 0 | 0 | 0
5 | 129 | 21 | 71.6 | 2.1715 | 76.284 | 0 | 3.4128 | -0.0010639 | 0 | 78 | 77.987 | 77.987 | -0.0011246 | -0.0024925 | -0.0003031 | 0 | 0 | 0 | 0 | -0.0001677 | -0.0017254 | -0.0010466 | -2.518e-05 | -0.00088916 | -0.00041685 | 0.0071272 | 0.0014959 | 0 | 0 | 0 | 0 | 0 | 0 | 0 | 0 | 0 | 0 | 0 | 0.32961 | 0 | 0 | 0 | 0 | 1.8419 | 0 | 0 | 0
5 | 129 | 22 | 69.8 | 2.0144 | 76.284 | 0 | 2.7627 | -0.0029992 | 0 | 77.987 | 77.9502 | 77.9502 | -0.0014386 | -0.0031885 | -0.00038773 | 0 | 0 | 0 | 0 | -0.00021403 | -0.0022071 | -0.0013387 | -3.2211e-05 | -0.0011374 | -0.00049596 | 0.0074411 | 0.0015609 | 0 | 0 | 0 | 0 | 0 | 0 | 0 | 0 | 0 | 0 | 0 | 0.27126 | 0 | 0 | 0 | 0 | 1.7432 | 0 | 0 | 0
5 | 129 | 23 | 68 | 1.7514 | 76.284 | 0 | 2.7627 | -0.0051414 | 0 | 77.9502 | 77.8872 | 77.8872 | -0.0017485 | -0.0038752 | -0.00047124 | 0 | 0 | 0 | 0 | -0.00025888 | -0.0026824 | -0.0016267 | -3.9148e-05 | -0.0013824 | -0.00049803 | 0.0074411 | 0.0015609 | 0 | 0 | 0 | 0 | 0 | 0 | 0 | 0 | 0 | 0 | 0 | 0.27129 | 0 | 0 | 0 | 0 | 1.4801 | 0 | 0 | 0
5 | 129 | 24 | 66.2 | 1.2816 | 76.284 | 0 | 0.46045 | -0.0080355 | 0 | 77.8872 | 77.7887 | 77.7887 | -0.0020537 | -0.0045517 | -0.00055351 | 0 | 0 | 0 | 0 | -0.0003034 | -0.0031507 | -0.0019105 | -4.5982e-05 | -0.0016237 | -0.0005577 | 0.0067153 | 0.0014098 | 0 | 0 | 0 | 0 | 0 | 0 | 0 | 0 | 0 | 0 | 0 | 0.064638 | 0 | 0 | 0 | 0 | 1.2169 | 0 | 0 | 0
5 | 130 | 1 | 64.4 | 0.98534 | 76.5176 | 0 | 0.45913 | -0.015045 | 0 | 77.7887 | 77.6043 | 77.6043 | -0.0023527 | -0.0052143 | -0.00063409 | 0 | 0 | 0 | 0 | -0.00034938 | -0.0036094 | -0.0021891 | -5.2677e-05 | -0.0018601 | -0.00084983 | 0.0020667 | 0.00043418 | 0 | 0 | 0 | 0 | 0 | 0 | 0 | 0 | 0 | 0 | 0 | 0.064413 | 0 | 0 | 0 | 0 | 0.92093 | 0 | 0 | 0
5 | 130 | 2 | 64.4 | 0.91965 | 76.5176 | 0 | 0.45913 | -0.014572 | 0 | 77.6043 | 77.4258 | 77.4258 | -0.0023203 | -0.0051425 | -0.00062536 | 0 | 0 | 0 | 0 | -0.00034146 | -0.0035597 | -0.0021581 | -5.1951e-05 | -0.0018345 | -0.00060467 | 0.0020667 | 0.00043418 | 0 | 0 | 0 | 0 | 0 | 0 | 0 | 0 | 0 | 0 | 0 | 0.064501 | 0 | 0 | 0 | 0 | 0.85515 | 0 | 0 | 0
5 | 130 | 3 | 62.6 | 0.88686 | 76.5176 | 0 | 0.45913 | -0.016923 | 0 | 77.4258 | 77.2184 | 77.2184 | -0.0026052 | -0.005774 | -0.00070215 | 0 | 0 | 0 | 0 | -0.00038696 | -0.0039968 | -0.0024241 | -5.8331e-05 | -0.0020598 | -0.00098187 | 0.0020667 | 0.00043418 | 0 | 0 | 0 | 0 | 0 | 0 | 0 | 0 | 0 | 0 | 0 | 0.064603 | 0 | 0 | 0 | 0 | 0.82226 | 0 | 0 | 0
5 | 130 | 4 | 62.6 | 0.85407 | 76.5176 | 0 | 0.45913 | -0.016556 | 0 | 77.2184 | 77.0155 | 77.0155 | -0.0025688 | -0.0056932 | -0.00069233 | 0 | 0 | 0 | 0 | -0.00038011 | -0.0039409 | -0.0023898 | -5.7515e-05 | -0.0020309 | -0.00086929 | 0.0020667 | 0.00043418 | 0 | 0 | 0 | 0 | 0 | 0 | 0 | 0 | 0 | 0 | 0 | 0.064703 | 0 | 0 | 0 | 0 | 0.78937 | 0 | 0 | 0
5 | 130 | 5 | 62.6 | 0.85417 | 76.5176 | 0 | 0.45913 | -0.016385 | 0 | 77.0155 | 76.8147 | 76.8147 | -0.0025331 | -0.0056142 | -0.00068272 | 0 | 0 | 0 | 0 | -0.00037582 | -0.0038862 | -0.0023569 | -5.6717e-05 | -0.0020028 | -0.00094342 | 0.0020667 | 0.00043418 | 0 | 0 | 0 | 0 | 0 | 0 | 0 | 0 | 0 | 0 | 0 | 0.064802 | 0 | 0 | 0 | 0 | 0.78937 | 0 | 0 | 0
5 | 130 | 6 | 60.8 | 0.96018 | 76.5176 | 0 | 0.54016 | -0.016902 | 0 | 76.8147 | 76.6075 | 76.6075 | -0.0028141 | -0.006237 | -0.00075845 | 0 | 0 | 0 | 0 | -0.00041601 | -0.0043173 | -0.0026179 | -6.3009e-05 | -0.0022249 | -0.00090586 | 0.0034529 | 0.00072422 | 0 | 0 | 0 | 0 | 0 | 0 | 0 | 0 | 0 | 0 | 0 | 0.072143 | 0 | 0 | 0 | 0 | 0.88804 | 0 | 0 | 0
5 | 130 | 7 | 62.6 | 1.5371 | 76.5176 | 0 | 4.0512 | -0.0080754 | 0 | 76.6075 | 76.5086 | 76.5086 | -0.0024614 | -0.0054553 | -0.0006634 | 0 | 0 | 0.0028942 | 0.0013048 | -0.00036374 | -0.0030605 | -0.001791 | -5.5112e-05 | -0.0019461 | -0.00081607 | 0.0043383 | 0.00091055 | 0 | 0 | 0 | 0 | 0 | 0 | 0 | 0 | 0 | 0 | 0 | 0.3859 | 0 | 0 | 0 | 0 | 1.1512 | 0 | 0 | 0
5 | 130 | 8 | 64.4 | 1.7343 | 76.5176 | 0 | 4.0512 | 0.011071 | 0 | 76.5086 | 76.6442 | 76.6442 | -0.0021277 | -0.0047158 | -0.00057346 | 0 | 0 | 0.0052064 | 0.0034509 | -0.00031341 | 0.0021526 | -0.00018782 | -4.764e-05 | -0.0016823 | -0.00058846 | 0.0086767 | 0.0018211 | 0 | 0 | 0 | 0 | 0 | 0 | 0 | 0 | 0 | 0 | 0 | 0.38583 | 0 | 0 | 0 | 0 | 1.3485 | 0 | 0 | 0
5 | 130 | 9 | 69.8 | 1.7188 | 76.5176 | 0 | 3.511 | 0.019898 | 0 | 76.6442 | 76.8881 | 76.8881 | -0.0012027 | -0.0026655 | -0.00032414 | 0 | 0 | 0.0061652 | 0.0055604 | -0.00017721 | 0.0069413 | 0.00067217 | -2.6928e-05 | -0.00095088 | -0.00021777 | 0.0050623 | 0.0010617 | 0 | 0 | 0 | 0 | 0 | 0 | 0 | 0 | 0 | 0 | 0 | 0.33745 | 0 | 0 | 0 | 0 | 1.3814 | 0 | 0 | 0
5 | 130 | 10 | 73.4 | 1.7516 | 76.5176 | 0 | 3.511 | 0.02805 | 0 | 76.8881 | 77.2319 | 77.2319 | -0.00061293 | -0.0013585 | -0.0001652 | 0 | 0 | 0.0074491 | 0.0072101 | -9.0222e-05 | 0.011071 | 0.0013801 | -1.3724e-05 | -0.00048461 | -8.3574e-05 | 0.0030973 | 0.00065039 | 0 | 0 | 0 | 0 | 0 | 0 | 0 | 0 | 0 | 0 | 0 | 0.33728 | 0 | 0 | 0 | 0 | 1.4143 | 0 | 0 | 0
5 | 130 | 11 | 73.4 | 1.7843 | 76.5176 | 0 | 3.511 | 0.032714 | 0 | 77.2319 | 77.6328 | 77.6328 | -0.00067334 | -0.0014923 | -0.00018148 | 0 | 0 | 0.0082794 | 0.0086707 | -9.889e-05 | 0.013888 | 0.0012174 | -1.5076e-05 | -0.00053236 | -9.4961e-05 | 0.0030973 | 0.00065039 | 0 | 0 | 0 | 0 | 0 | 0 | 0 | 0 | 0 | 0 | 0 | 0.33709 | 0 | 0 | 0 | 0 | 1.4472 | 0 | 0 | 0
5 | 130 | 12 | 77 | 1.6923 | 76.5176 | 0 | 2.4847 | 0.03953 | 0 | 77.6328 | 78.1172 | 78.1172 | -0.00011119 | -0.00024644 | -2.9968e-05 | 0 | 0 | 0.0079345 | 0.0095009 | -1.6418e-05 | 0.016473 | 0.0011325 | -2.4896e-06 | -8.7912e-05 | -1.4518e-05 | 0.0041315 | 0.0008666 | 0 | 0 | 0 | 0 | 0 | 0 | 0 | 0 | 0 | 0 | 0 | 0.24515 | 0 | 0 | 0 | 0 | 1.4472 | 0 | 0 | 0
5 | 130 | 13 | 78.8 | 1.6592 | 76.5176 | 0 | 2.4847 | 0.040427 | 0 | 78.1172 | 78.6127 | 78.6127 | 0.00011998 | 0.00026591 | 3.2336e-05 | 0 | 0 | 0.0077797 | 0.0095088 | 1.7694e-05 | 0.017291 | 0.001551 | 2.6863e-06 | 9.4859e-05 | 1.5747e-05 | 0.0030973 | 0.00065039 | 0 | 0 | 0 | 0 | 0 | 0 | 0 | 0 | 0 | 0 | 0 | 0.24491 | 0 | 0 | 0 | 0 | 1.4143 | 0 | 0 | 0
5 | 130 | 14 | 80.6 | 1.5826 | 76.5176 | 0 | 1.9986 | 0.039949 | 0 | 78.6127 | 79.1022 | 79.1022 | 0.00034922 | 0.00077398 | 9.412e-05 | 0 | 0 | 0.0074686 | 0.0087493 | 5.1373e-05 | 0.01672 | 0.002293 | 7.819e-06 | 0.0002761 | 4.0384e-05 | 0.0025838 | 0.00054141 | 0 | 0 | 0 | 0 | 0 | 0 | 0 | 0 | 0 | 0 | 0 | 0.20123 | 0 | 0 | 0 | 0 | 1.3814 | 0 | 0 | 0
5 | 130 | 15 | 80.6 | 8.7492 | 76.5176 | 0 | 1.9986 | 0.035125 | 0.12507 | 79.1022 | 79.5327 | 78 | 0.00026319 | 0.00058331 | 7.0934e-05 | 0 | 0 | 0.0067411 | 0.007317 | 3.8374e-05 | 0.014243 | 0.0023901 | 5.8928e-06 | 0.00020808 | 1.3926e-05 | 0.0026854 | 0.00056426 | 0 | 0 | 0 | 0 | 0 | 0 | 7.199 | 0 | 0 | 0 | 0 | 0.20177 | 0 | 0 | 0 | 0 | 1.3485 | 0 | 0 | 0
5 | 130 | 16 | 80.6 | 3.3605 | 76.5176 | 0 | 1.9986 | 0.030306 | 0.030306 | 78 | 78.3714 | 78 | 0.00045688 | 0.0010126 | 0.00012314 | 0 | 0 | 0.0048735 | 0.0056952 | 6.6858e-05 | 0.01203 | 0.002383 | 1.023e-05 | 0.00036122 | 4.3854e-05 | 0.0026854 | 0.00056426 | 0 | 0 | 0 | 0 | 0 | 0 | 1.7445 | 0 | 0 | 0 | 0 | 0.20177 | 0 | 0 | 0 | 0 | 1.4143 | 0 | 0 | 0
5 | 130 | 17 | 82.4 | 3.4633 | 76.5176 | 0 | 1.9986 | 0.027521 | 0.027521 | 78 | 78.3373 | 78 | 0.00077317 | 0.0017136 | 0.00020838 | 0 | 0 | 0.0044254 | 0.0035175 | 0.00011439 | 0.0086931 | 0.002528 | 1.7311e-05 | 0.0006113 | 0.00016813 | 0.0039265 | 0.00082442 | 0 | 0 | 0 | 0 | 0 | 0 | 1.5842 | 0 | 0 | 0 | 0 | 0.20177 | 0 | 0 | 0 | 0 | 1.6774 | 0 | 0 | 0
5 | 130 | 18 | 80.6 | 3.4762 | 76.5176 | 0 | 3.403 | 0.018137 | 0.018137 | 78 | 78.2223 | 78 | 0.00045688 | 0.0010126 | 0.00012314 | 0 | 0 | 0.0034527 | 0.0014983 | 6.6946e-05 | 0.0041329 | 0.0018535 | 1.023e-05 | 0.00036122 | 4.3854e-05 | 0.0042349 | 0.00088946 | 0 | 0 | 0 | 0 | 0 | 0 | 1.044 | 0 | 0 | 0 | 0 | 0.32726 | 0 | 0 | 0 | 0 | 2.105 | 0 | 0 | 0
5 | 130 | 19 | 78.8 | 2.8943 | 76.5176 | 0 | 3.403 | 0.0085994 | 0.0085994 | 78 | 78.1054 | 78 | 0.00014058 | 0.00031157 | 3.7888e-05 | 0 | 0 | 0.0020708 | 0.00033786 | 2.0608e-05 | -0.00029891 | 0.0003552 | 3.1475e-06 | 0.00011114 | 9.8296e-06 | 0.0045452 | 0.0009545 | 0 | 0 | 0 | 0 | 0 | 0 | 0.49499 | 0 | 0 | 0 | 0 | 0.32726 | 0 | 0 | 0 | 0 | 2.0721 | 0 | 0 | 0
5 | 130 | 20 | 75.2 | 2.2678 | 76.5176 | 0 | 3.403 | 0.0036295 | 0 | 78 | 78.0445 | 78 | -0.00049202 | -0.0010905 | -0.00013261 | 0 | 0 | 0 | 0 | -7.2866e-05 | -0.00075484 | -0.00045777 | -1.1016e-05 | -0.00038901 | -9.7013e-05 | 0.0071272 | 0.0014959 | 0 | 0 | 0 | 0 | 0 | 0 | 0 | 0 | 0 | 0 | 0 | 0.32726 | 0 | 0 | 0 | 0 | 1.9405 | 0 | 0 | 0
5 | 130 | 21 | 73.4 | 2.1691 | 76.5176 | 0 | 3.403 | 0.0014415 | 0 | 78 | 78.0177 | 78 | -0.00080832 | -0.0017915 | -0.00021786 | 0 | 0 | 0 | 0 | -0.00011866 | -0.0012401 | -0.00075173 | -1.8098e-05 | -0.00063908 | -0.00010029 | 0.0071272 | 0.0014959 | 0 | 0 | 0 | 0 | 0 | 0 | 0 | 0 | 0 | 0 | 0 | 0.32726 | 0 | 0 | 0 | 0 | 1.8419 | 0 | 0 | 0
5 | 130 | 22 | 71.6 | 2.0125 | 76.5176 | 0 | 2.7548 | -0.00043714 | 0 | 78 | 77.9946 | 77.9946 | -0.0011246 | -0.0024925 | -0.0003031 | 0 | 0 | 0 | 0 | -0.00016411 | -0.0017254 | -0.0010456 | -2.518e-05 | -0.00088916 | -0.00010853 | 0.0074411 | 0.0015609 | 0 | 0 | 0 | 0 | 0 | 0 | 0 | 0 | 0 | 0 | 0 | 0.26934 | 0 | 0 | 0 | 0 | 1.7432 | 0 | 0 | 0
5 | 130 | 23 | 68 | 1.7494 | 76.5176 | 0 | 2.7548 | -0.0049509 | 0 | 77.9946 | 77.934 | 77.934 | -0.0017563 | -0.0038925 | -0.00047335 | 0 | 0 | 0 | 0 | -0.00025733 | -0.0026944 | -0.0016332 | -3.9323e-05 | -0.0013886 | -0.00025703 | 0.0074411 | 0.0015609 | 0 | 0 | 0 | 0 | 0 | 0 | 0 | 0 | 0 | 0 | 0 | 0.26937 | 0 | 0 | 0 | 0 | 1.4801 | 0 | 0 | 0
5 | 130 | 24 | 69.8 | 1.2812 | 76.5176 | 0 | 0.45913 | -0.0035389 | 0 | 77.934 | 77.8906 | 77.8906 | -0.0014293 | -0.0031678 | -0.00038522 | 0 | 0 | 0 | 0 | -0.00021103 | -0.0021928 | -0.0013296 | -3.2002e-05 | -0.0011301 | -0.00037628 | 0.0067153 | 0.0014098 | 0 | 0 | 0 | 0 | 0 | 0 | 0 | 0 | 0 | 0 | 0 | 0.064272 | 0 | 0 | 0 | 0 | 1.2169 | 0 | 0 | 0
5 | 131 | 1 | 68 | 0.98495 | 76.7503 | 0 | 0.45781 | -0.010326 | 0 | 77.8906 | 77.7641 | 77.7641 | -0.001738 | -0.003852 | -0.00046842 | 0 | 0 | 0 | 0 | -0.00025605 | -0.0026664 | -0.0016166 | -3.8914e-05 | -0.0013741 | -0.00038226 | 0.0020667 | 0.00043418 | 0 | 0 | 0 | 0 | 0 | 0 | 0 | 0 | 0 | 0 | 0 | 0.064019 | 0 | 0 | 0 | 0 | 0.92093 | 0 | 0 | 0
5 | 131 | 2 | 66.2 | 0.91924 | 76.7503 | 0 | 0.45781 | -0.012414 | 0 | 77.7641 | 77.6119 | 77.6119 | -0.0020321 | -0.0045037 | -0.00054767 | 0 | 0 | 0 | 0 | -0.00029879 | -0.0031175 | -0.0018899 | -4.5498e-05 | -0.0016066 | -0.00043847 | 0.0020667 | 0.00043418 | 0 | 0 | 0 | 0 | 0 | 0 | 0 | 0 | 0 | 0 | 0 | 0.064094 | 0 | 0 | 0 | 0 | 0.85515 | 0 | 0 | 0
5 | 131 | 3 | 66.2 | 0.88642 | 76.7503 | 0 | 0.45781 | -0.012218 | 0 | 77.6119 | 77.4622 | 77.4622 | -0.0020053 | -0.0044445 | -0.00054047 | 0 | 0 | 0 | 0 | -0.00029427 | -0.0030765 | -0.0018649 | -4.4899e-05 | -0.0015855 | -0.00042886 | 0.0020667 | 0.00043418 | 0 | 0 | 0 | 0 | 0 | 0 | 0 | 0 | 0 | 0 | 0 | 0.064168 | 0 | 0 | 0 | 0 | 0.82226 | 0 | 0 | 0
5 | 131 | 4 | 64.4 | 0.85362 | 76.7503 | 0 | 0.45781 | -0.014279 | 0 | 77.4622 | 77.2872 | 77.2872 | -0.0022953 | -0.0050872 | -0.00061862 | 0 | 0 | 0 | 0 | -0.0003368 | -0.0035214 | -0.0021346 | -5.1392e-05 | -0.0018147 | -0.00048529 | 0.0020667 | 0.00043418 | 0 | 0 | 0 | 0 | 0 | 0 | 0 | 0 | 0 | 0 | 0 | 0.064254 | 0 | 0 | 0 | 0 | 0.78937 | 0 | 0 | 0
5 | 131 | 5 | 64.4 | 0.85371 | 76.7503 | 0 | 0.45781 | -0.014107 | 0 | 77.2872 | 77.1143 | 77.1143 | -0.0022646 | -0.005019 | -0.00061034 | 0 | 0 | 0 | 0 | -0.00033245 | -0.0034742 | -0.002106 | -5.0704e-05 | -0.0017904 | -0.00052599 | 0.0020667 | 0.00043418 | 0 | 0 | 0 | 0 | 0 | 0 | 0 | 0 | 0 | 0 | 0 | 0.064339 | 0 | 0 | 0 | 0 | 0.78937 | 0 | 0 | 0
5 | 131 | 6 | 64.4 | 0.95964 | 76.7503 | 0 | 0.53859 | -0.012446 | 0 | 77.1143 | 76.9618 | 76.9618 | -0.0022342 | -0.0049517 | -0.00060215 | 0 | 0 | 0 | 0 | -0.00032704 | -0.0034276 | -0.0020775 | -5.0023e-05 | -0.0017664 | -0.00046253 | 0.0034529 | 0.00072422 | 0 | 0 | 0 | 0 | 0 | 0 | 0 | 0 | 0 | 0 | 0 | 0.071598 | 0 | 0 | 0 | 0 | 0.88804 | 0 | 0 | 0
5 | 131 | 7 | 69.8 | 1.5341 | 76.7503 | 0 | 4.0395 | 0.00098556 | 0 | 76.9618 | 76.9739 | 76.9739 | -0.0012585 | -0.0027892 | -0.00033918 | 0 | 0 | 0.0030819 | 0.001387 | -0.00018828 | -0.0010696 | -0.00060345 | -2.8177e-05 | -0.00099499 | -0.00055032 | 0.0043383 | 0.00091055 | 0 | 0 | 0 | 0 | 0 | 0 | 0 | 0 | 0 | 0 | 0 | 0.38289 | 0 | 0 | 0 | 0 | 1.1512 | 0 | 0 | 0
5 | 131 | 8 | 73.4 | 1.7313 | 76.7503 | 0 | 4.0395 | 0.020906 | 0 | 76.9739 | 77.2301 | 77.2301 | -0.000628 | -0.0013919 | -0.00016926 | 0 | 0 | 0.005349 | 0.0035045 | -9.4584e-05 | 0.0038699 | 0.00083367 | -1.4061e-05 | -0.00049652 | -0.00035414 | 0.0086767 | 0.0018211 | 0 | 0 | 0 | 0 | 0 | 0 | 0 | 0 | 0 | 0 | 0 | 0.38277 | 0 | 0 | 0 | 0 | 1.3485 | 0 | 0 | 0
5 | 131 | 9 | 75.2 | 1.7161 | 76.7503 | 0 | 3.5009 | 0.025769 | 0 | 77.2301 | 77.5459 | 77.5459 | -0.00035673 | -0.00079063 | -9.6144e-05 | 0 | 0 | 0.0060491 | 0.0056492 | -5.3578e-05 | 0.0082849 | 0.0014243 | -7.9872e-06 | -0.00028204 | -0.00017559 | 0.0050623 | 0.0010617 | 0 | 0 | 0 | 0 | 0 | 0 | 0 | 0 | 0 | 0 | 0 | 0.33472 | 0 | 0 | 0 | 0 | 1.3814 | 0 | 0 | 0
5 | 131 | 10 | 80.6 | 1.7488 | 76.7503 | 0 | 3.5009 | 0.036024 | 0 | 77.5459 | 77.9873 | 77.9873 | 0.00053668 | 0.0011895 | 0.00014464 | 0 | 0 | 0.0073844 | 0.0072122 | 8.0728e-05 | 0.012646 | 0.002376 | 1.2016e-05 | 0.00042431 | 0.00026956 | 0.0030973 | 0.00065039 | 0 | 0 | 0 | 0 | 0 | 0 | 0 | 0 | 0 | 0 | 0 | 0.33451 | 0 | 0 | 0 | 0 | 1.4143 | 0 | 0 | 0
5 | 131 | 11 | 84.2 | 1.7814 | 76.7503 | 0 | 3.5009 | 0.045595 | 0 | 77.9873 | 78.5461 | 78.5461 | 0.0010917 | 0.0024196 | 0.00029423 | 0 | 0 | 0.0081659 | 0.0087263 | 0.00016522 | 0.016491 | 0.002837 | 2.4443e-05 | 0.00086313 | 0.00076861 | 0.0030973 | 0.00065039 | 0 | 0 | 0 | 0 | 0 | 0 | 0 | 0 | 0 | 0 | 0 | 0.33423 | 0 | 0 | 0 | 0 | 1.4472 | 0 | 0 | 0
5 | 131 | 12 | 86 | 1.6901 | 76.7503 | 0 | 2.4775 | 0.049898 | 0 | 78.5461 | 79.1576 | 79.1576 | 0.0013098 | 0.002903 | 0.00035302 | 0 | 0 | 0.0077565 | 0.0095615 | 0.00019684 | 0.018593 | 0.0024484 | 2.9327e-05 | 0.0010356 | 0.00071335 | 0.0041315 | 0.0008666 | 0 | 0 | 0 | 0 | 0 | 0 | 0 | 0 | 0 | 0 | 0 | 0.24294 | 0 | 0 | 0 | 0 | 1.4472 | 0 | 0 | 0
5 | 131 | 13 | 87.8 | 1.6569 | 76.7503 | 0 | 2.4775 | 0.050928 | 0 | 79.1576 | 79.7818 | 79.7818 | 0.0015187 | 0.0033658 | 0.0004093 | 0 | 0 | 0.0076564 | 0.0095623 | 0.00022976 | 0.019293 | 0.0028092 | 3.4003e-05 | 0.0012007 | 0.0011002 | 0.0030973 | 0.00065039 | 0 | 0 | 0 | 0 | 0 | 0 | 0 | 0 | 0 | 0 | 0 | 0.24263 | 0 | 0 | 0 | 0 | 1.4143 | 0 | 0 | 0
5 | 131 | 14 | 89.6 | 3.4314 | 76.7503 | 0 | 1.9928 | 0.049958 | 0.032149 | 79.7818 | 80.394 | 80 | 0.0017253 | 0.0038238 | 0.00046499 | 0 | 0 | 0.0073938 | 0.0087519 | 0.00025872 | 0.018594 | 0.0035301 | 3.8629e-05 | 0.0013641 | 0.00088771 | 0.0025838 | 0.00054141 | 0 | 0 | 0 | 0 | 0 | 0 | 1.8506 | 0 | 0 | 0 | 0 | 0.19942 | 0 | 0 | 0 | 0 | 1.3814 | 0 | 0 | 0
5 | 131 | 15 | 91.4 | 13.7398 | 76.7503 | 0 | 1.9928 | 0.048594 | 0.21179 | 80 | 80.5955 | 78 | 0.0020032 | 0.0044398 | 0.0005399 | 0 | 0 | 0.0066096 | 0.0074103 | 0.00030375 | 0.016854 | 0.003941 | 4.4852e-05 | 0.0015838 | 0.0016137 | 0.0026854 | 0.00056426 | 0 | 0 | 0 | 0 | 0 | 0 | 12.1909 | 0 | 0 | 0 | 0 | 0.2004 | 0 | 0 | 0 | 0 | 1.3485 | 0 | 0 | 0
5 | 131 | 16 | 91.4 | 4.227 | 76.7503 | 0 | 1.9928 | 0.045384 | 0.045384 | 78 | 78.5562 | 78 | 0.0023547 | 0.0052187 | 0.00063462 | 0 | 0 | 0.0053422 | 0.0055865 | 0.00035775 | 0.014477 | 0.004148 | 5.2721e-05 | 0.0018617 | 0.0021006 | 0.0026854 | 0.00056426 | 0 | 0 | 0 | 0 | 0 | 0 | 2.6124 | 0 | 0 | 0 | 0 | 0.2004 | 0 | 0 | 0 | 0 | 1.4143 | 0 | 0 | 0
5 | 131 | 17 | 89.6 | 4.0306 | 76.7503 | 0 | 1.9928 | 0.0374 | 0.0374 | 78 | 78.4583 | 78 | 0.0020384 | 0.0045177 | 0.00054938 | 0 | 0 | 0.0047854 | 0.003478 | 0.00030744 | 0.010271 | 0.0036333 | 4.5639e-05 | 0.0016116 | 0.0014109 | 0.0039265 | 0.00082442 | 0 | 0 | 0 | 0 | 0 | 0 | 2.1528 | 0 | 0 | 0 | 0 | 0.2004 | 0 | 0 | 0 | 0 | 1.6774 | 0 | 0 | 0
5 | 131 | 18 | 87.8 | 4.0159 | 76.7503 | 0 | 3.3931 | 0.027554 | 0.027554 | 78 | 78.3377 | 78 | 0.0017221 | 0.0038167 | 0.00046413 | 0 | 0 | 0.0036878 | 0.0015523 | 0.00026031 | 0.0055728 | 0.0026893 | 3.8557e-05 | 0.0013615 | 0.0012642 | 0.0042349 | 0.00088946 | 0 | 0 | 0 | 0 | 0 | 0 | 1.586 | 0 | 0 | 0 | 0 | 0.32492 | 0 | 0 | 0 | 0 | 2.105 | 0 | 0 | 0
5 | 131 | 19 | 85.1 | 3.3238 | 76.7503 | 0 | 3.3931 | 0.0161 | 0.0161 | 78 | 78.1973 | 78 | 0.0012476 | 0.0027651 | 0.00033626 | 0 | 0 | 0.0017144 | 0.00044715 | 0.00018824 | 0.0012257 | 0.00084682 | 2.7934e-05 | 0.00098641 | 0.00081504 | 0.0045452 | 0.0009545 | 0 | 0 | 0 | 0 | 0 | 0 | 0.92676 | 0 | 0 | 0 | 0 | 0.32492 | 0 | 0 | 0 | 0 | 2.0721 | 0 | 0 | 0
5 | 131 | 20 | 82.4 | 3.095 | 76.7503 | 0 | 3.3931 | 0.014411 | 0.014411 | 78 | 78.1766 | 78 | 0.00077317 | 0.0017136 | 0.00020838 | 0 | 0 | 0 | 0 | 0.00011641 | 0.0011862 | 0.00071984 | 1.7311e-05 | 0.0006113 | 0.00044196 | 0.0071272 | 0.0014959 | 0 | 0 | 0 | 0 | 0 | 0 | 0.82953 | 0 | 0 | 0 | 0 | 0.32492 | 0 | 0 | 0 | 0 | 1.9405 | 0 | 0 | 0
5 | 131 | 21 | 82.4 | 2.9938 | 76.7503 | 0 | 3.3931 | 0.014367 | 0.014367 | 78 | 78.1761 | 78 | 0.00077317 | 0.0017136 | 0.00020838 | 0 | 0 | 0 | 0 | 0.0001161 | 0.0011862 | 0.00071977 | 1.7311e-05 | 0.0006113 | 0.00039847 | 0.0071272 | 0.0014959 | 0 | 0 | 0 | 0 | 0 | 0 | 0.827 | 0 | 0 | 0 | 0 | 0.32492 | 0 | 0 | 0 | 0 | 1.8419 | 0 | 0 | 0
5 | 131 | 22 | 80.6 | 2.7268 | 76.7503 | 0 | 2.7468 | 0.012442 | 0.012442 | 78 | 78.1525 | 78 | 0.00045688 | 0.0010126 | 0.00012314 | 0 | 0 | 0 | 0 | 6.8932e-05 | 0.00070093 | 0.00042541 | 1.023e-05 | 0.00036122 | 0.0002802 | 0.0074411 | 0.0015609 | 0 | 0 | 0 | 0 | 0 | 0 | 0.71615 | 0 | 0 | 0 | 0 | 0.26745 | 0 | 0 | 0 | 0 | 1.7432 | 0 | 0 | 0
5 | 131 | 23 | 78.8 | 2.3275 | 76.7503 | 0 | 2.7468 | 0.010075 | 0.010075 | 78 | 78.1235 | 78 | 0.00014058 | 0.00031157 | 3.7888e-05 | 0 | 0 | 0 | 0 | 2.1304e-05 | 0.00021567 | 0.00013092 | 3.1475e-06 | 0.00011114 | 0.0001011 | 0.0074411 | 0.0015609 | 0 | 0 | 0 | 0 | 0 | 0 | 0.57995 | 0 | 0 | 0 | 0 | 0.26745 | 0 | 0 | 0 | 0 | 1.4801 | 0 | 0 | 0
5 | 131 | 24 | 77 | 1.2808 | 76.7503 | 0 | 0.45781 | 0.0054054 | 0 | 78 | 78.0662 | 78 | -0.00017572 | -0.00038946 | -4.736e-05 | 0 | 0 | 0 | 0 | -2.6458e-05 | -0.00026959 | -0.0001636 | -3.9344e-06 | -0.00013893 | -9.4832e-05 | 0.0067153 | 0.0014098 | 0 | 0 | 0 | 0 | 0 | 0 | 0 | 0 | 0 | 0 | 0 | 0.063903 | 0 | 0 | 0 | 0 | 1.2169 | 0 | 0 | 0
5 | 132 | 1 | 75.2 | 0.98453 | 76.9821 | 0 | 0.45647 | -0.0015812 | 0 | 78 | 77.9806 | 77.9806 | -0.00049202 | -0.0010905 | -0.00013261 | 0 | 0 | 0 | 0 | -7.3919e-05 | -0.00075484 | -0.00045804 | -1.1016e-05 | -0.00038901 | -0.0002459 | 0.0020667 | 0.00043418 | 0 | 0 | 0 | 0 | 0 | 0 | 0 | 0 | 0 | 0 | 0 | 0.063599 | 0 | 0 | 0 | 0 | 0.92093 | 0 | 0 | 0
5 | 132 | 2 | 73.4 | 0.91877 | 76.9821 | 0 | 0.45647 | -0.0039605 | 0 | 77.9806 | 77.9321 | 77.9321 | -0.00080491 | -0.001784 | -0.00021694 | 0 | 0 | 0 | 0 | -0.00012122 | -0.0012349 | -0.00074941 | -1.8022e-05 | -0.00063639 | -0.00046145 | 0.0020667 | 0.00043418 | 0 | 0 | 0 | 0 | 0 | 0 | 0 | 0 | 0 | 0 | 0 | 0.063623 | 0 | 0 | 0 | 0 | 0.85515 | 0 | 0 | 0
5 | 132 | 3 | 71.6 | 0.88592 | 76.9821 | 0 | 0.45647 | -0.0062831 | 0 | 77.9321 | 77.8551 | 77.8551 | -0.0011127 | -0.0024661 | -0.00029989 | 0 | 0 | 0 | 0 | -0.00016758 | -0.001707 | -0.001036 | -2.4913e-05 | -0.00087972 | -0.00065586 | 0.0020667 | 0.00043418 | 0 | 0 | 0 | 0 | 0 | 0 | 0 | 0 | 0 | 0 | 0 | 0.063661 | 0 | 0 | 0 | 0 | 0.82226 | 0 | 0 | 0
5 | 132 | 4 | 69.8 | 0.85308 | 76.9821 | 0 | 0.45647 | -0.0084235 | 0 | 77.8551 | 77.7519 | 77.7519 | -0.0014155 | -0.0031371 | -0.00038149 | 0 | 0 | 0 | 0 | -0.00021223 | -0.0021715 | -0.0013176 | -3.1692e-05 | -0.0011191 | -0.00070395 | 0.0020667 | 0.00043418 | 0 | 0 | 0 | 0 | 0 | 0 | 0 | 0 | 0 | 0 | 0 | 0.063711 | 0 | 0 | 0 | 0 | 0.78937 | 0 | 0 | 0
5 | 132 | 5 | 68 | 0.85314 | 76.9821 | 0 | 0.45647 | -0.010662 | 0 | 77.7519 | 77.6212 | 77.6212 | -0.0017136 | -0.0037979 | -0.00046185 | 0 | 0 | 0 | 0 | -0.00025697 | -0.002629 | -0.0015951 | -3.8368e-05 | -0.0013548 | -0.00088061 | 0.0020667 | 0.00043418 | 0 | 0 | 0 | 0 | 0 | 0 | 0 | 0 | 0 | 0 | 0 | 0.063776 | 0 | 0 | 0 | 0 | 0.78937 | 0 | 0 | 0
5 | 132 | 6 | 66.2 | 0.95901 | 76.9821 | 0 | 0.53702 | -0.0117 | 0 | 77.6212 | 77.4778 | 77.4778 | -0.002007 | -0.0044481 | -0.00054091 | 0 | 0 | 0 | 0 | -0.00030236 | -0.003079 | -0.0018686 | -4.4936e-05 | -0.0015868 | -0.001275 | 0.0034529 | 0.00072422 | 0 | 0 | 0 | 0 | 0 | 0 | 0 | 0 | 0 | 0 | 0 | 0.070975 | 0 | 0 | 0 | 0 | 0.88804 | 0 | 0 | 0
5 | 132 | 7 | 69.8 | 1.531 | 76.9821 | 0 | 4.0277 | 0.00059871 | 0 | 77.4778 | 77.4851 | 77.4851 | -0.0013492 | -0.0029902 | -0.00036362 | 0 | 0 | 0.0030736 | 0.0013781 | -0.00020405 | -0.00076623 | -0.00045469 | -3.0208e-05 | -0.0010667 | -0.00096653 | 0.0043383 | 0.00091055 | 0 | 0 | 0 | 0 | 0 | 0 | 0 | 0 | 0 | 0 | 0 | 0.37987 | 0 | 0 | 0 | 0 | 1.1512 | 0 | 0 | 0
5 | 132 | 8 | 71.6 | 1.7283 | 76.9821 | 0 | 4.0277 | 0.017375 | 0 | 77.4851 | 77.6981 | 77.6981 | -0.0010341 | -0.002292 | -0.00027872 | 0 | 0 | 0.0052513 | 0.0033543 | -0.00015708 | 0.0032297 | 0.00050811 | -2.3155e-05 | -0.00081763 | -0.00086312 | 0.0086767 | 0.0018211 | 0 | 0 | 0 | 0 | 0 | 0 | 0 | 0 | 0 | 0 | 0 | 0.37977 | 0 | 0 | 0 | 0 | 1.3485 | 0 | 0 | 0
5 | 132 | 9 | 75.2 | 1.7135 | 76.9821 | 0 | 3.4907 | 0.025166 | 0 | 77.6981 | 78.0065 | 78.0065 | -0.00043897 | -0.0009729 | -0.00011831 | 0 | 0 | 0.0061569 | 0.0055518 | -6.6549e-05 | 0.0081831 | 0.0014256 | -9.8285e-06 | -0.00034706 | -0.00032192 | 0.0050623 | 0.0010617 | 0 | 0 | 0 | 0 | 0 | 0 | 0 | 0 | 0 | 0 | 0 | 0.3321 | 0 | 0 | 0 | 0 | 1.3814 | 0 | 0 | 0
5 | 132 | 10 | 80.6 | 1.7462 | 76.9821 | 0 | 3.4907 | 0.035848 | 0 | 78.0065 | 78.4458 | 78.4458 | 0.00045573 | 0.0010101 | 0.00012283 | 0 | 0 | 0.0073177 | 0.0072761 | 6.8849e-05 | 0.012801 | 0.0023976 | 1.0204e-05 | 0.00036032 | 0.00027948 | 0.0030973 | 0.00065039 | 0 | 0 | 0 | 0 | 0 | 0 | 0 | 0 | 0 | 0 | 0 | 0.33188 | 0 | 0 | 0 | 0 | 1.4143 | 0 | 0 | 0
5 | 132 | 11 | 82.4 | 1.7788 | 76.9821 | 0 | 3.4907 | 0.042388 | 0 | 78.4458 | 78.9653 | 78.9653 | 0.00069484 | 0.00154 | 0.00018727 | 0 | 0 | 0.0080516 | 0.0086677 | 0.00010464 | 0.015924 | 0.0025106 | 1.5557e-05 | 0.00054936 | 0.0003943 | 0.0030973 | 0.00065039 | 0 | 0 | 0 | 0 | 0 | 0 | 0 | 0 | 0 | 0 | 0 | 0.33163 | 0 | 0 | 0 | 0 | 1.4472 | 0 | 0 | 0
5 | 132 | 12 | 84.2 | 1.6882 | 76.9821 | 0 | 2.4703 | 0.047133 | 0 | 78.9653 | 79.5429 | 79.5429 | 0.00091985 | 0.0020387 | 0.00024792 | 0 | 0 | 0.0079264 | 0.0094519 | 0.00013854 | 0.017916 | 0.0022154 | 2.0596e-05 | 0.00072727 | 0.00053291 | 0.0041315 | 0.0008666 | 0 | 0 | 0 | 0 | 0 | 0 | 0 | 0 | 0 | 0 | 0 | 0.24105 | 0 | 0 | 0 | 0 | 1.4472 | 0 | 0 | 0
5 | 132 | 13 | 87.8 | 2.3937 | 76.9821 | 0 | 2.4703 | 0.050128 | 0.012831 | 79.5429 | 80.1572 | 80 | 0.0014509 | 0.0032158 | 0.00039106 | 0 | 0 | 0.0075756 | 0.0095646 | 0.00021771 | 0.019273 | 0.0027876 | 3.2487e-05 | 0.0011472 | 0.00072448 | 0.0030973 | 0.00065039 | 0 | 0 | 0 | 0 | 0 | 0 | 0.73855 | 0 | 0 | 0 | 0 | 0.24083 | 0 | 0 | 0 | 0 | 1.4143 | 0 | 0 | 0
5 | 132 | 14 | 89.6 | 4.4654 | 76.9821 | 0 | 1.987 | 0.050137 | 0.050137 | 80 | 80.6144 | 80 | 0.0016869 | 0.0037388 | 0.00045466 | 0 | 0 | 0.0072218 | 0.0088014 | 0.00025523 | 0.018731 | 0.0035146 | 3.777e-05 | 0.0013337 | 0.0012356 | 0.0025838 | 0.00054141 | 0 | 0 | 0 | 0 | 0 | 0 | 2.8859 | 0 | 0 | 0 | 0 | 0.19805 | 0 | 0 | 0 | 0 | 1.3814 | 0 | 0 | 0
5 | 132 | 15 | 89.6 | 13.5604 | 76.9821 | 0 | 1.987 | 0.045501 | 0.2087 | 80 | 80.5576 | 78 | 0.0016869 | 0.0037388 | 0.00045466 | 0 | 0 | 0.0065539 | 0.0074132 | 0.00025008 | 0.016528 | 0.0037171 | 3.777e-05 | 0.0013337 | 0.00053784 | 0.0026854 | 0.00056426 | 0 | 0 | 0 | 0 | 0 | 0 | 12.0129 | 0 | 0 | 0 | 0 | 0.19903 | 0 | 0 | 0 | 0 | 1.3485 | 0 | 0 | 0
5 | 132 | 16 | 91.4 | 4.2078 | 76.9821 | 0 | 1.987 | 0.045073 | 0.045073 | 78 | 78.5524 | 78 | 0.0023547 | 0.0052187 | 0.00063462 | 0 | 0 | 0.0052939 | 0.0056403 | 0.00035554 | 0.014592 | 0.0041535 | 5.2721e-05 | 0.0018617 | 0.0016658 | 0.0026854 | 0.00056426 | 0 | 0 | 0 | 0 | 0 | 0 | 2.5945 | 0 | 0 | 0 | 0 | 0.19903 | 0 | 0 | 0 | 0 | 1.4143 | 0 | 0 | 0
5 | 132 | 17 | 89.6 | 4.0687 | 76.9821 | 0 | 1.987 | 0.038086 | 0.038086 | 78 | 78.4668 | 78 | 0.0020384 | 0.0045177 | 0.00054938 | 0 | 0 | 0.0048065 | 0.0035741 | 0.00030745 | 0.010693 | 0.0037804 | 4.5639e-05 | 0.0016116 | 0.0014109 | 0.0039265 | 0.00082442 | 0 | 0 | 0 | 0 | 0 | 0 | 2.1923 | 0 | 0 | 0 | 0 | 0.19903 | 0 | 0 | 0 | 0 | 1.6774 | 0 | 0 | 0
5 | 132 | 18 | 87.8 | 4.0294 | 76.9821 | 0 | 3.3832 | 0.027829 | 0.027829 | 78 | 78.341 | 78 | 0.0017221 | 0.0038167 | 0.00046413 | 0 | 0 | 0.0036675 | 0.0015607 | 0.00025913 | 0.0058686 | 0.0028762 | 3.8557e-05 | 0.0013615 | 0.0010692 | 0.0042349 | 0.00088946 | 0 | 0 | 0 | 0 | 0 | 0 | 1.6018 | 0 | 0 | 0 | 0 | 0.32259 | 0 | 0 | 0 | 0 | 2.105 | 0 | 0 | 0
5 | 132 | 19 | 84.2 | 3.3194 | 76.9821 | 0 | 3.3832 | 0.016066 | 0.016066 | 78 | 78.1969 | 78 | 0.0010895 | 0.0024146 | 0.00029363 | 0 | 0 | 0.0021065 | 0.00031767 | 0.0001633 | 0.0013754 | 0.0013978 | 2.4393e-05 | 0.00086137 | 0.00052184 | 0.0045452 | 0.0009545 | 0 | 0 | 0 | 0 | 0 | 0 | 0.92476 | 0 | 0 | 0 | 0 | 0.32259 | 0 | 0 | 0 | 0 | 2.0721 | 0 | 0 | 0
5 | 132 | 20 | 82.4 | 3.0826 | 76.9821 | 0 | 3.3832 | 0.014237 | 0.014237 | 78 | 78.1745 | 78 | 0.00077317 | 0.0017136 | 0.00020838 | 0 | 0 | 0 | 0 | 0.00011518 | 0.0011862 | 0.00071955 | 1.7311e-05 | 0.0006113 | 0.00026958 | 0.0071272 | 0.0014959 | 0 | 0 | 0 | 0 | 0 | 0 | 0.81952 | 0 | 0 | 0 | 0 | 0.32259 | 0 | 0 | 0 | 0 | 1.9405 | 0 | 0 | 0
5 | 132 | 21 | 80.6 | 2.8528 | 76.9821 | 0 | 3.3832 | 0.011959 | 0.011959 | 78 | 78.1466 | 78 | 0.00045688 | 0.0010126 | 0.00012314 | 0 | 0 | 0 | 0 | 6.8281e-05 | 0.00070093 | 0.00042523 | 1.023e-05 | 0.00036122 | 0.00017789 | 0.0071272 | 0.0014959 | 0 | 0 | 0 | 0 | 0 | 0 | 0.6884 | 0 | 0 | 0 | 0 | 0.32259 | 0 | 0 | 0 | 0 | 1.8419 | 0 | 0 | 0
5 | 132 | 22 | 78.8 | 2.5858 | 76.9821 | 0 | 2.7388 | 0.010026 | 0.010026 | 78 | 78.1229 | 78 | 0.00014058 | 0.00031157 | 3.7888e-05 | 0 | 0 | 0 | 0 | 2.1013e-05 | 0.00021567 | 0.00013084 | 3.1475e-06 | 0.00011114 | 5.2e-05 | 0.0074411 | 0.0015609 | 0 | 0 | 0 | 0 | 0 | 0 | 0.5771 | 0 | 0 | 0 | 0 | 0.26557 | 0 | 0 | 0 | 0 | 1.7432 | 0 | 0 | 0
5 | 132 | 23 | 78.8 | 2.3227 | 76.9821 | 0 | 2.7388 | 0.010026 | 0.010026 | 78 | 78.1229 | 78 | 0.00014058 | 0.00031157 | 3.7888e-05 | 0 | 0 | 0 | 0 | 2.0999e-05 | 0.00021567 | 0.00013084 | 3.1475e-06 | 0.00011114 | 5.2e-05 | 0.0074411 | 0.0015609 | 0 | 0 | 0 | 0 | 0 | 0 | 0.5771 | 0 | 0 | 0 | 0 | 0.26557 | 0 | 0 | 0 | 0 | 1.4801 | 0 | 0 | 0
5 | 132 | 24 | 75.2 | 1.2805 | 76.9821 | 0 | 0.45647 | 0.0030392 | 0 | 78 | 78.0372 | 78 | -0.00049202 | -0.0010905 | -0.00013261 | 0 | 0 | 0 | 0 | -7.4131e-05 | -0.00075484 | -0.0004581 | -1.1016e-05 | -0.00038901 | -0.0002739 | 0.0067153 | 0.0014098 | 0 | 0 | 0 | 0 | 0 | 0 | 0 | 0 | 0 | 0 | 0 | 0.063589 | 0 | 0 | 0 | 0 | 1.2169 | 0 | 0 | 0
5 | 133 | 1 | 75.2 | 0.98421 | 77.2129 | 0 | 0.45513 | -0.0016093 | 0 | 78 | 77.9803 | 77.9803 | -0.00049202 | -0.0010905 | -0.00013261 | 0 | 0 | 0 | 0 | -7.4047e-05 | -0.00075484 | -0.00045808 | -1.1016e-05 | -0.00038901 | -0.0002739 | 0.0020667 | 0.00043418 | 0 | 0 | 0 | 0 | 0 | 0 | 0 | 0 | 0 | 0 | 0 | 0.063286 | 0 | 0 | 0 | 0 | 0.92093 | 0 | 0 | 0
5 | 133 | 2 | 73.4 | 0.91846 | 77.2129 | 0 | 0.45513 | -0.0039601 | 0 | 77.9803 | 77.9317 | 77.9317 | -0.00080485 | -0.0017838 | -0.00021692 | 0 | 0 | 0 | 0 | -0.00012121 | -0.0012348 | -0.00074935 | -1.8021e-05 | -0.00063634 | -0.00046141 | 0.0020667 | 0.00043418 | 0 | 0 | 0 | 0 | 0 | 0 | 0 | 0 | 0 | 0 | 0 | 0.06331 | 0 | 0 | 0 | 0 | 0.85515 | 0 | 0 | 0
5 | 133 | 3 | 71.6 | 0.8856 | 77.2129 | 0 | 0.45513 | -0.0061602 | 0 | 77.9317 | 77.8563 | 77.8563 | -0.0011126 | -0.0024659 | -0.00029987 | 0 | 0 | 0 | 0 | -0.0001668 | -0.001707 | -0.0010357 | -2.4912e-05 | -0.00087968 | -0.00053439 | 0.0020667 | 0.00043418 | 0 | 0 | 0 | 0 | 0 | 0 | 0 | 0 | 0 | 0 | 0 | 0.063348 | 0 | 0 | 0 | 0 | 0.82226 | 0 | 0 | 0
5 | 133 | 4 | 69.8 | 0.85276 | 77.2129 | 0 | 0.45513 | -0.0082048 | 0 | 77.8563 | 77.7557 | 77.7557 | -0.0014157 | -0.0031376 | -0.00038154 | 0 | 0 | 0 | 0 | -0.00021061 | -0.0021719 | -0.0013173 | -3.1697e-05 | -0.0011193 | -0.00048598 | 0.0020667 | 0.00043418 | 0 | 0 | 0 | 0 | 0 | 0 | 0 | 0 | 0 | 0 | 0 | 0.063397 | 0 | 0 | 0 | 0 | 0.78937 | 0 | 0 | 0
5 | 133 | 5 | 69.8 | 0.85281 | 77.2129 | 0 | 0.45513 | -0.0080748 | 0 | 77.7557 | 77.6567 | 77.6567 | -0.001398 | -0.0030984 | -0.00037678 | 0 | 0 | 0 | 0 | -0.00020778 | -0.0021448 | -0.0013008 | -3.1301e-05 | -0.0011053 | -0.00047835 | 0.0020667 | 0.00043418 | 0 | 0 | 0 | 0 | 0 | 0 | 0 | 0 | 0 | 0 | 0 | 0.063446 | 0 | 0 | 0 | 0 | 0.78937 | 0 | 0 | 0
5 | 133 | 6 | 71.6 | 0.95858 | 77.2129 | 0 | 0.53544 | -0.004245 | 0 | 77.6567 | 77.6047 | 77.6047 | -0.0010643 | -0.0023588 | -0.00028685 | 0 | 0 | 0 | 0 | -0.00015809 | -0.0016328 | -0.00099031 | -2.383e-05 | -0.00084147 | -0.00034139 | 0.0034529 | 0.00072422 | 0 | 0 | 0 | 0 | 0 | 0 | 0 | 0 | 0 | 0 | 0 | 0.070545 | 0 | 0 | 0 | 0 | 0.88804 | 0 | 0 | 0
5 | 133 | 7 | 71.6 | 1.5282 | 77.2129 | 0 | 4.0158 | 0.004166 | 0 | 77.6047 | 77.6558 | 77.6558 | -0.0010552 | -0.0023386 | -0.00028438 | 0 | 0 | 0.0027892 | 0.0011792 | -0.00015679 | 0.00069072 | 0.0001991 | -2.3625e-05 | -0.00083424 | -0.00033783 | 0.0043383 | 0.00091055 | 0 | 0 | 0 | 0 | 0 | 0 | 0 | 0 | 0 | 0 | 0 | 0.37703 | 0 | 0 | 0 | 0 | 1.1512 | 0 | 0 | 0
5 | 133 | 8 | 73.4 | 1.7254 | 77.2129 | 0 | 4.0158 | 0.016031 | 0 | 77.6558 | 77.8522 | 77.8522 | -0.00074783 | -0.0016574 | -0.00020155 | 0 | 0 | 0.0042699 | 0.0017389 | -0.00011111 | 0.0024224 | 0.00065208 | -1.6744e-05 | -0.00059126 | -0.0002244 | 0.0086767 | 0.0018211 | 0 | 0 | 0 | 0 | 0 | 0 | 0 | 0 | 0 | 0 | 0 | 0.37694 | 0 | 0 | 0 | 0 | 1.3485 | 0 | 0 | 0
5 | 133 | 9 | 75.2 | 1.711 | 77.2129 | 0 | 3.4804 | 0.020858 | 0 | 77.8522 | 78.1079 | 78.1079 | -0.00046605 | -0.0010329 | -0.00012561 | 0 | 0 | 0.0069917 | 0.0030239 | -6.9826e-05 | 0.0052543 | 0.001744 | -1.0435e-05 | -0.00036848 | -0.00020652 | 0.0050623 | 0.0010617 | 0 | 0 | 0 | 0 | 0 | 0 | 0 | 0 | 0 | 0 | 0 | 0.32966 | 0 | 0 | 0 | 0 | 1.3814 | 0 | 0 | 0
5 | 133 | 10 | 78.8 | 1.7438 | 77.2129 | 0 | 3.4804 | 0.030817 | 0 | 78.1079 | 78.4855 | 78.4855 | 0.00012163 | 0.00026956 | 3.278e-05 | 0 | 0 | 0.0097698 | 0.0049523 | 1.8144e-05 | 0.0089331 | 0.0028362 | 2.7232e-06 | 9.6161e-05 | 3.7306e-05 | 0.0030973 | 0.00065039 | 0 | 0 | 0 | 0 | 0 | 0 | 0 | 0 | 0 | 0 | 0 | 0.32947 | 0 | 0 | 0 | 0 | 1.4143 | 0 | 0 | 0
5 | 133 | 11 | 78.8 | 1.7764 | 77.2129 | 0 | 3.4804 | 0.034846 | 0 | 78.4855 | 78.9126 | 78.9126 | 5.526e-05 | 0.00012247 | 1.4894e-05 | 0 | 0 | 0.011003 | 0.0055057 | 8.2546e-06 | 0.010749 | 0.0035739 | 1.2373e-06 | 4.3691e-05 | 2.0148e-05 | 0.0030973 | 0.00065039 | 0 | 0 | 0 | 0 | 0 | 0 | 0 | 0 | 0 | 0 | 0 | 0.32927 | 0 | 0 | 0 | 0 | 1.4472 | 0 | 0 | 0
5 | 133 | 12 | 82.4 | 1.6866 | 77.2129 | 0 | 2.463 | 0.04434 | 0 | 78.9126 | 79.456 | 79.456 | 0.00061282 | 0.0013582 | 0.00016517 | 0 | 0 | 0.011466 | 0.0069081 | 9.1442e-05 | 0.013998 | 0.0040362 | 1.3721e-05 | 0.00048451 | 0.00020743 | 0.0041315 | 0.0008666 | 0 | 0 | 0 | 0 | 0 | 0 | 0 | 0 | 0 | 0 | 0 | 0.2394 | 0 | 0 | 0 | 0 | 1.4472 | 0 | 0 | 0
5 | 133 | 13 | 82.4 | 1.6534 | 77.2129 | 0 | 2.463 | 0.043681 | 0 | 79.456 | 79.9913 | 79.9913 | 0.00051733 | 0.0011466 | 0.00013943 | 0 | 0 | 0.011643 | 0.0073513 | 7.7678e-05 | 0.014512 | 0.0038657 | 1.1583e-05 | 0.00040902 | 0.00025928 | 0.0030973 | 0.00065039 | 0 | 0 | 0 | 0 | 0 | 0 | 0 | 0 | 0 | 0 | 0 | 0.23914 | 0 | 0 | 0 | 0 | 1.4143 | 0 | 0 | 0
5 | 133 | 14 | 82.4 | 3.9449 | 77.2129 | 0 | 1.9811 | 0.04183 | 0.041118 | 79.9913 | 80.5039 | 80 | 0.00042327 | 0.00093809 | 0.00011408 | 0 | 0 | 0.011061 | 0.0069416 | 6.3701e-05 | 0.014402 | 0.0041835 | 9.4769e-06 | 0.00033465 | 0.00023406 | 0.0025838 | 0.00054141 | 0 | 0 | 0 | 0 | 0 | 0 | 2.3668 | 0 | 0 | 0 | 0 | 0.19669 | 0 | 0 | 0 | 0 | 1.3814 | 0 | 0 | 0
5 | 133 | 15 | 82.4 | 12.6461 | 77.2129 | 0 | 1.9811 | 0.029641 | 0.19284 | 80 | 80.3633 | 78 | 0.00042173 | 0.0009347 | 0.00011366 | 0 | 0 | 0.0087859 | 0.0038778 | 6.3318e-05 | 0.0084536 | 0.0031885 | 9.4426e-06 | 0.00033343 | 0.00020912 | 0.0026854 | 0.00056426 | 0 | 0 | 0 | 0 | 0 | 0 | 11.1 | 0 | 0 | 0 | 0 | 0.19767 | 0 | 0 | 0 | 0 | 1.3485 | 0 | 0 | 0
5 | 133 | 16 | 80.6 | 2.7221 | 77.2129 | 0 | 1.9811 | 0.019287 | 0.019287 | 78 | 78.2364 | 78 | 0.00045688 | 0.0010126 | 0.00012314 | 0 | 0 | 0.0049967 | 0.0019795 | 6.8625e-05 | 0.0048779 | 0.0019234 | 1.023e-05 | 0.00036122 | 0.00022744 | 0.0026854 | 0.00056426 | 0 | 0 | 0 | 0 | 0 | 0 | 1.1102 | 0 | 0 | 0 | 0 | 0.19767 | 0 | 0 | 0 | 0 | 1.4143 | 0 | 0 | 0
5 | 133 | 17 | 80.6 | 2.9021 | 77.2129 | 0 | 1.9811 | 0.017842 | 0.017842 | 78 | 78.2187 | 78 | 0.00045688 | 0.0010126 | 0.00012314 | 0 | 0 | 0.0038392 | 0.001487 | 6.8595e-05 | 0.003952 | 0.0015526 | 1.023e-05 | 0.00036122 | 0.00022744 | 0.0039265 | 0.00082442 | 0 | 0 | 0 | 0 | 0 | 0 | 1.027 | 0 | 0 | 0 | 0 | 0.19767 | 0 | 0 | 0 | 0 | 1.6774 | 0 | 0 | 0
5 | 133 | 18 | 78.8 | 3.1032 | 77.2129 | 0 | 3.3733 | 0.011777 | 0.011777 | 78 | 78.1443 | 78 | 0.00014058 | 0.00031157 | 3.7888e-05 | 0 | 0 | 0.0022852 | 0.00088514 | 2.1065e-05 | 0.002057 | 0.00074049 | 3.1475e-06 | 0.00011114 | 5.9604e-05 | 0.0042349 | 0.00088946 | 0 | 0 | 0 | 0 | 0 | 0 | 0.67791 | 0 | 0 | 0 | 0 | 0.32028 | 0 | 0 | 0 | 0 | 2.105 | 0 | 0 | 0
5 | 133 | 19 | 78.8 | 2.8628 | 77.2129 | 0 | 3.3733 | 0.008172 | 0.008172 | 78 | 78.1001 | 78 | 0.00014058 | 0.00031157 | 3.7888e-05 | 0 | 0 | 0.00077697 | 0.00030095 | 2.0999e-05 | 0.00067828 | 0.00023881 | 3.1475e-06 | 0.00011114 | 5.2e-05 | 0.0045452 | 0.0009545 | 0 | 0 | 0 | 0 | 0 | 0 | 0.47039 | 0 | 0 | 0 | 0 | 0.32028 | 0 | 0 | 0 | 0 | 2.0721 | 0 | 0 | 0
5 | 133 | 20 | 78.8 | 2.8165 | 77.2129 | 0 | 3.3733 | 0.0096546 | 0.0096546 | 78 | 78.1183 | 78 | 0.00014058 | 0.00031157 | 3.7888e-05 | 0 | 0 | 0 | 0 | 2.1052e-05 | 0.00021567 | 0.00013085 | 3.1475e-06 | 0.00011114 | 5.9604e-05 | 0.0071272 | 0.0014959 | 0 | 0 | 0 | 0 | 0 | 0 | 0.55573 | 0 | 0 | 0 | 0 | 0.32028 | 0 | 0 | 0 | 0 | 1.9405 | 0 | 0 | 0
5 | 133 | 21 | 77 | 2.1621 | 77.2129 | 0 | 3.3733 | 0.0058173 | 0 | 78 | 78.0713 | 78 | -0.00017572 | -0.00038946 | -4.736e-05 | 0 | 0 | 0 | 0 | -2.6458e-05 | -0.00026959 | -0.0001636 | -3.9344e-06 | -0.00013893 | -9.4832e-05 | 0.0071272 | 0.0014959 | 0 | 0 | 0 | 0 | 0 | 0 | 0 | 0 | 0 | 0 | 0 | 0.32028 | 0 | 0 | 0 | 0 | 1.8419 | 0 | 0 | 0
5 | 133 | 22 | 77 | 2.0069 | 77.2129 | 0 | 2.7308 | 0.0061312 | 0 | 78 | 78.0751 | 78 | -0.00017572 | -0.00038946 | -4.736e-05 | 0 | 0 | 0 | 0 | -2.6443e-05 | -0.00026959 | -0.0001636 | -3.9344e-06 | -0.00013893 | -9.4832e-05 | 0.0074411 | 0.0015609 | 0 | 0 | 0 | 0 | 0 | 0 | 0 | 0 | 0 | 0 | 0 | 0.26369 | 0 | 0 | 0 | 0 | 1.7432 | 0 | 0 | 0
5 | 133 | 23 | 75.2 | 1.7438 | 77.2129 | 0 | 2.7308 | 0.0037932 | 0 | 78 | 78.0465 | 78 | -0.00049202 | -0.0010905 | -0.00013261 | 0 | 0 | 0 | 0 | -7.3919e-05 | -0.00075484 | -0.00045804 | -1.1016e-05 | -0.00038901 | -0.0002459 | 0.0074411 | 0.0015609 | 0 | 0 | 0 | 0 | 0 | 0 | 0 | 0 | 0 | 0 | 0 | 0.26369 | 0 | 0 | 0 | 0 | 1.4801 | 0 | 0 | 0
5 | 133 | 24 | 75.2 | 1.2802 | 77.2129 | 0 | 0.45513 | 0.0030103 | 0 | 78 | 78.0369 | 78 | -0.00049202 | -0.0010905 | -0.00013261 | 0 | 0 | 0 | 0 | -7.4217e-05 | -0.00075484 | -0.00045813 | -1.1016e-05 | -0.00038901 | -0.00030264 | 0.0067153 | 0.0014098 | 0 | 0 | 0 | 0 | 0 | 0 | 0 | 0 | 0 | 0 | 0 | 0.063277 | 0 | 0 | 0 | 0 | 1.2169 | 0 | 0 | 0
5 | 134 | 1 | 75.2 | 0.9839 | 77.4426 | 0 | 0.45378 | -0.0016679 | 0 | 78 | 77.9796 | 77.9796 | -0.00049202 | -0.0010905 | -0.00013261 | 0 | 0 | 0 | 0 | -7.4382e-05 | -0.00075484 | -0.00045817 | -1.1016e-05 | -0.00038901 | -0.00033206 | 0.0020667 | 0.00043418 | 0 | 0 | 0 | 0 | 0 | 0 | 0 | 0 | 0 | 0 | 0 | 0.062976 | 0 | 0 | 0 | 0 | 0.92093 | 0 | 0 | 0
5 | 134 | 2 | 73.4 | 0.91815 | 77.4426 | 0 | 0.45378 | -0.0039136 | 0 | 77.9796 | 77.9316 | 77.9316 | -0.00080473 | -0.0017835 | -0.00021689 | 0 | 0 | 0 | 0 | -0.00012091 | -0.0012346 | -0.00074916 | -1.8018e-05 | -0.00063624 | -0.00041613 | 0.0020667 | 0.00043418 | 0 | 0 | 0 | 0 | 0 | 0 | 0 | 0 | 0 | 0 | 0 | 0.062999 | 0 | 0 | 0 | 0 | 0.85515 | 0 | 0 | 0
5 | 134 | 3 | 73.4 | 0.88528 | 77.4426 | 0 | 0.45378 | -0.0038505 | 0 | 77.9316 | 77.8844 | 77.8844 | -0.0007963 | -0.0017649 | -0.00021462 | 0 | 0 | 0 | 0 | -0.00011957 | -0.0012217 | -0.00074129 | -1.7829e-05 | -0.00062958 | -0.00041141 | 0.0020667 | 0.00043418 | 0 | 0 | 0 | 0 | 0 | 0 | 0 | 0 | 0 | 0 | 0 | 0.063023 | 0 | 0 | 0 | 0 | 0.82226 | 0 | 0 | 0
5 | 134 | 4 | 73.4 | 0.85241 | 77.4426 | 0 | 0.45378 | -0.0038331 | 0 | 77.8844 | 77.8374 | 77.8374 | -0.00078801 | -0.0017465 | -0.00021238 | 0 | 0 | 0 | 0 | -0.0001186 | -0.0012089 | -0.00073365 | -1.7644e-05 | -0.00062302 | -0.00045105 | 0.0020667 | 0.00043418 | 0 | 0 | 0 | 0 | 0 | 0 | 0 | 0 | 0 | 0 | 0 | 0.063046 | 0 | 0 | 0 | 0 | 0.78937 | 0 | 0 | 0
5 | 134 | 5 | 73.4 | 0.85243 | 77.4426 | 0 | 0.45378 | -0.0036428 | 0 | 77.8374 | 77.7928 | 77.7928 | -0.00077975 | -0.0017282 | -0.00021016 | 0 | 0 | 0 | 0 | -0.00011651 | -0.0011963 | -0.00072573 | -1.7459e-05 | -0.0006165 | -0.00031884 | 0.0020667 | 0.00043418 | 0 | 0 | 0 | 0 | 0 | 0 | 0 | 0 | 0 | 0 | 0 | 0.063068 | 0 | 0 | 0 | 0 | 0.78937 | 0 | 0 | 0
5 | 134 | 6 | 73.4 | 0.95814 | 77.4426 | 0 | 0.53386 | -0.0020812 | 0 | 77.7928 | 77.7673 | 77.7673 | -0.00077191 | -0.0017108 | -0.00020804 | 0 | 0 | 0 | 0 | -0.00011437 | -0.0011842 | -0.00071816 | -1.7283e-05 | -0.0006103 | -0.00019899 | 0.0034529 | 0.00072422 | 0 | 0 | 0 | 0 | 0 | 0 | 0 | 0 | 0 | 0 | 0 | 0.070099 | 0 | 0 | 0 | 0 | 0.88804 | 0 | 0 | 0
5 | 134 | 7 | 75.2 | 1.5254 | 77.4426 | 0 | 4.0039 | 0.0059437 | 0 | 77.7673 | 77.8401 | 77.8401 | -0.00045113 | -0.00099985 | -0.00012159 | 0 | 0 | 0.0015539 | 0.0006019 | -6.7215e-05 | 0.00064814 | 4.5451e-05 | -1.0101e-05 | -0.00035668 | -0.00014803 | 0.0043383 | 0.00091055 | 0 | 0 | 0 | 0 | 0 | 0 | 0 | 0 | 0 | 0 | 0 | 0.3742 | 0 | 0 | 0 | 0 | 1.1512 | 0 | 0 | 0
5 | 134 | 8 | 75.2 | 1.7226 | 77.4426 | 0 | 4.0039 | 0.014424 | 0 | 77.8401 | 78.0169 | 78 | -0.00046393 | -0.0010282 | -0.00012504 | 0 | 0 | 0.0028108 | 0.0010887 | -6.891e-05 | 0.0017711 | 0.00044913 | -1.0387e-05 | -0.0003668 | -0.00013044 | 0.0086767 | 0.0018211 | 0 | 0 | 0 | 0 | 0 | 0 | 0 | 0 | 0 | 0 | 0 | 0.37412 | 0 | 0 | 0 | 0 | 1.3485 | 0 | 0 | 0
5 | 134 | 9 | 78.8 | 1.7086 | 77.4426 | 0 | 3.4701 | 0.021914 | 0 | 78 | 78.2686 | 78.2686 | 0.00014058 | 0.00031157 | 3.7888e-05 | 0 | 0 | 0.0062388 | 0.0025319 | 2.0867e-05 | 0.0047366 | 0.0016278 | 3.1475e-06 | 0.00011114 | 3.0014e-05 | 0.0050623 | 0.0010617 | 0 | 0 | 0 | 0 | 0 | 0 | 0 | 0 | 0 | 0 | 0 | 0.3272 | 0 | 0 | 0 | 0 | 1.3814 | 0 | 0 | 0
5 | 134 | 10 | 78.8 | 1.7413 | 77.4426 | 0 | 3.4701 | 0.024454 | 0 | 78.2686 | 78.5683 | 78.5683 | 9.3385e-05 | 0.00020697 | 2.5169e-05 | 0 | 0 | 0.0077621 | 0.0031573 | 1.3906e-05 | 0.0067894 | 0.0025538 | 2.0909e-06 | 7.3833e-05 | 2.8471e-05 | 0.0030973 | 0.00065039 | 0 | 0 | 0 | 0 | 0 | 0 | 0 | 0 | 0 | 0 | 0 | 0.32706 | 0 | 0 | 0 | 0 | 1.4143 | 0 | 0 | 0
5 | 134 | 11 | 80.6 | 1.774 | 77.4426 | 0 | 3.4701 | 0.032893 | 0 | 78.5683 | 78.9714 | 78.9714 | 0.00035702 | 0.00079128 | 9.6223e-05 | 0 | 0 | 0.010176 | 0.0042834 | 5.3509e-05 | 0.0093681 | 0.0035742 | 7.9938e-06 | 0.00028227 | 0.00015593 | 0.0030973 | 0.00065039 | 0 | 0 | 0 | 0 | 0 | 0 | 0 | 0 | 0 | 0 | 0 | 0.32686 | 0 | 0 | 0 | 0 | 1.4472 | 0 | 0 | 0
5 | 134 | 12 | 82.4 | 1.6849 | 77.4426 | 0 | 2.4557 | 0.038534 | 0 | 78.9714 | 79.4436 | 79.4436 | 0.00060249 | 0.0013353 | 0.00016238 | 0 | 0 | 0.01121 | 0.0047237 | 9.0308e-05 | 0.010578 | 0.0040724 | 1.349e-05 | 0.00047634 | 0.00027176 | 0.0041315 | 0.0008666 | 0 | 0 | 0 | 0 | 0 | 0 | 0 | 0 | 0 | 0 | 0 | 0.23772 | 0 | 0 | 0 | 0 | 1.4472 | 0 | 0 | 0
5 | 134 | 13 | 84.2 | 1.6518 | 77.4426 | 0 | 2.4557 | 0.036247 | 0 | 79.4436 | 79.8878 | 79.8878 | 0.0008358 | 0.0018524 | 0.00022526 | 0 | 0 | 0.010146 | 0.0043012 | 0.00012529 | 0.010013 | 0.0039321 | 1.8714e-05 | 0.00066081 | 0.00038825 | 0.0030973 | 0.00065039 | 0 | 0 | 0 | 0 | 0 | 0 | 0 | 0 | 0 | 0 | 0 | 0.23751 | 0 | 0 | 0 | 0 | 1.4143 | 0 | 0 | 0
5 | 134 | 14 | 86 | 3.3015 | 77.4426 | 0 | 1.9753 | 0.039118 | 0.029964 | 79.8878 | 80.3672 | 80 | 0.001074 | 0.0023804 | 0.00028947 | 0 | 0 | 0.011024 | 0.0048356 | 0.00016213 | 0.010631 | 0.0040305 | 2.4048e-05 | 0.00084917 | 0.00069233 | 0.0025838 | 0.00054141 | 0 | 0 | 0 | 0 | 0 | 0 | 1.7248 | 0 | 0 | 0 | 0 | 0.19534 | 0 | 0 | 0 | 0 | 1.3814 | 0 | 0 | 0
5 | 134 | 15 | 87.8 | 13.2816 | 77.4426 | 0 | 1.9753 | 0.040705 | 0.2039 | 80 | 80.4988 | 78 | 0.0013706 | 0.0030378 | 0.00036941 | 0 | 0 | 0.010152 | 0.0049007 | 0.00020735 | 0.011154 | 0.0041655 | 3.0689e-05 | 0.0010837 | 0.00098332 | 0.0026854 | 0.00056426 | 0 | 0 | 0 | 0 | 0 | 0 | 11.7368 | 0 | 0 | 0 | 0 | 0.19632 | 0 | 0 | 0 | 0 | 1.3485 | 0 | 0 | 0
5 | 134 | 16 | 86 | 3.5741 | 77.4426 | 0 | 1.9753 | 0.034111 | 0.034111 | 78 | 78.418 | 78 | 0.0014058 | 0.0031157 | 0.00037888 | 0 | 0 | 0.0083329 | 0.0034682 | 0.00021005 | 0.0086522 | 0.0035283 | 3.1475e-05 | 0.0011114 | 0.00062682 | 0.0026854 | 0.00056426 | 0 | 0 | 0 | 0 | 0 | 0 | 1.9635 | 0 | 0 | 0 | 0 | 0.19632 | 0 | 0 | 0 | 0 | 1.4143 | 0 | 0 | 0
5 | 134 | 17 | 86 | 3.5848 | 77.4426 | 0 | 1.9753 | 0.029727 | 0.029727 | 78 | 78.3643 | 78 | 0.0014058 | 0.0031157 | 0.00037888 | 0 | 0 | 0.0060713 | 0.0024791 | 0.00021114 | 0.0066085 | 0.0027899 | 3.1475e-05 | 0.0011114 | 0.00077288 | 0.0039265 | 0.00082442 | 0 | 0 | 0 | 0 | 0 | 0 | 1.7111 | 0 | 0 | 0 | 0 | 0.19632 | 0 | 0 | 0 | 0 | 1.6774 | 0 | 0 | 0
5 | 134 | 18 | 84.2 | 3.743 | 77.4426 | 0 | 3.3633 | 0.022932 | 0.022932 | 78 | 78.281 | 78 | 0.0010895 | 0.0024146 | 0.00029363 | 0 | 0 | 0.0040805 | 0.001621 | 0.00016358 | 0.0046231 | 0.0020559 | 2.4393e-05 | 0.00086137 | 0.00058035 | 0.0042349 | 0.00088946 | 0 | 0 | 0 | 0 | 0 | 0 | 1.32 | 0 | 0 | 0 | 0 | 0.31797 | 0 | 0 | 0 | 0 | 2.105 | 0 | 0 | 0
5 | 134 | 19 | 82.4 | 3.1644 | 77.4426 | 0 | 3.3633 | 0.013453 | 0.013453 | 78 | 78.1649 | 78 | 0.00077317 | 0.0017136 | 0.00020838 | 0 | 0 | 0.0013734 | 0.00047937 | 0.00011638 | 0.0014776 | 0.00074068 | 1.7311e-05 | 0.0006113 | 0.00044196 | 0.0045452 | 0.0009545 | 0 | 0 | 0 | 0 | 0 | 0 | 0.77436 | 0 | 0 | 0 | 0 | 0.31797 | 0 | 0 | 0 | 0 | 2.0721 | 0 | 0 | 0
5 | 134 | 20 | 80.6 | 2.9498 | 77.4426 | 0 | 3.3633 | 0.012009 | 0.012009 | 78 | 78.1472 | 78 | 0.00045688 | 0.0010126 | 0.00012314 | 0 | 0 | 0 | 0 | 6.8616e-05 | 0.00070093 | 0.00042532 | 1.023e-05 | 0.00036122 | 0.00022744 | 0.0071272 | 0.0014959 | 0 | 0 | 0 | 0 | 0 | 0 | 0.69128 | 0 | 0 | 0 | 0 | 0.31797 | 0 | 0 | 0 | 0 | 1.9405 | 0 | 0 | 0
5 | 134 | 21 | 80.6 | 2.8526 | 77.4426 | 0 | 3.3633 | 0.012036 | 0.012036 | 78 | 78.1475 | 78 | 0.00045688 | 0.0010126 | 0.00012314 | 0 | 0 | 0 | 0 | 6.8758e-05 | 0.00070093 | 0.00042536 | 1.023e-05 | 0.00036122 | 0.00025347 | 0.0071272 | 0.0014959 | 0 | 0 | 0 | 0 | 0 | 0 | 0.69279 | 0 | 0 | 0 | 0 | 0.31797 | 0 | 0 | 0 | 0 | 1.8419 | 0 | 0 | 0
5 | 134 | 22 | 78.8 | 2.5826 | 77.4426 | 0 | 2.7227 | 0.010034 | 0.010034 | 78 | 78.123 | 78 | 0.00014058 | 0.00031157 | 3.7888e-05 | 0 | 0 | 0 | 0 | 2.1065e-05 | 0.00021567 | 0.00013085 | 3.1475e-06 | 0.00011114 | 5.9604e-05 | 0.0074411 | 0.0015609 | 0 | 0 | 0 | 0 | 0 | 0 | 0.57754 | 0 | 0 | 0 | 0 | 0.26183 | 0 | 0 | 0 | 0 | 1.7432 | 0 | 0 | 0
5 | 134 | 23 | 78.8 | 2.3224 | 77.4426 | 0 | 2.7227 | 0.010086 | 0.010086 | 78 | 78.1236 | 78 | 0.00014058 | 0.00031157 | 3.7888e-05 | 0 | 0 | 0 | 0 | 2.135e-05 | 0.00021567 | 0.00013093 | 3.1475e-06 | 0.00011114 | 0.0001117 | 0.0074411 | 0.0015609 | 0 | 0 | 0 | 0 | 0 | 0 | 0.58056 | 0 | 0 | 0 | 0 | 0.26183 | 0 | 0 | 0 | 0 | 1.4801 | 0 | 0 | 0
5 | 134 | 24 | 78.8 | 1.81 | 77.4426 | 0 | 0.45378 | 0.009209 | 0.009209 | 78 | 78.1129 | 78 | 0.00014058 | 0.00031157 | 3.7888e-05 | 0 | 0 | 0 | 0 | 2.135e-05 | 0.00021567 | 0.00013093 | 3.1475e-06 | 0.00011114 | 0.0001117 | 0.0067153 | 0.0014098 | 0 | 0 | 0 | 0 | 0 | 0 | 0.53008 | 0 | 0 | 0 | 0 | 0.062966 | 0 | 0 | 0 | 0 | 1.2169 | 0 | 0 | 0
5 | 135 | 1 | 78.8 | 1.1899 | 77.6712 | 0 | 0.45242 | 0.0035848 | 0.0035848 | 78 | 78.0439 | 78 | 0.00014058 | 0.00031157 | 3.7888e-05 | 0 | 0 | 0 | 0 | 2.135e-05 | 0.00021567 | 0.00013093 | 3.1475e-06 | 0.00011114 | 0.0001117 | 0.0020667 | 0.00043418 | 0 | 0 | 0 | 0 | 0 | 0 | 0.20635 | 0 | 0 | 0 | 0 | 0.062656 | 0 | 0 | 0 | 0 | 0.92093 | 0 | 0 | 0
5 | 135 | 2 | 78.8 | 1.123 | 77.6712 | 0 | 0.45242 | 0.0035654 | 0.0035654 | 78 | 78.0437 | 78 | 0.00014058 | 0.00031157 | 3.7888e-05 | 0 | 0 | 0 | 0 | 2.125e-05 | 0.00021567 | 0.00013091 | 3.1475e-06 | 0.00011114 | 9.2433e-05 | 0.0020667 | 0.00043418 | 0 | 0 | 0 | 0 | 0 | 0 | 0.20523 | 0 | 0 | 0 | 0 | 0.062656 | 0 | 0 | 0 | 0 | 0.85515 | 0 | 0 | 0
5 | 135 | 3 | 78.8 | 1.0892 | 77.6712 | 0 | 0.45242 | 0.0035485 | 0.0035485 | 78 | 78.0435 | 78 | 0.00014058 | 0.00031157 | 3.7888e-05 | 0 | 0 | 0 | 0 | 2.1154e-05 | 0.00021567 | 0.00013088 | 3.1475e-06 | 0.00011114 | 7.5598e-05 | 0.0020667 | 0.00043418 | 0 | 0 | 0 | 0 | 0 | 0 | 0.20425 | 0 | 0 | 0 | 0 | 0.062656 | 0 | 0 | 0 | 0 | 0.82226 | 0 | 0 | 0
5 | 135 | 4 | 77 | 0.85202 | 77.6712 | 0 | 0.45242 | 0.00079742 | 0 | 78 | 78.0098 | 78 | -0.00017572 | -0.00038946 | -4.736e-05 | 0 | 0 | 0 | 0 | -2.6191e-05 | -0.00026959 | -0.00016353 | -3.9344e-06 | -0.00013893 | -5.4522e-05 | 0.0020667 | 0.00043418 | 0 | 0 | 0 | 0 | 0 | 0 | 0 | 0 | 0 | 0 | 0 | 0.062656 | 0 | 0 | 0 | 0 | 0.78937 | 0 | 0 | 0
5 | 135 | 5 | 78.8 | 1.0563 | 77.6712 | 0 | 0.45242 | 0.0035485 | 0.0035485 | 78 | 78.0435 | 78 | 0.00014058 | 0.00031157 | 3.7888e-05 | 0 | 0 | 0 | 0 | 2.1166e-05 | 0.00021567 | 0.00013088 | 3.1475e-06 | 0.00011114 | 7.5598e-05 | 0.0020667 | 0.00043418 | 0 | 0 | 0 | 0 | 0 | 0 | 0.20425 | 0 | 0 | 0 | 0 | 0.062656 | 0 | 0 | 0 | 0 | 0.78937 | 0 | 0 | 0
5 | 135 | 6 | 77 | 0.95766 | 77.6712 | 0 | 0.53226 | 0.0017864 | 0 | 78 | 78.0219 | 78 | -0.00017572 | -0.00038946 | -4.736e-05 | 0 | 0 | 9.1668e-05 | 6.0324e-06 | -2.627e-05 | -0.00026959 | -0.00064751 | -3.9344e-06 | -0.00013893 | -6.5383e-05 | 0.0034529 | 0.00072422 | 0 | 0 | 0 | 0 | 0 | 0 | 0 | 0 | 0 | 0 | 0 | 0.06962 | 0 | 0 | 0 | 0 | 0.88804 | 0 | 0 | 0
5 | 135 | 7 | 77 | 1.5226 | 77.6712 | 0 | 3.9919 | 0.01121 | 0 | 78 | 78.1374 | 78 | -0.00017572 | -0.00038946 | -4.736e-05 | 0 | 0 | 0.0027276 | 0.0011658 | -2.6167e-05 | 0.0019203 | 0.00098373 | -3.9344e-06 | -0.00013893 | -5.4522e-05 | 0.0043383 | 0.00091055 | 0 | 0 | 0 | 0 | 0 | 0 | 0 | 0 | 0 | 0 | 0 | 0.37139 | 0 | 0 | 0 | 0 | 1.1512 | 0 | 0 | 0
5 | 135 | 8 | 78.8 | 2.9672 | 77.6712 | 0 | 3.9919 | 0.021669 | 0.021669 | 78 | 78.2656 | 78 | 0.00014058 | 0.00031157 | 3.7888e-05 | 0 | 0 | 0.0043961 | 0.0018589 | 2.0952e-05 | 0.0031496 | 0.0010983 | 3.1475e-06 | 0.00011114 | 4.3294e-05 | 0.0086767 | 0.0018211 | 0 | 0 | 0 | 0 | 0 | 0 | 1.2473 | 0 | 0 | 0 | 0 | 0.37139 | 0 | 0 | 0 | 0 | 1.3485 | 0 | 0 | 0
5 | 135 | 9 | 80.6 | 1.7062 | 77.6712 | 0 | 3.4597 | 0.032784 | 0 | 78 | 78.4018 | 78.4018 | 0.00045688 | 0.0010126 | 0.00012314 | 0 | 0 | 0.0074857 | 0.0048538 | 6.8639e-05 | 0.0092176 | 0.0028429 | 1.023e-05 | 0.00036122 | 0.00022744 | 0.0050623 | 0.0010617 | 0 | 0 | 0 | 0 | 0 | 0 | 0 | 0 | 0 | 0 | 0 | 0.32477 | 0 | 0 | 0 | 0 | 1.3814 | 0 | 0 | 0
5 | 135 | 10 | 84.2 | 1.7388 | 77.6712 | 0 | 3.4597 | 0.039064 | 0 | 78.4018 | 78.8805 | 78.8805 | 0.0010189 | 0.0022582 | 0.0002746 | 0 | 0 | 0.0082158 | 0.0065406 | 0.00015249 | 0.01247 | 0.0031263 | 2.2813e-05 | 0.00080555 | 0.00043115 | 0.0030973 | 0.00065039 | 0 | 0 | 0 | 0 | 0 | 0 | 0 | 0 | 0 | 0 | 0 | 0.32454 | 0 | 0 | 0 | 0 | 1.4143 | 0 | 0 | 0
5 | 135 | 11 | 84.2 | 1.7714 | 77.6712 | 0 | 3.4597 | 0.044093 | 0 | 78.8805 | 79.4209 | 79.4209 | 0.00093475 | 0.0020717 | 0.00025193 | 0 | 0 | 0.0090573 | 0.0081244 | 0.00013969 | 0.015479 | 0.003136 | 2.0929e-05 | 0.00073904 | 0.00039087 | 0.0030973 | 0.00065039 | 0 | 0 | 0 | 0 | 0 | 0 | 0 | 0 | 0 | 0 | 0 | 0.32427 | 0 | 0 | 0 | 0 | 1.4472 | 0 | 0 | 0
5 | 135 | 12 | 86 | 1.8031 | 77.6712 | 0 | 2.4484 | 0.049344 | 0.002088 | 79.4209 | 80.0256 | 80 | 0.0011561 | 0.0025623 | 0.00031159 | 0 | 0 | 0.0082701 | 0.0093416 | 0.0001711 | 0.018456 | 0.0028539 | 2.5885e-05 | 0.00091405 | 0.00028259 | 0.0041315 | 0.0008666 | 0 | 0 | 0 | 0 | 0 | 0 | 0.12019 | 0 | 0 | 0 | 0 | 0.23578 | 0 | 0 | 0 | 0 | 1.4472 | 0 | 0 | 0
5 | 135 | 13 | 86 | 4.3988 | 77.6712 | 0 | 2.4484 | 0.047753 | 0.047753 | 80 | 80.5852 | 80 | 0.0010543 | 0.0023367 | 0.00028416 | 0 | 0 | 0.0081972 | 0.0094884 | 0.00015709 | 0.01858 | 0.0026647 | 2.3607e-05 | 0.00083359 | 0.0003862 | 0.0030973 | 0.00065039 | 0 | 0 | 0 | 0 | 0 | 0 | 2.7487 | 0 | 0 | 0 | 0 | 0.23578 | 0 | 0 | 0 | 0 | 1.4143 | 0 | 0 | 0
5 | 135 | 14 | 86 | 4.2207 | 77.6712 | 0 | 1.9694 | 0.045957 | 0.045957 | 80 | 80.5632 | 80 | 0.0010543 | 0.0023367 | 0.00028416 | 0 | 0 | 0.0091202 | 0.0080938 | 0.00015708 | 0.016806 | 0.0037364 | 2.3607e-05 | 0.00083359 | 0.0003862 | 0.0025838 | 0.00054141 | 0 | 0 | 0 | 0 | 0 | 0 | 2.6453 | 0 | 0 | 0 | 0 | 0.19399 | 0 | 0 | 0 | 0 | 1.3814 | 0 | 0 | 0
5 | 135 | 15 | 87.8 | 13.4166 | 77.6712 | 0 | 1.9694 | 0.043073 | 0.20627 | 80 | 80.5279 | 78 | 0.0013706 | 0.0030378 | 0.00036941 | 0 | 0 | 0.0091976 | 0.006467 | 0.00020442 | 0.013717 | 0.0038161 | 3.0689e-05 | 0.0010837 | 0.0005288 | 0.0026854 | 0.00056426 | 0 | 0 | 0 | 0 | 0 | 0 | 11.8731 | 0 | 0 | 0 | 0 | 0.19497 | 0 | 0 | 0 | 0 | 1.3485 | 0 | 0 | 0
5 | 135 | 16 | 87.8 | 3.9005 | 77.6712 | 0 | 1.9694 | 0.039805 | 0.039805 | 78 | 78.4878 | 78 | 0.0017221 | 0.0038167 | 0.00046413 | 0 | 0 | 0.0077495 | 0.0050268 | 0.00025456 | 0.011834 | 0.0037998 | 3.8557e-05 | 0.0013615 | 0.00048747 | 0.0026854 | 0.00056426 | 0 | 0 | 0 | 0 | 0 | 0 | 2.2912 | 0 | 0 | 0 | 0 | 0.19497 | 0 | 0 | 0 | 0 | 1.4143 | 0 | 0 | 0
5 | 135 | 17 | 87.8 | 3.882 | 77.6712 | 0 | 1.9694 | 0.034914 | 0.034914 | 78 | 78.4279 | 78 | 0.0017221 | 0.0038167 | 0.00046413 | 0 | 0 | 0.0052902 | 0.0034774 | 0.00025533 | 0.0097471 | 0.0034368 | 3.8557e-05 | 0.0013615 | 0.00055297 | 0.0039265 | 0.00082442 | 0 | 0 | 0 | 0 | 0 | 0 | 2.0097 | 0 | 0 | 0 | 0 | 0.19497 | 0 | 0 | 0 | 0 | 1.6774 | 0 | 0 | 0
5 | 135 | 18 | 86.36 | 3.8688 | 77.6712 | 0 | 3.3532 | 0.025158 | 0.025158 | 78 | 78.3083 | 78 | 0.001469 | 0.0032559 | 0.00039593 | 0 | 0 | 0.0038506 | 0.0016447 | 0.0002159 | 0.0052549 | 0.002441 | 3.2892e-05 | 0.0011615 | 0.00031187 | 0.0042349 | 0.00088946 | 0 | 0 | 0 | 0 | 0 | 0 | 1.4482 | 0 | 0 | 0 | 0 | 0.31568 | 0 | 0 | 0 | 0 | 2.105 | 0 | 0 | 0
5 | 135 | 19 | 84.2 | 3.3397 | 77.6712 | 0 | 3.3532 | 0.016537 | 0.016537 | 78 | 78.2027 | 78 | 0.0010895 | 0.0024146 | 0.00029363 | 0 | 0 | 0.0022207 | 0.00037697 | 0.00015898 | 0.0018589 | 0.0016072 | 2.4393e-05 | 0.00086137 | 0.0001315 | 0.0045452 | 0.0009545 | 0 | 0 | 0 | 0 | 0 | 0 | 0.95191 | 0 | 0 | 0 | 0 | 0.31568 | 0 | 0 | 0 | 0 | 2.0721 | 0 | 0 | 0
5 | 135 | 20 | 77 | 2.2562 | 77.6712 | 0 | 3.3532 | 0.0059101 | 0 | 78 | 78.0724 | 78 | -0.00017572 | -0.00038946 | -4.736e-05 | 0 | 0 | 0 | 0 | -2.5796e-05 | -0.00026959 | -0.00016345 | -3.9344e-06 | -0.00013893 | -2.7834e-06 | 0.0071272 | 0.0014959 | 0 | 0 | 0 | 0 | 0 | 0 | 0 | 0 | 0 | 0 | 0 | 0.31568 | 0 | 0 | 0 | 0 | 1.9405 | 0 | 0 | 0
5 | 135 | 21 | 71.6 | 2.1575 | 77.6712 | 0 | 3.3532 | -0.00075215 | 0 | 78 | 77.9908 | 77.9908 | -0.0011246 | -0.0024925 | -0.0003031 | 0 | 0 | 0 | 0 | -0.00016498 | -0.0017254 | -0.0010459 | -2.518e-05 | -0.00088916 | -0.00010853 | 0.0071272 | 0.0014959 | 0 | 0 | 0 | 0 | 0 | 0 | 0 | 0 | 0 | 0 | 0 | 0.31569 | 0 | 0 | 0 | 0 | 1.8419 | 0 | 0 | 0
5 | 135 | 22 | 69.8 | 2.0032 | 77.6712 | 0 | 2.7145 | -0.0028355 | 0 | 77.9908 | 77.956 | 77.956 | -0.0014393 | -0.00319 | -0.00038792 | 0 | 0 | 0 | 0 | -0.00021252 | -0.0022081 | -0.0013389 | -3.2226e-05 | -0.001138 | -0.0003297 | 0.0074411 | 0.0015609 | 0 | 0 | 0 | 0 | 0 | 0 | 0 | 0 | 0 | 0 | 0 | 0.25999 | 0 | 0 | 0 | 0 | 1.7432 | 0 | 0 | 0
5 | 135 | 23 | 66.2 | 1.7401 | 77.6712 | 0 | 2.7145 | -0.0072852 | 0 | 77.956 | 77.8668 | 77.8668 | -0.0020658 | -0.0045785 | -0.00055677 | 0 | 0 | 0 | 0 | -0.00030428 | -0.0031693 | -0.0019215 | -4.6253e-05 | -0.0016333 | -0.00045073 | 0.0074411 | 0.0015609 | 0 | 0 | 0 | 0 | 0 | 0 | 0 | 0 | 0 | 0 | 0 | 0.26003 | 0 | 0 | 0 | 0 | 1.4801 | 0 | 0 | 0
5 | 135 | 24 | 68 | 1.2797 | 77.6712 | 0 | 0.45242 | -0.0056007 | 0 | 77.8668 | 77.7981 | 77.7981 | -0.0017338 | -0.0038427 | -0.00046729 | 0 | 0 | 0 | 0 | -0.00025371 | -0.0026599 | -0.0016122 | -3.882e-05 | -0.0013708 | -0.00033673 | 0.0067153 | 0.0014098 | 0 | 0 | 0 | 0 | 0 | 0 | 0 | 0 | 0 | 0 | 0 | 0.062756 | 0 | 0 | 0 | 0 | 1.2169 | 0 | 0 | 0
5 | 136 | 1 | 69.8 | 0.98342 | 77.8986 | 0 | 0.45106 | -0.007847 | 0 | 77.7981 | 77.7019 | 77.7019 | -0.0014054 | -0.0031149 | -0.00037879 | 0 | 0 | 0 | 0 | -0.00020475 | -0.0021562 | -0.0013066 | -3.1468e-05 | -0.0011112 | -0.00020424 | 0.0020667 | 0.00043418 | 0 | 0 | 0 | 0 | 0 | 0 | 0 | 0 | 0 | 0 | 0 | 0.062495 | 0 | 0 | 0 | 0 | 0.92093 | 0 | 0 | 0
5 | 136 | 2 | 62.6 | 0.91774 | 77.8986 | 0 | 0.45106 | -0.016837 | 0 | 77.7019 | 77.4956 | 77.4956 | -0.0026537 | -0.0058816 | -0.00071523 | 0 | 0 | 0 | 0 | -0.00039084 | -0.0040713 | -0.0024683 | -5.9417e-05 | -0.0020981 | -0.00056506 | 0.0020667 | 0.00043418 | 0 | 0 | 0 | 0 | 0 | 0 | 0 | 0 | 0 | 0 | 0 | 0.062597 | 0 | 0 | 0 | 0 | 0.85515 | 0 | 0 | 0
5 | 136 | 3 | 62.6 | 0.88495 | 77.8986 | 0 | 0.45106 | -0.016567 | 0 | 77.4956 | 77.2926 | 77.2926 | -0.0026175 | -0.0058012 | -0.00070546 | 0 | 0 | 0 | 0 | -0.00038196 | -0.0040157 | -0.0024336 | -5.8606e-05 | -0.0020695 | -0.00055053 | 0.0020667 | 0.00043418 | 0 | 0 | 0 | 0 | 0 | 0 | 0 | 0 | 0 | 0 | 0 | 0.062697 | 0 | 0 | 0 | 0 | 0.82226 | 0 | 0 | 0
5 | 136 | 4 | 60.8 | 0.85218 | 77.8986 | 0 | 0.45106 | -0.018625 | 0 | 77.2926 | 77.0643 | 77.0643 | -0.0028981 | -0.0064231 | -0.00078109 | 0 | 0 | 0 | 0 | -0.00042445 | -0.0044462 | -0.0026949 | -6.4889e-05 | -0.0022913 | -0.00066746 | 0.0020667 | 0.00043418 | 0 | 0 | 0 | 0 | 0 | 0 | 0 | 0 | 0 | 0 | 0 | 0.06281 | 0 | 0 | 0 | 0 | 0.78937 | 0 | 0 | 0
5 | 136 | 5 | 62.6 | 0.85227 | 77.8986 | 0 | 0.45106 | -0.016012 | 0 | 77.0643 | 76.8681 | 76.8681 | -0.0025417 | -0.0056332 | -0.00068503 | 0 | 0 | 0 | 0 | -0.00036939 | -0.0038994 | -0.0023627 | -5.6909e-05 | -0.0020095 | -0.0005207 | 0.0020667 | 0.00043418 | 0 | 0 | 0 | 0 | 0 | 0 | 0 | 0 | 0 | 0 | 0 | 0.062906 | 0 | 0 | 0 | 0 | 0.78937 | 0 | 0 | 0
5 | 136 | 6 | 60.8 | 0.95796 | 77.8986 | 0 | 0.53066 | -0.017435 | 0 | 76.8681 | 76.6544 | 76.6544 | -0.0028235 | -0.0062578 | -0.00076098 | 0 | 0 | 0.00019341 | 1.314e-05 | -0.00041565 | -0.0043318 | -0.0034447 | -6.3219e-05 | -0.0022324 | -0.00076482 | 0.0034529 | 0.00072422 | 0 | 0 | 0 | 0 | 0 | 0 | 0 | 0 | 0 | 0 | 0 | 0.069921 | 0 | 0 | 0 | 0 | 0.88804 | 0 | 0 | 0
5 | 136 | 7 | 66.2 | 1.5205 | 77.8986 | 0 | 3.9799 | -0.0021174 | 0 | 76.6544 | 76.6285 | 76.6285 | -0.0018371 | -0.0040715 | -0.00049512 | 0 | 0 | 0.0031733 | 0.0014274 | -0.00026806 | -0.0016203 | -0.00099064 | -4.1132e-05 | -0.0014524 | -0.00028022 | 0.0043383 | 0.00091055 | 0 | 0 | 0 | 0 | 0 | 0 | 0 | 0 | 0 | 0 | 0 | 0.36934 | 0 | 0 | 0 | 0 | 1.1512 | 0 | 0 | 0
5 | 136 | 8 | 73.4 | 1.7177 | 77.8986 | 0 | 3.9799 | 0.0224 | 0 | 76.6285 | 76.903 | 76.903 | -0.00056731 | -0.0012574 | -0.0001529 | 0 | 0 | 0.0053414 | 0.0034936 | -8.3408e-05 | 0.004442 | 0.0011918 | -1.2702e-05 | -0.00044853 | -4.4521e-05 | 0.0086767 | 0.0018211 | 0 | 0 | 0 | 0 | 0 | 0 | 0 | 0 | 0 | 0 | 0 | 0.36921 | 0 | 0 | 0 | 0 | 1.3485 | 0 | 0 | 0
5 | 136 | 9 | 78.8 | 1.7044 | 77.8986 | 0 | 3.4493 | 0.031156 | 0 | 76.903 | 77.2848 | 77.2848 | 0.00033335 | 0.00073881 | 8.9843e-05 | 0 | 0 | 0.0060909 | 0.0056052 | 4.8846e-05 | 0.0096077 | 0.0022361 | 7.4637e-06 | 0.00026355 | 9.9296e-06 | 0.0050623 | 0.0010617 | 0 | 0 | 0 | 0 | 0 | 0 | 0 | 0 | 0 | 0 | 0 | 0.32296 | 0 | 0 | 0 | 0 | 1.3814 | 0 | 0 | 0
5 | 136 | 10 | 82.4 | 1.737 | 77.8986 | 0 | 3.4493 | 0.039699 | 0 | 77.2848 | 77.7713 | 77.7713 | 0.00089885 | 0.0019921 | 0.00024226 | 0 | 0 | 0.007073 | 0.0074109 | 0.00013151 | 0.014255 | 0.0031468 | 2.0125e-05 | 0.00071066 | 7.0099e-05 | 0.0030973 | 0.00065039 | 0 | 0 | 0 | 0 | 0 | 0 | 0 | 0 | 0 | 0 | 0 | 0.32272 | 0 | 0 | 0 | 0 | 1.4143 | 0 | 0 | 0
5 | 136 | 11 | 84.2 | 1.7696 | 77.8986 | 0 | 3.4493 | 0.046447 | 0 | 77.7713 | 78.3405 | 78.3405 | 0.0011297 | 0.0025037 | 0.00030446 | 0 | 0 | 0.0078974 | 0.0086712 | 0.00016593 | 0.017458 | 0.0034831 | 2.5293e-05 | 0.00089314 | 0.00016834 | 0.0030973 | 0.00065039 | 0 | 0 | 0 | 0 | 0 | 0 | 0 | 0 | 0 | 0 | 0 | 0.32245 | 0 | 0 | 0 | 0 | 1.4472 | 0 | 0 | 0
5 | 136 | 12 | 89.6 | 1.6818 | 77.8986 | 0 | 2.441 | 0.054971 | 0 | 78.3405 | 79.0142 | 79.0142 | 0.0019785 | 0.0043851 | 0.00053325 | 0 | 0 | 0.0077452 | 0.009451 | 0.00029246 | 0.019959 | 0.0035508 | 4.4299e-05 | 0.0015643 | 0.00046878 | 0.0041315 | 0.0008666 | 0 | 0 | 0 | 0 | 0 | 0 | 0 | 0 | 0 | 0 | 0 | 0.23459 | 0 | 0 | 0 | 0 | 1.4472 | 0 | 0 | 0
5 | 136 | 13 | 91.4 | 1.6485 | 77.8986 | 0 | 2.441 | 0.055656 | 0 | 79.0142 | 79.6963 | 79.6963 | 0.0021764 | 0.0048237 | 0.00058659 | 0 | 0 | 0.0078023 | 0.0094177 | 0.00032398 | 0.020358 | 0.0038004 | 4.8731e-05 | 0.0017208 | 0.00085012 | 0.0030973 | 0.00065039 | 0 | 0 | 0 | 0 | 0 | 0 | 0 | 0 | 0 | 0 | 0 | 0.23426 | 0 | 0 | 0 | 0 | 1.4143 | 0 | 0 | 0
5 | 136 | 14 | 91.4 | 3.218 | 77.8986 | 0 | 1.9634 | 0.053342 | 0.028561 | 79.6963 | 80.35 | 80 | 0.0020566 | 0.0045581 | 0.00055429 | 0 | 0 | 0.0078377 | 0.0085885 | 0.00030751 | 0.019299 | 0.0043492 | 4.6047e-05 | 0.001626 | 0.00099377 | 0.0025838 | 0.00054141 | 0 | 0 | 0 | 0 | 0 | 0 | 1.644 | 0 | 0 | 0 | 0 | 0.19265 | 0 | 0 | 0 | 0 | 1.3814 | 0 | 0 | 0
5 | 136 | 15 | 91.4 | 13.761 | 77.8986 | 0 | 1.9634 | 0.049079 | 0.21228 | 80 | 80.6015 | 78 | 0.0020032 | 0.0044398 | 0.0005399 | 0 | 0 | 0.0068398 | 0.0073073 | 0.00029707 | 0.017527 | 0.0045668 | 4.4852e-05 | 0.0015838 | 0.00067943 | 0.0026854 | 0.00056426 | 0 | 0 | 0 | 0 | 0 | 0 | 12.2188 | 0 | 0 | 0 | 0 | 0.19363 | 0 | 0 | 0 | 0 | 1.3485 | 0 | 0 | 0
5 | 136 | 16 | 91.4 | 4.251 | 77.8986 | 0 | 1.9634 | 0.045917 | 0.045917 | 78 | 78.5627 | 78 | 0.0023547 | 0.0052187 | 0.00063462 | 0 | 0 | 0.0054551 | 0.0056259 | 0.00035206 | 0.015306 | 0.0046289 | 5.2721e-05 | 0.0018617 | 0.0011772 | 0.0026854 | 0.00056426 | 0 | 0 | 0 | 0 | 0 | 0 | 2.6431 | 0 | 0 | 0 | 0 | 0.19363 | 0 | 0 | 0 | 0 | 1.4143 | 0 | 0 | 0
5 | 136 | 17 | 89.96 | 4.1356 | 77.8986 | 0 | 1.9634 | 0.039342 | 0.039342 | 78 | 78.4821 | 78 | 0.0021016 | 0.0046579 | 0.00056643 | 0 | 0 | 0.0050456 | 0.0035412 | 0.00031403 | 0.011336 | 0.0042987 | 4.7056e-05 | 0.0016616 | 0.0010209 | 0.0039265 | 0.00082442 | 0 | 0 | 0 | 0 | 0 | 0 | 2.2646 | 0 | 0 | 0 | 0 | 0.19363 | 0 | 0 | 0 | 0 | 1.6774 | 0 | 0 | 0
5 | 136 | 18 | 87.8 | 4.0942 | 77.8986 | 0 | 3.3431 | 0.029114 | 0.029114 | 78 | 78.3568 | 78 | 0.0017221 | 0.0038167 | 0.00046413 | 0 | 0 | 0.0038929 | 0.0016352 | 0.0002579 | 0.006633 | 0.0032822 | 3.8557e-05 | 0.0013615 | 0.00088576 | 0.0042349 | 0.00088946 | 0 | 0 | 0 | 0 | 0 | 0 | 1.6759 | 0 | 0 | 0 | 0 | 0.3134 | 0 | 0 | 0 | 0 | 2.105 | 0 | 0 | 0
5 | 136 | 19 | 86 | 3.4664 | 77.8986 | 0 | 3.3431 | 0.018779 | 0.018779 | 78 | 78.2301 | 78 | 0.0014058 | 0.0031157 | 0.00037888 | 0 | 0 | 0.0021605 | 0.00038397 | 0.00020878 | 0.0022195 | 0.001782 | 3.1475e-05 | 0.0011114 | 0.0004817 | 0.0045452 | 0.0009545 | 0 | 0 | 0 | 0 | 0 | 0 | 1.081 | 0 | 0 | 0 | 0 | 0.3134 | 0 | 0 | 0 | 0 | 2.0721 | 0 | 0 | 0
5 | 136 | 20 | 82.4 | 3.0659 | 77.8986 | 0 | 3.3431 | 0.014106 | 0.014106 | 78 | 78.1729 | 78 | 0.00077317 | 0.0017136 | 0.00020838 | 0 | 0 | 0 | 0 | 0.00011409 | 0.0011862 | 0.00071928 | 1.7311e-05 | 0.0006113 | 0.00013988 | 0.0071272 | 0.0014959 | 0 | 0 | 0 | 0 | 0 | 0 | 0.81197 | 0 | 0 | 0 | 0 | 0.3134 | 0 | 0 | 0 | 0 | 1.9405 | 0 | 0 | 0
5 | 136 | 21 | 78.8 | 2.7089 | 77.8986 | 0 | 3.3431 | 0.0096187 | 0.0096187 | 78 | 78.1179 | 78 | 0.00014058 | 0.00031157 | 3.7888e-05 | 0 | 0 | 0 | 0 | 2.0808e-05 | 0.00021567 | 0.00013078 | 3.1475e-06 | 0.00011114 | 2.407e-05 | 0.0071272 | 0.0014959 | 0 | 0 | 0 | 0 | 0 | 0 | 0.55367 | 0 | 0 | 0 | 0 | 0.3134 | 0 | 0 | 0 | 0 | 1.8419 | 0 | 0 | 0
5 | 136 | 22 | 78.8 | 2.5771 | 77.8986 | 0 | 2.7064 | 0.010004 | 0.010004 | 78 | 78.1226 | 78 | 0.00014058 | 0.00031157 | 3.7888e-05 | 0 | 0 | 0 | 0 | 2.0818e-05 | 0.00021567 | 0.00013079 | 3.1475e-06 | 0.00011114 | 3.0014e-05 | 0.0074411 | 0.0015609 | 0 | 0 | 0 | 0 | 0 | 0 | 0.57582 | 0 | 0 | 0 | 0 | 0.25812 | 0 | 0 | 0 | 0 | 1.7432 | 0 | 0 | 0
5 | 136 | 23 | 78.8 | 2.314 | 77.8986 | 0 | 2.7064 | 0.010004 | 0.010004 | 78 | 78.1226 | 78 | 0.00014058 | 0.00031157 | 3.7888e-05 | 0 | 0 | 0 | 0 | 2.0818e-05 | 0.00021567 | 0.00013079 | 3.1475e-06 | 0.00011114 | 3.0014e-05 | 0.0074411 | 0.0015609 | 0 | 0 | 0 | 0 | 0 | 0 | 0.57582 | 0 | 0 | 0 | 0 | 0.25812 | 0 | 0 | 0 | 0 | 1.4801 | 0 | 0 | 0
5 | 136 | 24 | 77 | 1.2793 | 77.8986 | 0 | 0.45106 | 0.0054351 | 0 | 78 | 78.0666 | 78 | -0.00017572 | -0.00038946 | -4.736e-05 | 0 | 0 | 0 | 0 | -2.627e-05 | -0.00026959 | -0.00016355 | -3.9344e-06 | -0.00013893 | -6.5383e-05 | 0.0067153 | 0.0014098 | 0 | 0 | 0 | 0 | 0 | 0 | 0 | 0 | 0 | 0 | 0 | 0.062349 | 0 | 0 | 0 | 0 | 1.2169 | 0 | 0 | 0
5 | 137 | 1 | 77 | 0.98297 | 78.1247 | 0 | 0.44969 | 0.00080609 | 0 | 78 | 78.0099 | 78 | -0.00017572 | -0.00038946 | -4.736e-05 | 0 | 0 | 0 | 0 | -2.6096e-05 | -0.00026959 | -0.0001635 | -3.9344e-06 | -0.00013893 | -4.5976e-05 | 0.0020667 | 0.00043418 | 0 | 0 | 0 | 0 | 0 | 0 | 0 | 0 | 0 | 0 | 0 | 0.062042 | 0 | 0 | 0 | 0 | 0.92093 | 0 | 0 | 0
5 | 137 | 2 | 77 | 0.91719 | 78.1247 | 0 | 0.44969 | 0.00083458 | 0 | 78 | 78.0102 | 78 | -0.00017572 | -0.00038946 | -4.736e-05 | 0 | 0 | 0 | 0 | -2.5792e-05 | -0.00026959 | -0.00016342 | -3.9344e-06 | -0.00013893 | -1.7881e-05 | 0.0020667 | 0.00043418 | 0 | 0 | 0 | 0 | 0 | 0 | 0 | 0 | 0 | 0 | 0 | 0.062042 | 0 | 0 | 0 | 0 | 0.85515 | 0 | 0 | 0
5 | 137 | 3 | 77 | 0.8843 | 78.1247 | 0 | 0.44969 | 0.00082171 | 0 | 78 | 78.0101 | 78 | -0.00017572 | -0.00038946 | -4.736e-05 | 0 | 0 | 0 | 0 | -2.5949e-05 | -0.00026959 | -0.00016346 | -3.9344e-06 | -0.00013893 | -3.0549e-05 | 0.0020667 | 0.00043418 | 0 | 0 | 0 | 0 | 0 | 0 | 0 | 0 | 0 | 0 | 0 | 0.062042 | 0 | 0 | 0 | 0 | 0.82226 | 0 | 0 | 0
5 | 137 | 4 | 75.2 | 0.85142 | 78.1247 | 0 | 0.44969 | -0.0014122 | 0 | 78 | 77.9827 | 77.9827 | -0.00049202 | -0.0010905 | -0.00013261 | 0 | 0 | 0 | 0 | -7.258e-05 | -0.00075484 | -0.00045768 | -1.1016e-05 | -0.00038901 | -7.8652e-05 | 0.0020667 | 0.00043418 | 0 | 0 | 0 | 0 | 0 | 0 | 0 | 0 | 0 | 0 | 0 | 0.062051 | 0 | 0 | 0 | 0 | 0.78937 | 0 | 0 | 0
5 | 137 | 5 | 75.2 | 0.85143 | 78.1247 | 0 | 0.44969 | -0.0013905 | 0 | 77.9827 | 77.9657 | 77.9657 | -0.00048898 | -0.0010837 | -0.00013179 | 0 | 0 | 0 | 0 | -7.2017e-05 | -0.00075018 | -0.00045481 | -1.0948e-05 | -0.0003866 | -7.8053e-05 | 0.0020667 | 0.00043418 | 0 | 0 | 0 | 0 | 0 | 0 | 0 | 0 | 0 | 0 | 0 | 0.062059 | 0 | 0 | 0 | 0 | 0.78937 | 0 | 0 | 0
5 | 137 | 6 | 73.4 | 0.95697 | 78.1247 | 0 | 0.52905 | -0.0026973 | 0 | 77.9657 | 77.9326 | 77.9326 | -0.00080228 | -0.0017781 | -0.00021623 | 0 | 0 | 6.2008e-05 | 4.3466e-06 | -0.00011901 | -0.0012308 | -0.0012093 | -1.7963e-05 | -0.00063431 | -0.00020849 | 0.0034529 | 0.00072422 | 0 | 0 | 0 | 0 | 0 | 0 | 0 | 0 | 0 | 0 | 0 | 0.068931 | 0 | 0 | 0 | 0 | 0.88804 | 0 | 0 | 0
5 | 137 | 7 | 73.4 | 1.5171 | 78.1247 | 0 | 3.9679 | 0.0038971 | 0 | 77.9326 | 77.9804 | 77.9804 | -0.00079648 | -0.0017653 | -0.00021466 | 0 | 0 | 0.0025193 | 0.001049 | -0.00011833 | 2.0726e-05 | -0.00024646 | -1.7833e-05 | -0.00062972 | -0.00024155 | 0.0043383 | 0.00091055 | 0 | 0 | 0 | 0 | 0 | 0 | 0 | 0 | 0 | 0 | 0 | 0.36598 | 0 | 0 | 0 | 0 | 1.1512 | 0 | 0 | 0
5 | 137 | 8 | 73.4 | 1.7145 | 78.1247 | 0 | 3.9679 | 0.013069 | 0 | 77.9804 | 78.1405 | 78 | -0.00080487 | -0.0017839 | -0.00021693 | 0 | 0 | 0.0040863 | 0.0016682 | -0.00012027 | 0.00093755 | -0.00020995 | -1.8021e-05 | -0.00063635 | -0.00033032 | 0.0086767 | 0.0018211 | 0 | 0 | 0 | 0 | 0 | 0 | 0 | 0 | 0 | 0 | 0 | 0.36598 | 0 | 0 | 0 | 0 | 1.3485 | 0 | 0 | 0
5 | 137 | 9 | 77 | 1.7015 | 78.1247 | 0 | 3.4388 | 0.02773 | 0 | 78 | 78.3398 | 78.3398 | -0.00017572 | -0.00038946 | -4.736e-05 | 0 | 0 | 0.0075413 | 0.005106 | -2.5944e-05 | 0.0079451 | 0.0018184 | -3.9344e-06 | -0.00013893 | -2.3826e-05 | 0.0050623 | 0.0010617 | 0 | 0 | 0 | 0 | 0 | 0 | 0 | 0 | 0 | 0 | 0 | 0.32011 | 0 | 0 | 0 | 0 | 1.3814 | 0 | 0 | 0
5 | 137 | 10 | 82.4 | 1.7342 | 78.1247 | 0 | 3.4388 | 0.036008 | 0 | 78.3398 | 78.7811 | 78.7811 | 0.00071346 | 0.0015813 | 0.00019229 | 0 | 0 | 0.0087281 | 0.006223 | 0.0001063 | 0.01117 | 0.0027534 | 1.5974e-05 | 0.00056408 | 0.00021247 | 0.0030973 | 0.00065039 | 0 | 0 | 0 | 0 | 0 | 0 | 0 | 0 | 0 | 0 | 0 | 0.31989 | 0 | 0 | 0 | 0 | 1.4143 | 0 | 0 | 0
5 | 137 | 11 | 84.2 | 1.7668 | 78.1247 | 0 | 3.4388 | 0.043653 | 0 | 78.7811 | 79.3161 | 79.3161 | 0.00095222 | 0.0021104 | 0.00025664 | 0 | 0 | 0.0098512 | 0.0074248 | 0.00014127 | 0.014543 | 0.0035948 | 2.132e-05 | 0.00075285 | 0.00025719 | 0.0030973 | 0.00065039 | 0 | 0 | 0 | 0 | 0 | 0 | 0 | 0 | 0 | 0 | 0 | 0.31963 | 0 | 0 | 0 | 0 | 1.4472 | 0 | 0 | 0
5 | 137 | 12 | 84.2 | 1.6797 | 78.1247 | 0 | 2.4336 | 0.04602 | 0 | 79.3161 | 79.8801 | 79.8801 | 0.00085821 | 0.0019021 | 0.0002313 | 0 | 0 | 0.011474 | 0.0073399 | 0.00012752 | 0.014347 | 0.0037808 | 1.9215e-05 | 0.00067853 | 0.00026376 | 0.0041315 | 0.0008666 | 0 | 0 | 0 | 0 | 0 | 0 | 0 | 0 | 0 | 0 | 0 | 0.23251 | 0 | 0 | 0 | 0 | 1.4472 | 0 | 0 | 0
5 | 137 | 13 | 87.8 | 3.9798 | 78.1247 | 0 | 2.4336 | 0.050318 | 0.040531 | 79.8801 | 80.4967 | 80 | 0.0013917 | 0.0030845 | 0.00037509 | 0 | 0 | 0.009772 | 0.0084681 | 0.00020775 | 0.017675 | 0.003926 | 3.116e-05 | 0.0011003 | 0.00053873 | 0.0030973 | 0.00065039 | 0 | 0 | 0 | 0 | 0 | 0 | 2.333 | 0 | 0 | 0 | 0 | 0.23245 | 0 | 0 | 0 | 0 | 1.4143 | 0 | 0 | 0
5 | 137 | 14 | 89.6 | 4.5073 | 78.1247 | 0 | 1.9575 | 0.050981 | 0.050981 | 80 | 80.6248 | 80 | 0.0016869 | 0.0037388 | 0.00045466 | 0 | 0 | 0.0087695 | 0.0081824 | 0.00025355 | 0.018092 | 0.0043542 | 3.777e-05 | 0.0013337 | 0.00095278 | 0.0025838 | 0.00054141 | 0 | 0 | 0 | 0 | 0 | 0 | 2.9345 | 0 | 0 | 0 | 0 | 0.19132 | 0 | 0 | 0 | 0 | 1.3814 | 0 | 0 | 0
5 | 137 | 15 | 89.6 | 13.5945 | 78.1247 | 0 | 1.9575 | 0.04621 | 0.20941 | 80 | 80.5663 | 78 | 0.0016869 | 0.0037388 | 0.00045466 | 0 | 0 | 0.0099896 | 0.0061793 | 0.00025075 | 0.014083 | 0.0045981 | 3.777e-05 | 0.0013337 | 0.00060794 | 0.0026854 | 0.00056426 | 0 | 0 | 0 | 0 | 0 | 0 | 12.0537 | 0 | 0 | 0 | 0 | 0.1923 | 0 | 0 | 0 | 0 | 1.3485 | 0 | 0 | 0
5 | 137 | 16 | 87.8 | 3.9052 | 78.1247 | 0 | 1.9575 | 0.039934 | 0.039934 | 78 | 78.4894 | 78 | 0.0017221 | 0.0038167 | 0.00046413 | 0 | 0 | 0.0085194 | 0.0044974 | 0.00025853 | 0.010967 | 0.0040632 | 3.8557e-05 | 0.0013615 | 0.00097584 | 0.0026854 | 0.00056426 | 0 | 0 | 0 | 0 | 0 | 0 | 2.2986 | 0 | 0 | 0 | 0 | 0.1923 | 0 | 0 | 0 | 0 | 1.4143 | 0 | 0 | 0
5 | 137 | 17 | 87.8 | 3.7534 | 78.1247 | 0 | 1.9575 | 0.032725 | 0.032725 | 78 | 78.401 | 78 | 0.0017221 | 0.0038167 | 0.00046413 | 0 | 0 | 0.0063641 | 0.002717 | 0.00025665 | 0.0073936 | 0.0031386 | 3.8557e-05 | 0.0013615 | 0.00070109 | 0.0039265 | 0.00082442 | 0 | 0 | 0 | 0 | 0 | 0 | 1.8837 | 0 | 0 | 0 | 0 | 0.1923 | 0 | 0 | 0 | 0 | 1.6774 | 0 | 0 | 0
5 | 137 | 18 | 87.8 | 3.9371 | 78.1247 | 0 | 3.333 | 0.026424 | 0.026424 | 78 | 78.3238 | 78 | 0.0017221 | 0.0038167 | 0.00046413 | 0 | 0 | 0.0038685 | 0.0015341 | 0.00025868 | 0.0049529 | 0.0023067 | 3.8557e-05 | 0.0013615 | 0.00097584 | 0.0042349 | 0.00088946 | 0 | 0 | 0 | 0 | 0 | 0 | 1.521 | 0 | 0 | 0 | 0 | 0.31113 | 0 | 0 | 0 | 0 | 2.105 | 0 | 0 | 0
5 | 137 | 19 | 86 | 3.4627 | 78.1247 | 0 | 3.333 | 0.018754 | 0.018754 | 78 | 78.2298 | 78 | 0.0014058 | 0.0031157 | 0.00037888 | 0 | 0 | 0.0017908 | 0.00051519 | 0.00021001 | 0.0025357 | 0.0015325 | 3.1475e-05 | 0.0011114 | 0.00062682 | 0.0045452 | 0.0009545 | 0 | 0 | 0 | 0 | 0 | 0 | 1.0795 | 0 | 0 | 0 | 0 | 0.31113 | 0 | 0 | 0 | 0 | 2.0721 | 0 | 0 | 0
5 | 137 | 20 | 82.4 | 3.0691 | 78.1247 | 0 | 3.333 | 0.014201 | 0.014201 | 78 | 78.174 | 78 | 0.00077317 | 0.0017136 | 0.00020838 | 0 | 0 | 0 | 0 | 0.00011499 | 0.0011862 | 0.00071948 | 1.7311e-05 | 0.0006113 | 0.0002333 | 0.0071272 | 0.0014959 | 0 | 0 | 0 | 0 | 0 | 0 | 0.81742 | 0 | 0 | 0 | 0 | 0.31113 | 0 | 0 | 0 | 0 | 1.9405 | 0 | 0 | 0
5 | 137 | 21 | 80.6 | 2.8373 | 78.1247 | 0 | 3.333 | 0.011889 | 0.011889 | 78 | 78.1457 | 78 | 0.00045688 | 0.0010126 | 0.00012314 | 0 | 0 | 0 | 0 | 6.771e-05 | 0.00070093 | 0.00042507 | 1.023e-05 | 0.00036122 | 0.00010779 | 0.0071272 | 0.0014959 | 0 | 0 | 0 | 0 | 0 | 0 | 0.68432 | 0 | 0 | 0 | 0 | 0.31113 | 0 | 0 | 0 | 0 | 1.8419 | 0 | 0 | 0
5 | 137 | 22 | 80.6 | 2.7081 | 78.1247 | 0 | 2.6981 | 0.01231 | 0.01231 | 78 | 78.1509 | 78 | 0.00045688 | 0.0010126 | 0.00012314 | 0 | 0 | 0 | 0 | 6.8046e-05 | 0.00070093 | 0.00042516 | 1.023e-05 | 0.00036122 | 0.00015009 | 0.0074411 | 0.0015609 | 0 | 0 | 0 | 0 | 0 | 0 | 0.70859 | 0 | 0 | 0 | 0 | 0.25629 | 0 | 0 | 0 | 0 | 1.7432 | 0 | 0 | 0
5 | 137 | 23 | 80.6 | 2.4466 | 78.1247 | 0 | 2.6981 | 0.012338 | 0.012338 | 78 | 78.1512 | 78 | 0.00045688 | 0.0010126 | 0.00012314 | 0 | 0 | 0 | 0 | 6.8258e-05 | 0.00070093 | 0.00042522 | 1.023e-05 | 0.00036122 | 0.00017789 | 0.0074411 | 0.0015609 | 0 | 0 | 0 | 0 | 0 | 0 | 0.71021 | 0 | 0 | 0 | 0 | 0.25629 | 0 | 0 | 0 | 0 | 1.4801 | 0 | 0 | 0
5 | 137 | 24 | 78.8 | 1.8065 | 78.1247 | 0 | 0.44969 | 0.0091645 | 0.0091645 | 78 | 78.1123 | 78 | 0.00014058 | 0.00031157 | 3.7888e-05 | 0 | 0 | 0 | 0 | 2.1115e-05 | 0.00021567 | 0.00013087 | 3.1475e-06 | 0.00011114 | 6.7481e-05 | 0.0067153 | 0.0014098 | 0 | 0 | 0 | 0 | 0 | 0 | 0.52752 | 0 | 0 | 0 | 0 | 0.062042 | 0 | 0 | 0 | 0 | 1.2169 | 0 | 0 | 0
5 | 138 | 1 | 75.2 | 0.98267 | 78.3495 | 0 | 0.44832 | -0.001431 | 0 | 78 | 77.9825 | 77.9825 | -0.00049202 | -0.0010905 | -0.00013261 | 0 | 0 | 0 | 0 | -7.2867e-05 | -0.00075484 | -0.00045776 | -1.1016e-05 | -0.00038901 | -9.7013e-05 | 0.0020667 | 0.00043418 | 0 | 0 | 0 | 0 | 0 | 0 | 0 | 0 | 0 | 0 | 0 | 0.061747 | 0 | 0 | 0 | 0 | 0.92093 | 0 | 0 | 0
5 | 138 | 2 | 73.4 | 0.91692 | 78.3495 | 0 | 0.44832 | -0.0036755 | 0 | 77.9825 | 77.9374 | 77.9374 | -0.00080524 | -0.0017847 | -0.00021703 | 0 | 0 | 0 | 0 | -0.00011913 | -0.0012354 | -0.00074913 | -1.8029e-05 | -0.00063665 | -0.00017694 | 0.0020667 | 0.00043418 | 0 | 0 | 0 | 0 | 0 | 0 | 0 | 0 | 0 | 0 | 0 | 0.061769 | 0 | 0 | 0 | 0 | 0.85515 | 0 | 0 | 0
5 | 138 | 3 | 73.4 | 0.88405 | 78.3495 | 0 | 0.44832 | -0.0035889 | 0 | 77.9374 | 77.8934 | 77.8934 | -0.00079732 | -0.0017671 | -0.00021489 | 0 | 0 | 0 | 0 | -0.00011747 | -0.0012232 | -0.00074162 | -1.7852e-05 | -0.00063039 | -0.00014567 | 0.0020667 | 0.00043418 | 0 | 0 | 0 | 0 | 0 | 0 | 0 | 0 | 0 | 0 | 0 | 0.061791 | 0 | 0 | 0 | 0 | 0.82226 | 0 | 0 | 0
5 | 138 | 4 | 71.6 | 0.85119 | 78.3495 | 0 | 0.44832 | -0.005843 | 0 | 77.8934 | 77.8218 | 77.8218 | -0.0011059 | -0.002451 | -0.00029806 | 0 | 0 | 0 | 0 | -0.00016366 | -0.0016966 | -0.0010288 | -2.4761e-05 | -0.00087435 | -0.00026645 | 0.0020667 | 0.00043418 | 0 | 0 | 0 | 0 | 0 | 0 | 0 | 0 | 0 | 0 | 0 | 0.061826 | 0 | 0 | 0 | 0 | 0.78937 | 0 | 0 | 0
5 | 138 | 5 | 69.8 | 0.85124 | 78.3495 | 0 | 0.44832 | -0.007995 | 0 | 77.8218 | 77.7238 | 77.7238 | -0.0014096 | -0.0031242 | -0.00037991 | 0 | 0 | 0 | 0 | -0.00020812 | -0.0021626 | -0.0013113 | -3.1561e-05 | -0.0011145 | -0.00031995 | 0.0020667 | 0.00043418 | 0 | 0 | 0 | 0 | 0 | 0 | 0 | 0 | 0 | 0 | 0 | 0.061874 | 0 | 0 | 0 | 0 | 0.78937 | 0 | 0 | 0
5 | 138 | 6 | 69.8 | 0.95676 | 78.3495 | 0 | 0.52743 | -0.0070218 | 0 | 77.7238 | 77.6378 | 77.6378 | -0.0013924 | -0.003086 | -0.00037527 | 0 | 0 | 3.1219e-05 | 2.2524e-06 | -0.0002047 | -0.0021362 | -0.00191 | -3.1176e-05 | -0.0011009 | -0.00027154 | 0.0034529 | 0.00072422 | 0 | 0 | 0 | 0 | 0 | 0 | 0 | 0 | 0 | 0 | 0 | 0.068718 | 0 | 0 | 0 | 0 | 0.88804 | 0 | 0 | 0
5 | 138 | 7 | 73.4 | 1.5146 | 78.3495 | 0 | 3.9558 | 0.0033094 | 0 | 77.6378 | 77.6784 | 77.6784 | -0.00074467 | -0.0016504 | -0.0002007 | 0 | 0 | 0.0023002 | 0.00093369 | -0.00011046 | -0.0002756 | -0.00048495 | -1.6673e-05 | -0.00058876 | -0.00019057 | 0.0043383 | 0.00091055 | 0 | 0 | 0 | 0 | 0 | 0 | 0 | 0 | 0 | 0 | 0 | 0.36345 | 0 | 0 | 0 | 0 | 1.1512 | 0 | 0 | 0
5 | 138 | 8 | 73.4 | 1.7118 | 78.3495 | 0 | 3.9558 | 0.019535 | 0 | 77.6784 | 77.9178 | 77.9178 | -0.0007518 | -0.0016662 | -0.00020262 | 0 | 0 | 0.0055727 | 0.002798 | -0.00011199 | 0.0033936 | 0.00087832 | -1.6833e-05 | -0.0005944 | -0.00026111 | 0.0086767 | 0.0018211 | 0 | 0 | 0 | 0 | 0 | 0 | 0 | 0 | 0 | 0 | 0 | 0.36333 | 0 | 0 | 0 | 0 | 1.3485 | 0 | 0 | 0
5 | 138 | 9 | 77 | 1.6992 | 78.3495 | 0 | 3.4283 | 0.0288 | 0 | 77.9178 | 78.2707 | 78.2707 | -0.00016127 | -0.00035743 | -4.3465e-05 | 0 | 0 | 0.0071769 | 0.0051858 | -2.3994e-05 | 0.0088411 | 0.0022315 | -3.6109e-06 | -0.00012751 | -4.2035e-05 | 0.0050623 | 0.0010617 | 0 | 0 | 0 | 0 | 0 | 0 | 0 | 0 | 0 | 0 | 0 | 0.31781 | 0 | 0 | 0 | 0 | 1.3814 | 0 | 0 | 0
5 | 138 | 10 | 82.4 | 1.7319 | 78.3495 | 0 | 3.4283 | 0.038922 | 0 | 78.2707 | 78.7477 | 78.7477 | 0.00072561 | 0.0016082 | 0.00019556 | 0 | 0 | 0.0076979 | 0.0071079 | 0.00010811 | 0.013718 | 0.0032067 | 1.6246e-05 | 0.00057369 | 0.00021667 | 0.0030973 | 0.00065039 | 0 | 0 | 0 | 0 | 0 | 0 | 0 | 0 | 0 | 0 | 0 | 0.31758 | 0 | 0 | 0 | 0 | 1.4143 | 0 | 0 | 0
5 | 138 | 11 | 87.8 | 1.7645 | 78.3495 | 0 | 3.4283 | 0.049887 | 0 | 78.7477 | 79.3591 | 79.3591 | 0.0015907 | 0.0035255 | 0.00042872 | 0 | 0 | 0.0078657 | 0.0087257 | 0.00023937 | 0.017881 | 0.0036992 | 3.5616e-05 | 0.0012576 | 0.00089027 | 0.0030973 | 0.00065039 | 0 | 0 | 0 | 0 | 0 | 0 | 0 | 0 | 0 | 0 | 0 | 0.31728 | 0 | 0 | 0 | 0 | 1.4472 | 0 | 0 | 0
5 | 138 | 12 | 89.6 | 1.7912 | 78.3495 | 0 | 2.4262 | 0.054264 | 0.0019666 | 79.3591 | 80.0241 | 80 | 0.0017995 | 0.0039884 | 0.00048501 | 0 | 0 | 0.0074045 | 0.0095751 | 0.00026987 | 0.019991 | 0.0033561 | 4.0292e-05 | 0.0014228 | 0.00093329 | 0.0041315 | 0.0008666 | 0 | 0 | 0 | 0 | 0 | 0 | 0.1132 | 0 | 0 | 0 | 0 | 0.23081 | 0 | 0 | 0 | 0 | 1.4472 | 0 | 0 | 0
5 | 138 | 13 | 93.2 | 4.9496 | 78.3495 | 0 | 2.4262 | 0.057409 | 0.057409 | 80 | 80.7036 | 80 | 0.0023195 | 0.0051408 | 0.00062515 | 0 | 0 | 0.0074384 | 0.0095308 | 0.00035044 | 0.020834 | 0.0038998 | 5.1934e-05 | 0.0018339 | 0.001637 | 0.0030973 | 0.00065039 | 0 | 0 | 0 | 0 | 0 | 0 | 3.3045 | 0 | 0 | 0 | 0 | 0.23081 | 0 | 0 | 0 | 0 | 1.4143 | 0 | 0 | 0
5 | 138 | 14 | 93.2 | 4.7933 | 78.3495 | 0 | 1.9515 | 0.055973 | 0.055973 | 80 | 80.686 | 80 | 0.0023195 | 0.0051408 | 0.00062515 | 0 | 0 | 0.0073521 | 0.0087846 | 0.00035157 | 0.020031 | 0.0044564 | 5.1934e-05 | 0.0018339 | 0.0019014 | 0.0025838 | 0.00054141 | 0 | 0 | 0 | 0 | 0 | 0 | 3.2219 | 0 | 0 | 0 | 0 | 0.18999 | 0 | 0 | 0 | 0 | 1.3814 | 0 | 0 | 0
5 | 138 | 15 | 93.2 | 13.9036 | 78.3495 | 0 | 1.9515 | 0.051604 | 0.2148 | 80 | 80.6324 | 78 | 0.0023195 | 0.0051408 | 0.00062515 | 0 | 0 | 0.0068578 | 0.0073716 | 0.00034848 | 0.017764 | 0.0046543 | 5.1934e-05 | 0.0018339 | 0.0013871 | 0.0026854 | 0.00056426 | 0 | 0 | 0 | 0 | 0 | 0 | 12.3642 | 0 | 0 | 0 | 0 | 0.19097 | 0 | 0 | 0 | 0 | 1.3485 | 0 | 0 | 0
5 | 138 | 16 | 93.2 | 4.3725 | 78.3495 | 0 | 1.9515 | 0.048075 | 0.048075 | 78 | 78.5892 | 78 | 0.002671 | 0.0059197 | 0.00071987 | 0 | 0 | 0.0058581 | 0.0055417 | 0.00040129 | 0.01516 | 0.0047361 | 5.9803e-05 | 0.0021118 | 0.0016456 | 0.0026854 | 0.00056426 | 0 | 0 | 0 | 0 | 0 | 0 | 2.7672 | 0 | 0 | 0 | 0 | 0.19097 | 0 | 0 | 0 | 0 | 1.4143 | 0 | 0 | 0
5 | 138 | 17 | 91.4 | 4.2523 | 78.3495 | 0 | 1.9515 | 0.041415 | 0.041415 | 78 | 78.5075 | 78 | 0.0023547 | 0.0052187 | 0.00063462 | 0 | 0 | 0.0057037 | 0.0035526 | 0.0003527 | 0.011245 | 0.0043948 | 5.2721e-05 | 0.0018617 | 0.0012922 | 0.0039265 | 0.00082442 | 0 | 0 | 0 | 0 | 0 | 0 | 2.3839 | 0 | 0 | 0 | 0 | 0.19097 | 0 | 0 | 0 | 0 | 1.6774 | 0 | 0 | 0
5 | 138 | 18 | 89.6 | 4.2364 | 78.3495 | 0 | 3.3228 | 0.031663 | 0.031663 | 78 | 78.388 | 78 | 0.0020384 | 0.0045177 | 0.00054938 | 0 | 0 | 0.0039027 | 0.0016451 | 0.00030746 | 0.0070028 | 0.0035065 | 4.5639e-05 | 0.0016116 | 0.0014109 | 0.0042349 | 0.00088946 | 0 | 0 | 0 | 0 | 0 | 0 | 1.8225 | 0 | 0 | 0 | 0 | 0.30888 | 0 | 0 | 0 | 0 | 2.105 | 0 | 0 | 0
5 | 138 | 19 | 87.8 | 3.6154 | 78.3495 | 0 | 3.3228 | 0.021445 | 0.021445 | 78 | 78.2628 | 78 | 0.0017221 | 0.0038167 | 0.00046413 | 0 | 0 | 0.0021797 | 0.00040861 | 0.00025851 | 0.0026981 | 0.0020217 | 3.8557e-05 | 0.0013615 | 0.00097584 | 0.0045452 | 0.0009545 | 0 | 0 | 0 | 0 | 0 | 0 | 1.2344 | 0 | 0 | 0 | 0 | 0.30888 | 0 | 0 | 0 | 0 | 2.0721 | 0 | 0 | 0
5 | 138 | 20 | 84.2 | 3.2061 | 78.3495 | 0 | 3.3228 | 0.016621 | 0.016621 | 78 | 78.2037 | 78 | 0.0010895 | 0.0024146 | 0.00029363 | 0 | 0 | 0 | 0 | 0.00016291 | 0.0016714 | 0.0010141 | 2.4393e-05 | 0.00086137 | 0.00046557 | 0.0071272 | 0.0014959 | 0 | 0 | 0 | 0 | 0 | 0 | 0.9567 | 0 | 0 | 0 | 0 | 0.30888 | 0 | 0 | 0 | 0 | 1.9405 | 0 | 0 | 0
5 | 138 | 21 | 84.2 | 3.1141 | 78.3495 | 0 | 3.3228 | 0.016736 | 0.016736 | 78 | 78.2051 | 78 | 0.0010895 | 0.0024146 | 0.00029363 | 0 | 0 | 0 | 0 | 0.00016361 | 0.0016714 | 0.0010142 | 2.4393e-05 | 0.00086137 | 0.00058035 | 0.0071272 | 0.0014959 | 0 | 0 | 0 | 0 | 0 | 0 | 0.96336 | 0 | 0 | 0 | 0 | 0.30888 | 0 | 0 | 0 | 0 | 1.8419 | 0 | 0 | 0
5 | 138 | 22 | 80.6 | 2.7093 | 78.3495 | 0 | 2.6899 | 0.012363 | 0.012363 | 78 | 78.1515 | 78 | 0.00045688 | 0.0010126 | 0.00012314 | 0 | 0 | 0 | 0 | 6.8498e-05 | 0.00070093 | 0.00042529 | 1.023e-05 | 0.00036122 | 0.00020221 | 0.0074411 | 0.0015609 | 0 | 0 | 0 | 0 | 0 | 0 | 0.71163 | 0 | 0 | 0 | 0 | 0.25446 | 0 | 0 | 0 | 0 | 1.7432 | 0 | 0 | 0
5 | 138 | 23 | 78.8 | 2.3121 | 78.3495 | 0 | 2.6899 | 0.010034 | 0.010034 | 78 | 78.123 | 78 | 0.00014058 | 0.00031157 | 3.7888e-05 | 0 | 0 | 0 | 0 | 2.1065e-05 | 0.00021567 | 0.00013085 | 3.1475e-06 | 0.00011114 | 5.9604e-05 | 0.0074411 | 0.0015609 | 0 | 0 | 0 | 0 | 0 | 0 | 0.57754 | 0 | 0 | 0 | 0 | 0.25446 | 0 | 0 | 0 | 0 | 1.4801 | 0 | 0 | 0
5 | 138 | 24 | 78.8 | 1.8057 | 78.3495 | 0 | 0.44832 | 0.0091565 | 0.0091565 | 78 | 78.1122 | 78 | 0.00014058 | 0.00031157 | 3.7888e-05 | 0 | 0 | 0 | 0 | 2.1052e-05 | 0.00021567 | 0.00013085 | 3.1475e-06 | 0.00011114 | 5.9604e-05 | 0.0067153 | 0.0014098 | 0 | 0 | 0 | 0 | 0 | 0 | 0.52706 | 0 | 0 | 0 | 0 | 0.061738 | 0 | 0 | 0 | 0 | 1.2169 | 0 | 0 | 0
5 | 139 | 1 | 75.2 | 0.98237 | 78.5729 | 0 | 0.44694 | -0.001431 | 0 | 78 | 77.9825 | 77.9825 | -0.00049202 | -0.0010905 | -0.00013261 | 0 | 0 | 0 | 0 | -7.2867e-05 | -0.00075484 | -0.00045776 | -1.1016e-05 | -0.00038901 | -9.7013e-05 | 0.0020667 | 0.00043418 | 0 | 0 | 0 | 0 | 0 | 0 | 0 | 0 | 0 | 0 | 0 | 0.061444 | 0 | 0 | 0 | 0 | 0.92093 | 0 | 0 | 0
5 | 139 | 2 | 75.2 | 0.9166 | 78.5729 | 0 | 0.44694 | -0.0014087 | 0 | 77.9825 | 77.9652 | 77.9652 | -0.00048894 | -0.0010836 | -0.00013178 | 0 | 0 | 0 | 0 | -7.2222e-05 | -0.00075012 | -0.00045484 | -1.0947e-05 | -0.00038657 | -9.6296e-05 | 0.0020667 | 0.00043418 | 0 | 0 | 0 | 0 | 0 | 0 | 0 | 0 | 0 | 0 | 0 | 0.061453 | 0 | 0 | 0 | 0 | 0.85515 | 0 | 0 | 0
5 | 139 | 3 | 73.4 | 0.88373 | 78.5729 | 0 | 0.44694 | -0.0036537 | 0 | 77.9652 | 77.9204 | 77.9204 | -0.0008022 | -0.0017779 | -0.00021621 | 0 | 0 | 0 | 0 | -0.00011869 | -0.0012307 | -0.0007463 | -1.7961e-05 | -0.00063425 | -0.0001761 | 0.0020667 | 0.00043418 | 0 | 0 | 0 | 0 | 0 | 0 | 0 | 0 | 0 | 0 | 0 | 0.061475 | 0 | 0 | 0 | 0 | 0.82226 | 0 | 0 | 0
5 | 139 | 4 | 71.6 | 0.85088 | 78.5729 | 0 | 0.44694 | -0.0058371 | 0 | 77.9204 | 77.8489 | 77.8489 | -0.0011106 | -0.0024615 | -0.00029934 | 0 | 0 | 0 | 0 | -0.00016393 | -0.0017039 | -0.0010331 | -2.4867e-05 | -0.0008781 | -0.00022835 | 0.0020667 | 0.00043418 | 0 | 0 | 0 | 0 | 0 | 0 | 0 | 0 | 0 | 0 | 0 | 0.06151 | 0 | 0 | 0 | 0 | 0.78937 | 0 | 0 | 0
5 | 139 | 5 | 71.6 | 0.85091 | 78.5729 | 0 | 0.44694 | -0.0057113 | 0 | 77.8489 | 77.7789 | 77.7789 | -0.0010981 | -0.0024337 | -0.00029595 | 0 | 0 | 0 | 0 | -0.00016137 | -0.0016846 | -0.0010212 | -2.4586e-05 | -0.00086816 | -0.00019028 | 0.0020667 | 0.00043418 | 0 | 0 | 0 | 0 | 0 | 0 | 0 | 0 | 0 | 0 | 0 | 0.061545 | 0 | 0 | 0 | 0 | 0.78937 | 0 | 0 | 0
5 | 139 | 6 | 71.6 | 0.95637 | 78.5729 | 0 | 0.52581 | -0.0059128 | 0 | 77.7789 | 77.7064 | 77.7064 | -0.0010858 | -0.0024064 | -0.00029263 | 0 | 0 | 0.00033438 | 3.7511e-05 | -0.00016092 | -0.0030382 | -0.0015679 | -2.431e-05 | -0.00085844 | -0.00030306 | 0.0034529 | 0.00072422 | 0 | 0 | 0 | 0 | 0 | 0 | 0 | 0 | 0 | 0 | 0 | 0.068329 | 0 | 0 | 0 | 0 | 0.88804 | 0 | 0 | 0
5 | 139 | 7 | 73.4 | 1.5119 | 78.5729 | 0 | 3.9436 | 0.0074103 | 0 | 77.7064 | 77.7972 | 77.7972 | -0.00075673 | -0.0016772 | -0.00020395 | 0 | 0 | 0.0032059 | 0.0014981 | -0.00011212 | 0.00055945 | 0.00045757 | -1.6943e-05 | -0.0005983 | -0.00019429 | 0.0043383 | 0.00091055 | 0 | 0 | 0 | 0 | 0 | 0 | 0 | 0 | 0 | 0 | 0 | 0.36072 | 0 | 0 | 0 | 0 | 1.1512 | 0 | 0 | 0
5 | 139 | 8 | 73.4 | 1.7091 | 78.5729 | 0 | 3.9436 | 0.02065 | 0 | 77.7972 | 78.0503 | 78 | -0.00077269 | -0.0017125 | -0.00020825 | 0 | 0 | 0.00553 | 0.0032408 | -0.0001148 | 0.004013 | 0.0010385 | -1.7301e-05 | -0.00061091 | -0.00023313 | 0.0086767 | 0.0018211 | 0 | 0 | 0 | 0 | 0 | 0 | 0 | 0 | 0 | 0 | 0 | 0.36062 | 0 | 0 | 0 | 0 | 1.3485 | 0 | 0 | 0
5 | 139 | 9 | 78.8 | 1.6968 | 78.5729 | 0 | 3.4178 | 0.030008 | 0 | 78 | 78.3678 | 78.3678 | 0.00014058 | 0.00031157 | 3.7888e-05 | 0 | 0 | 0.0066371 | 0.0052048 | 2.079e-05 | 0.0091054 | 0.0022927 | 3.1475e-06 | 0.00011114 | 1.8677e-05 | 0.0050623 | 0.0010617 | 0 | 0 | 0 | 0 | 0 | 0 | 0 | 0 | 0 | 0 | 0 | 0.31545 | 0 | 0 | 0 | 0 | 1.3814 | 0 | 0 | 0
5 | 139 | 10 | 82.4 | 1.7295 | 78.5729 | 0 | 3.4178 | 0.037891 | 0 | 78.3678 | 78.8321 | 78.8321 | 0.00070855 | 0.0015704 | 0.00019097 | 0 | 0 | 0.0077077 | 0.0069242 | 0.00010522 | 0.013143 | 0.0030371 | 1.5865e-05 | 0.0005602 | 0.00017957 | 0.0030973 | 0.00065039 | 0 | 0 | 0 | 0 | 0 | 0 | 0 | 0 | 0 | 0 | 0 | 0.31523 | 0 | 0 | 0 | 0 | 1.4143 | 0 | 0 | 0
5 | 139 | 11 | 89.6 | 1.7621 | 78.5729 | 0 | 3.4178 | 0.051429 | 0 | 78.8321 | 79.4624 | 79.4624 | 0.0018922 | 0.0041936 | 0.00050997 | 0 | 0 | 0.0083916 | 0.008482 | 0.00028235 | 0.017687 | 0.0039974 | 4.2365e-05 | 0.001496 | 0.00070605 | 0.0030973 | 0.00065039 | 0 | 0 | 0 | 0 | 0 | 0 | 0 | 0 | 0 | 0 | 0 | 0.31492 | 0 | 0 | 0 | 0 | 1.4472 | 0 | 0 | 0
5 | 139 | 12 | 91.4 | 2.281 | 78.5729 | 0 | 2.4187 | 0.054374 | 0.010505 | 79.4624 | 80.1287 | 80 | 0.0020977 | 0.0046492 | 0.00056537 | 0 | 0 | 0.0081363 | 0.0092905 | 0.00031389 | 0.018593 | 0.0030068 | 4.6968e-05 | 0.0016585 | 0.0010185 | 0.0041315 | 0.0008666 | 0 | 0 | 0 | 0 | 0 | 0 | 0.60469 | 0 | 0 | 0 | 0 | 0.22917 | 0 | 0 | 0 | 0 | 1.4472 | 0 | 0 | 0
5 | 139 | 13 | 95 | 4.9663 | 78.5729 | 0 | 2.4187 | 0.057727 | 0.057727 | 80 | 80.7074 | 80 | 0.0026358 | 0.0058419 | 0.0007104 | 0 | 0 | 0.0084201 | 0.0092397 | 0.00039478 | 0.019512 | 0.0037227 | 5.9016e-05 | 0.002084 | 0.0013589 | 0.0030973 | 0.00065039 | 0 | 0 | 0 | 0 | 0 | 0 | 3.3228 | 0 | 0 | 0 | 0 | 0.22917 | 0 | 0 | 0 | 0 | 1.4143 | 0 | 0 | 0
5 | 139 | 14 | 95 | 4.8537 | 78.5729 | 0 | 1.9455 | 0.057046 | 0.057046 | 80 | 80.6991 | 80 | 0.0026358 | 0.0058419 | 0.0007104 | 0 | 0 | 0.0090368 | 0.0085659 | 0.00039514 | 0.018706 | 0.0044004 | 5.9016e-05 | 0.002084 | 0.0014861 | 0.0025838 | 0.00054141 | 0 | 0 | 0 | 0 | 0 | 0 | 3.2837 | 0 | 0 | 0 | 0 | 0.18868 | 0 | 0 | 0 | 0 | 1.3814 | 0 | 0 | 0
5 | 139 | 15 | 93.2 | 13.7625 | 78.5729 | 0 | 1.9455 | 0.049175 | 0.21237 | 80 | 80.6027 | 78 | 0.0023195 | 0.0051408 | 0.00062515 | 0 | 0 | 0.010237 | 0.0060521 | 0.0003499 | 0.01333 | 0.0043481 | 5.1934e-05 | 0.0018339 | 0.001637 | 0.0026854 | 0.00056426 | 0 | 0 | 0 | 0 | 0 | 0 | 12.2244 | 0 | 0 | 0 | 0 | 0.18966 | 0 | 0 | 0 | 0 | 1.3485 | 0 | 0 | 0
5 | 139 | 16 | 93.2 | 4.252 | 78.5729 | 0 | 1.9455 | 0.046005 | 0.046005 | 78 | 78.5638 | 78 | 0.002671 | 0.0059197 | 0.00071987 | 0 | 0 | 0.0081388 | 0.0049116 | 0.00040128 | 0.012017 | 0.0041585 | 5.9803e-05 | 0.0021118 | 0.0016456 | 0.0026854 | 0.00056426 | 0 | 0 | 0 | 0 | 0 | 0 | 2.6481 | 0 | 0 | 0 | 0 | 0.18966 | 0 | 0 | 0 | 0 | 1.4143 | 0 | 0 | 0
5 | 139 | 17 | 91.4 | 4.0883 | 78.5729 | 0 | 1.9455 | 0.03859 | 0.03859 | 78 | 78.4729 | 78 | 0.0023547 | 0.0052187 | 0.00063462 | 0 | 0 | 0.0062895 | 0.0033301 | 0.00035355 | 0.0089202 | 0.0034108 | 5.2721e-05 | 0.0018617 | 0.0014124 | 0.0039265 | 0.00082442 | 0 | 0 | 0 | 0 | 0 | 0 | 2.2213 | 0 | 0 | 0 | 0 | 0.18966 | 0 | 0 | 0 | 0 | 1.6774 | 0 | 0 | 0
5 | 139 | 18 | 89.6 | 4.1276 | 78.5729 | 0 | 3.3126 | 0.029811 | 0.029811 | 78 | 78.3653 | 78 | 0.0020384 | 0.0045177 | 0.00054938 | 0 | 0 | 0.0042518 | 0.0017059 | 0.00030451 | 0.0058717 | 0.0028072 | 4.5639e-05 | 0.0016116 | 0.00098287 | 0.0042349 | 0.00088946 | 0 | 0 | 0 | 0 | 0 | 0 | 1.716 | 0 | 0 | 0 | 0 | 0.30663 | 0 | 0 | 0 | 0 | 2.105 | 0 | 0 | 0
5 | 139 | 19 | 87.8 | 3.6345 | 78.5729 | 0 | 3.3126 | 0.021817 | 0.021817 | 78 | 78.2674 | 78 | 0.0017221 | 0.0038167 | 0.00046413 | 0 | 0 | 0.0019929 | 0.00052185 | 0.00025913 | 0.0031136 | 0.0019574 | 3.8557e-05 | 0.0013615 | 0.0010692 | 0.0045452 | 0.0009545 | 0 | 0 | 0 | 0 | 0 | 0 | 1.2558 | 0 | 0 | 0 | 0 | 0.30663 | 0 | 0 | 0 | 0 | 2.0721 | 0 | 0 | 0
5 | 139 | 20 | 84.2 | 3.2071 | 78.5729 | 0 | 3.3126 | 0.016677 | 0.016677 | 78 | 78.2044 | 78 | 0.0010895 | 0.0024146 | 0.00029363 | 0 | 0 | 0 | 0 | 0.0001633 | 0.0016714 | 0.0010142 | 2.4393e-05 | 0.00086137 | 0.00052184 | 0.0071272 | 0.0014959 | 0 | 0 | 0 | 0 | 0 | 0 | 0.95997 | 0 | 0 | 0 | 0 | 0.30663 | 0 | 0 | 0 | 0 | 1.9405 | 0 | 0 | 0
5 | 139 | 21 | 82.4 | 2.973 | 78.5729 | 0 | 3.3126 | 0.014325 | 0.014325 | 78 | 78.1756 | 78 | 0.00077317 | 0.0017136 | 0.00020838 | 0 | 0 | 0 | 0 | 0.00011582 | 0.0011862 | 0.00071969 | 1.7311e-05 | 0.0006113 | 0.00035637 | 0.0071272 | 0.0014959 | 0 | 0 | 0 | 0 | 0 | 0 | 0.82456 | 0 | 0 | 0 | 0 | 0.30663 | 0 | 0 | 0 | 0 | 1.8419 | 0 | 0 | 0
5 | 139 | 22 | 80.6 | 2.7089 | 78.5729 | 0 | 2.6817 | 0.012388 | 0.012388 | 78 | 78.1518 | 78 | 0.00045688 | 0.0010126 | 0.00012314 | 0 | 0 | 0 | 0 | 6.8615e-05 | 0.00070093 | 0.00042532 | 1.023e-05 | 0.00036122 | 0.00022744 | 0.0074411 | 0.0015609 | 0 | 0 | 0 | 0 | 0 | 0 | 0.71309 | 0 | 0 | 0 | 0 | 0.25265 | 0 | 0 | 0 | 0 | 1.7432 | 0 | 0 | 0
5 | 139 | 23 | 78.8 | 2.3107 | 78.5729 | 0 | 2.6817 | 0.010041 | 0.010041 | 78 | 78.1231 | 78 | 0.00014058 | 0.00031157 | 3.7888e-05 | 0 | 0 | 0 | 0 | 2.1115e-05 | 0.00021567 | 0.00013087 | 3.1475e-06 | 0.00011114 | 6.7481e-05 | 0.0074411 | 0.0015609 | 0 | 0 | 0 | 0 | 0 | 0 | 0.578 | 0 | 0 | 0 | 0 | 0.25265 | 0 | 0 | 0 | 0 | 1.4801 | 0 | 0 | 0
5 | 139 | 24 | 78.8 | 1.805 | 78.5729 | 0 | 0.44694 | 0.0091489 | 0.0091489 | 78 | 78.1121 | 78 | 0.00014058 | 0.00031157 | 3.7888e-05 | 0 | 0 | 0 | 0 | 2.0999e-05 | 0.00021567 | 0.00013084 | 3.1475e-06 | 0.00011114 | 5.2e-05 | 0.0067153 | 0.0014098 | 0 | 0 | 0 | 0 | 0 | 0 | 0.52662 | 0 | 0 | 0 | 0 | 0.061436 | 0 | 0 | 0 | 0 | 1.2169 | 0 | 0 | 0
5 | 140 | 1 | 77 | 0.98206 | 78.7948 | 0 | 0.44556 | 0.00079742 | 0 | 78 | 78.0098 | 78 | -0.00017572 | -0.00038946 | -4.736e-05 | 0 | 0 | 0 | 0 | -2.6191e-05 | -0.00026959 | -0.00016353 | -3.9344e-06 | -0.00013893 | -5.4522e-05 | 0.0020667 | 0.00043418 | 0 | 0 | 0 | 0 | 0 | 0 | 0 | 0 | 0 | 0 | 0 | 0.061135 | 0 | 0 | 0 | 0 | 0.92093 | 0 | 0 | 0
5 | 140 | 2 | 75.2 | 0.91629 | 78.7948 | 0 | 0.44556 | -0.0014736 | 0 | 78 | 77.9819 | 77.9819 | -0.00049202 | -0.0010905 | -0.00013261 | 0 | 0 | 0 | 0 | -7.3159e-05 | -0.00075484 | -0.00045784 | -1.1016e-05 | -0.00038901 | -0.00013927 | 0.0020667 | 0.00043418 | 0 | 0 | 0 | 0 | 0 | 0 | 0 | 0 | 0 | 0 | 0 | 0.061144 | 0 | 0 | 0 | 0 | 0.85515 | 0 | 0 | 0
5 | 140 | 3 | 75.2 | 0.88341 | 78.7948 | 0 | 0.44556 | -0.0014285 | 0 | 77.9819 | 77.9644 | 77.9644 | -0.00048885 | -0.0010834 | -0.00013175 | 0 | 0 | 0 | 0 | -7.2413e-05 | -0.00074998 | -0.00045481 | -1.0945e-05 | -0.0003865 | -0.00011643 | 0.0020667 | 0.00043418 | 0 | 0 | 0 | 0 | 0 | 0 | 0 | 0 | 0 | 0 | 0 | 0.061153 | 0 | 0 | 0 | 0 | 0.82226 | 0 | 0 | 0
5 | 140 | 4 | 73.4 | 0.85054 | 78.7948 | 0 | 0.44556 | -0.0036231 | 0 | 77.9644 | 77.92 | 77.92 | -0.00080207 | -0.0017777 | -0.00021617 | 0 | 0 | 0 | 0 | -0.00011835 | -0.0012305 | -0.00074609 | -1.7958e-05 | -0.00063414 | -0.00014682 | 0.0020667 | 0.00043418 | 0 | 0 | 0 | 0 | 0 | 0 | 0 | 0 | 0 | 0 | 0 | 0.061175 | 0 | 0 | 0 | 0 | 0.78937 | 0 | 0 | 0
5 | 140 | 5 | 71.6 | 0.85058 | 78.7948 | 0 | 0.44556 | -0.0058013 | 0 | 77.92 | 77.8489 | 77.8489 | -0.0011106 | -0.0024614 | -0.00029932 | 0 | 0 | 0 | 0 | -0.0001635 | -0.0017038 | -0.001033 | -2.4866e-05 | -0.00087805 | -0.00019348 | 0.0020667 | 0.00043418 | 0 | 0 | 0 | 0 | 0 | 0 | 0 | 0 | 0 | 0 | 0 | 0.06121 | 0 | 0 | 0 | 0 | 0.78937 | 0 | 0 | 0
5 | 140 | 6 | 71.6 | 0.95598 | 78.7948 | 0 | 0.52419 | -0.0055023 | 0 | 77.8489 | 77.7815 | 77.7815 | -0.0010981 | -0.0024337 | -0.00029595 | 0 | 0 | 0.00032729 | 3.754e-05 | -0.00016184 | -0.0027875 | -0.0014255 | -2.4586e-05 | -0.00086817 | -0.00022477 | 0.0034529 | 0.00072422 | 0 | 0 | 0 | 0 | 0 | 0 | 0 | 0 | 0 | 0 | 0 | 0.067939 | 0 | 0 | 0 | 0 | 0.88804 | 0 | 0 | 0
5 | 140 | 7 | 71.6 | 1.5092 | 78.7948 | 0 | 3.9314 | 0.0032307 | 0 | 77.7815 | 77.8211 | 77.8211 | -0.0010862 | -0.0024074 | -0.00029276 | 0 | 0 | 0.0032202 | 0.0014855 | -0.00016234 | -0.00036015 | -0.00015732 | -2.4321e-05 | -0.0008588 | -0.00046398 | 0.0043383 | 0.00091055 | 0 | 0 | 0 | 0 | 0 | 0 | 0 | 0 | 0 | 0 | 0 | 0.35806 | 0 | 0 | 0 | 0 | 1.1512 | 0 | 0 | 0
5 | 140 | 8 | 73.4 | 1.7065 | 78.7948 | 0 | 3.9314 | 0.020057 | 0 | 77.8211 | 78.0669 | 78 | -0.00077688 | -0.0017218 | -0.00020938 | 0 | 0 | 0.0054307 | 0.0030161 | -0.00011573 | 0.0038195 | 0.0010193 | -1.7394e-05 | -0.00061423 | -0.00027106 | 0.0086767 | 0.0018211 | 0 | 0 | 0 | 0 | 0 | 0 | 0 | 0 | 0 | 0 | 0 | 0.35797 | 0 | 0 | 0 | 0 | 1.3485 | 0 | 0 | 0
5 | 140 | 9 | 77 | 1.6946 | 78.7948 | 0 | 3.4072 | 0.026591 | 0 | 78 | 78.3259 | 78.3259 | -0.00017572 | -0.00038946 | -4.736e-05 | 0 | 0 | 0.0068419 | 0.0049996 | -2.6078e-05 | 0.0077709 | 0.0016743 | -3.9344e-06 | -0.00013893 | -3.796e-05 | 0.0050623 | 0.0010617 | 0 | 0 | 0 | 0 | 0 | 0 | 0 | 0 | 0 | 0 | 0 | 0.31318 | 0 | 0 | 0 | 0 | 1.3814 | 0 | 0 | 0
5 | 140 | 10 | 82.4 | 1.7272 | 78.7948 | 0 | 3.4072 | 0.037984 | 0 | 78.3259 | 78.7914 | 78.7914 | 0.00071591 | 0.0015867 | 0.00019295 | 0 | 0 | 0.009238 | 0.0061457 | 0.00010721 | 0.011948 | 0.0034298 | 1.6029e-05 | 0.00056602 | 0.00028998 | 0.0030973 | 0.00065039 | 0 | 0 | 0 | 0 | 0 | 0 | 0 | 0 | 0 | 0 | 0 | 0.31295 | 0 | 0 | 0 | 0 | 1.4143 | 0 | 0 | 0
5 | 140 | 11 | 82.4 | 1.7599 | 78.7948 | 0 | 3.4072 | 0.03722 | 0 | 78.7914 | 79.2475 | 79.2475 | 0.00063411 | 0.0014054 | 0.0001709 | 0 | 0 | 0.010953 | 0.0054299 | 9.3133e-05 | 0.01062 | 0.0035634 | 1.4198e-05 | 0.00050135 | 8.7504e-05 | 0.0030973 | 0.00065039 | 0 | 0 | 0 | 0 | 0 | 0 | 0 | 0 | 0 | 0 | 0 | 0.31273 | 0 | 0 | 0 | 0 | 1.4472 | 0 | 0 | 0
5 | 140 | 12 | 87.8 | 1.6748 | 78.7948 | 0 | 2.4113 | 0.051009 | 0 | 79.2475 | 79.8726 | 79.8726 | 0.0015029 | 0.0033308 | 0.00040505 | 0 | 0 | 0.011477 | 0.0072773 | 0.00022663 | 0.015231 | 0.0044227 | 3.3649e-05 | 0.0011882 | 0.0009162 | 0.0041315 | 0.0008666 | 0 | 0 | 0 | 0 | 0 | 0 | 0 | 0 | 0 | 0 | 0 | 0.22761 | 0 | 0 | 0 | 0 | 1.4472 | 0 | 0 | 0
5 | 140 | 13 | 87.8 | 4.065 | 78.7948 | 0 | 2.4113 | 0.052489 | 0.042097 | 79.8726 | 80.5159 | 80 | 0.001393 | 0.0030874 | 0.00037544 | 0 | 0 | 0.0094452 | 0.0092272 | 0.00020922 | 0.019224 | 0.0038831 | 3.119e-05 | 0.0011014 | 0.0007649 | 0.0030973 | 0.00065039 | 0 | 0 | 0 | 0 | 0 | 0 | 2.4232 | 0 | 0 | 0 | 0 | 0.22755 | 0 | 0 | 0 | 0 | 1.4143 | 0 | 0 | 0
5 | 140 | 14 | 91.4 | 4.6458 | 78.7948 | 0 | 1.9395 | 0.053456 | 0.053456 | 80 | 80.6551 | 80 | 0.0020032 | 0.0044398 | 0.0005399 | 0 | 0 | 0.0080109 | 0.0085629 | 0.00029994 | 0.019376 | 0.0045077 | 4.4852e-05 | 0.0015838 | 0.00096194 | 0.0025838 | 0.00054141 | 0 | 0 | 0 | 0 | 0 | 0 | 3.077 | 0 | 0 | 0 | 0 | 0.18737 | 0 | 0 | 0 | 0 | 1.3814 | 0 | 0 | 0
5 | 140 | 15 | 93.2 | 13.9024 | 78.7948 | 0 | 1.9395 | 0.051628 | 0.21482 | 80 | 80.6327 | 78 | 0.0023195 | 0.0051408 | 0.00062515 | 0 | 0 | 0.0075716 | 0.0071836 | 0.00034441 | 0.017538 | 0.004936 | 5.1934e-05 | 0.0018339 | 0.00083304 | 0.0026854 | 0.00056426 | 0 | 0 | 0 | 0 | 0 | 0 | 12.3656 | 0 | 0 | 0 | 0 | 0.18835 | 0 | 0 | 0 | 0 | 1.3485 | 0 | 0 | 0
5 | 140 | 16 | 91.4 | 4.229 | 78.7948 | 0 | 1.9395 | 0.045628 | 0.045628 | 78 | 78.5592 | 78 | 0.0023547 | 0.0052187 | 0.00063462 | 0 | 0 | 0.006231 | 0.0054193 | 0.00034878 | 0.014712 | 0.0046946 | 5.2721e-05 | 0.0018617 | 0.00085083 | 0.0026854 | 0.00056426 | 0 | 0 | 0 | 0 | 0 | 0 | 2.6264 | 0 | 0 | 0 | 0 | 0.18835 | 0 | 0 | 0 | 0 | 1.4143 | 0 | 0 | 0
5 | 140 | 17 | 91.4 | 4.235 | 78.7948 | 0 | 1.9395 | 0.04116 | 0.04116 | 78 | 78.5044 | 78 | 0.0023547 | 0.0052187 | 0.00063462 | 0 | 0 | 0.0062536 | 0.0034761 | 0.00035019 | 0.010847 | 0.0044144 | 5.2721e-05 | 0.0018617 | 0.00094518 | 0.0039265 | 0.00082442 | 0 | 0 | 0 | 0 | 0 | 0 | 2.3692 | 0 | 0 | 0 | 0 | 0.18835 | 0 | 0 | 0 | 0 | 1.6774 | 0 | 0 | 0
5 | 140 | 18 | 89.6 | 4.2041 | 78.7948 | 0 | 3.3024 | 0.031179 | 0.031179 | 78 | 78.3821 | 78 | 0.0020384 | 0.0045177 | 0.00054938 | 0 | 0 | 0.0045972 | 0.0018518 | 0.00030359 | 0.006539 | 0.0031315 | 4.5639e-05 | 0.0016116 | 0.0008683 | 0.0042349 | 0.00088946 | 0 | 0 | 0 | 0 | 0 | 0 | 1.7947 | 0 | 0 | 0 | 0 | 0.30441 | 0 | 0 | 0 | 0 | 2.105 | 0 | 0 | 0
5 | 140 | 19 | 87.8 | 3.5906 | 78.7948 | 0 | 3.3024 | 0.021093 | 0.021093 | 78 | 78.2585 | 78 | 0.0017221 | 0.0038167 | 0.00046413 | 0 | 0 | 0.0018243 | 0.00057583 | 0.00025724 | 0.0030055 | 0.001728 | 3.8557e-05 | 0.0013615 | 0.00079933 | 0.0045452 | 0.0009545 | 0 | 0 | 0 | 0 | 0 | 0 | 1.2141 | 0 | 0 | 0 | 0 | 0.30441 | 0 | 0 | 0 | 0 | 2.0721 | 0 | 0 | 0
5 | 140 | 20 | 86 | 3.3368 | 78.7948 | 0 | 3.3024 | 0.018968 | 0.018968 | 78 | 78.2325 | 78 | 0.0014058 | 0.0031157 | 0.00037888 | 0 | 0 | 0 | 0 | 0.00021 | 0.0021567 | 0.0013084 | 3.1475e-05 | 0.0011114 | 0.00062682 | 0.0071272 | 0.0014959 | 0 | 0 | 0 | 0 | 0 | 0 | 1.0918 | 0 | 0 | 0 | 0 | 0.30441 | 0 | 0 | 0 | 0 | 1.9405 | 0 | 0 | 0
5 | 140 | 21 | 84.2 | 3.0992 | 78.7948 | 0 | 3.3024 | 0.016556 | 0.016556 | 78 | 78.2029 | 78 | 0.0010895 | 0.0024146 | 0.00029363 | 0 | 0 | 0 | 0 | 0.00016227 | 0.0016714 | 0.0010139 | 2.4393e-05 | 0.00086137 | 0.00040145 | 0.0071272 | 0.0014959 | 0 | 0 | 0 | 0 | 0 | 0 | 0.95296 | 0 | 0 | 0 | 0 | 0.30441 | 0 | 0 | 0 | 0 | 1.8419 | 0 | 0 | 0
5 | 140 | 22 | 82.4 | 2.838 | 78.7948 | 0 | 2.6734 | 0.014663 | 0.014663 | 78 | 78.1797 | 78 | 0.00077317 | 0.0017136 | 0.00020838 | 0 | 0 | 0 | 0 | 0.00011554 | 0.0011862 | 0.00071961 | 1.7311e-05 | 0.0006113 | 0.00031584 | 0.0074411 | 0.0015609 | 0 | 0 | 0 | 0 | 0 | 0 | 0.84402 | 0 | 0 | 0 | 0 | 0.25084 | 0 | 0 | 0 | 0 | 1.7432 | 0 | 0 | 0
5 | 140 | 23 | 80.6 | 2.4395 | 78.7948 | 0 | 2.6734 | 0.01231 | 0.01231 | 78 | 78.1509 | 78 | 0.00045688 | 0.0010126 | 0.00012314 | 0 | 0 | 0 | 0 | 6.8073e-05 | 0.00070093 | 0.00042517 | 1.023e-05 | 0.00036122 | 0.00015009 | 0.0074411 | 0.0015609 | 0 | 0 | 0 | 0 | 0 | 0 | 0.7086 | 0 | 0 | 0 | 0 | 0.25084 | 0 | 0 | 0 | 0 | 1.4801 | 0 | 0 | 0
5 | 140 | 24 | 80.6 | 1.9378 | 78.7948 | 0 | 0.44556 | 0.011461 | 0.011461 | 78 | 78.1405 | 78 | 0.00045688 | 0.0010126 | 0.00012314 | 0 | 0 | 0 | 0 | 6.8258e-05 | 0.00070093 | 0.00042522 | 1.023e-05 | 0.00036122 | 0.00017789 | 0.0067153 | 0.0014098 | 0 | 0 | 0 | 0 | 0 | 0 | 0.65973 | 0 | 0 | 0 | 0 | 0.061135 | 0 | 0 | 0 | 0 | 1.2169 | 0 | 0 | 0
5 | 141 | 1 | 78.8 | 1.1841 | 79.0151 | 0 | 0.44418 | 0.0035159 | 0.0035159 | 78 | 78.0431 | 78 | 0.00014058 | 0.00031157 | 3.7888e-05 | 0 | 0 | 0 | 0 | 2.0949e-05 | 0.00021567 | 0.00013082 | 3.1475e-06 | 0.00011114 | 4.3294e-05 | 0.0020667 | 0.00043418 | 0 | 0 | 0 | 0 | 0 | 0 | 0.20238 | 0 | 0 | 0 | 0 | 0.060837 | 0 | 0 | 0 | 0 | 0.92093 | 0 | 0 | 0
5 | 141 | 2 | 77 | 0.91598 | 79.0151 | 0 | 0.44418 | 0.00080606 | 0 | 78 | 78.0099 | 78 | -0.00017572 | -0.00038946 | -4.736e-05 | 0 | 0 | 0 | 0 | -2.6123e-05 | -0.00026959 | -0.00016351 | -3.9344e-06 | -0.00013893 | -4.5976e-05 | 0.0020667 | 0.00043418 | 0 | 0 | 0 | 0 | 0 | 0 | 0 | 0 | 0 | 0 | 0 | 0.060837 | 0 | 0 | 0 | 0 | 0.85515 | 0 | 0 | 0
5 | 141 | 3 | 75.2 | 0.8831 | 79.0151 | 0 | 0.44418 | -0.0014736 | 0 | 78 | 77.9819 | 77.9819 | -0.00049202 | -0.0010905 | -0.00013261 | 0 | 0 | 0 | 0 | -7.316e-05 | -0.00075484 | -0.00045784 | -1.1016e-05 | -0.00038901 | -0.00013927 | 0.0020667 | 0.00043418 | 0 | 0 | 0 | 0 | 0 | 0 | 0 | 0 | 0 | 0 | 0 | 0.060846 | 0 | 0 | 0 | 0 | 0.82226 | 0 | 0 | 0
5 | 141 | 4 | 73.4 | 0.85023 | 79.0151 | 0 | 0.44418 | -0.0036749 | 0 | 77.9819 | 77.9369 | 77.9369 | -0.00080515 | -0.0017845 | -0.000217 | 0 | 0 | 0 | 0 | -0.00011912 | -0.0012352 | -0.00074904 | -1.8027e-05 | -0.00063657 | -0.00017692 | 0.0020667 | 0.00043418 | 0 | 0 | 0 | 0 | 0 | 0 | 0 | 0 | 0 | 0 | 0 | 0.060868 | 0 | 0 | 0 | 0 | 0.78937 | 0 | 0 | 0
5 | 141 | 5 | 71.6 | 0.85027 | 79.0151 | 0 | 0.44418 | -0.0059428 | 0 | 77.9369 | 77.8641 | 77.8641 | -0.0011135 | -0.002468 | -0.00030012 | 0 | 0 | 0 | 0 | -0.00016522 | -0.0017083 | -0.0010361 | -2.4932e-05 | -0.00088039 | -0.00031288 | 0.0020667 | 0.00043418 | 0 | 0 | 0 | 0 | 0 | 0 | 0 | 0 | 0 | 0 | 0 | 0.060904 | 0 | 0 | 0 | 0 | 0.78937 | 0 | 0 | 0
5 | 141 | 6 | 71.6 | 0.95562 | 79.0151 | 0 | 0.52256 | -0.0055477 | 0 | 77.8641 | 77.7961 | 77.7961 | -0.0011007 | -0.0024396 | -0.00029667 | 0 | 0 | 0.00025919 | 3.0366e-05 | -0.00016357 | -0.0026328 | -0.0014063 | -2.4646e-05 | -0.00087027 | -0.00035567 | 0.0034529 | 0.00072422 | 0 | 0 | 0 | 0 | 0 | 0 | 0 | 0 | 0 | 0 | 0 | 0.06758 | 0 | 0 | 0 | 0 | 0.88804 | 0 | 0 | 0
5 | 141 | 7 | 73.4 | 1.5066 | 79.0151 | 0 | 3.9192 | 0.0077753 | 0 | 77.7961 | 77.8914 | 77.8914 | -0.00077249 | -0.0017121 | -0.0002082 | 0 | 0 | 0.0033585 | 0.0014857 | -0.00011572 | 0.00098903 | 0.00048572 | -1.7296e-05 | -0.00061075 | -0.00035603 | 0.0043383 | 0.00091055 | 0 | 0 | 0 | 0 | 0 | 0 | 0 | 0 | 0 | 0 | 0 | 0.35539 | 0 | 0 | 0 | 0 | 1.1512 | 0 | 0 | 0
5 | 141 | 8 | 73.4 | 1.7038 | 79.0151 | 0 | 3.9192 | 0.017855 | 0 | 77.8914 | 78.1102 | 78 | -0.00078923 | -0.0017492 | -0.00021271 | 0 | 0 | 0.0052687 | 0.0024852 | -0.00011756 | 0.0027596 | 0.00063043 | -1.7671e-05 | -0.00062399 | -0.00027598 | 0.0086767 | 0.0018211 | 0 | 0 | 0 | 0 | 0 | 0 | 0 | 0 | 0 | 0 | 0 | 0.35534 | 0 | 0 | 0 | 0 | 1.3485 | 0 | 0 | 0
5 | 141 | 9 | 78.8 | 1.6923 | 79.0151 | 0 | 3.3966 | 0.030806 | 0 | 78 | 78.3775 | 78.3775 | 0.00014058 | 0.00031157 | 3.7888e-05 | 0 | 0 | 0.0068897 | 0.0053179 | 2.0988e-05 | 0.0094118 | 0.0023942 | 3.1475e-06 | 0.00011114 | 4.3294e-05 | 0.0050623 | 0.0010617 | 0 | 0 | 0 | 0 | 0 | 0 | 0 | 0 | 0 | 0 | 0 | 0.31087 | 0 | 0 | 0 | 0 | 1.3814 | 0 | 0 | 0
5 | 141 | 10 | 80.6 | 1.7249 | 79.0151 | 0 | 3.3966 | 0.035897 | 0 | 78.3775 | 78.8175 | 78.8175 | 0.00039053 | 0.00086555 | 0.00010526 | 0 | 0 | 0.0071505 | 0.0072477 | 5.7762e-05 | 0.013274 | 0.0026661 | 8.7441e-06 | 0.00030877 | 7.4104e-05 | 0.0030973 | 0.00065039 | 0 | 0 | 0 | 0 | 0 | 0 | 0 | 0 | 0 | 0 | 0 | 0.31066 | 0 | 0 | 0 | 0 | 1.4143 | 0 | 0 | 0
5 | 141 | 11 | 82.4 | 1.7576 | 79.0151 | 0 | 3.3966 | 0.042854 | 0 | 78.8175 | 79.3426 | 79.3426 | 0.00062953 | 0.0013952 | 0.00016967 | 0 | 0 | 0.0083272 | 0.0084223 | 9.3377e-05 | 0.01627 | 0.003131 | 1.4095e-05 | 0.00049773 | 0.0001561 | 0.0030973 | 0.00065039 | 0 | 0 | 0 | 0 | 0 | 0 | 0 | 0 | 0 | 0 | 0 | 0.3104 | 0 | 0 | 0 | 0 | 1.4472 | 0 | 0 | 0
5 | 141 | 12 | 87.8 | 1.6731 | 79.0151 | 0 | 2.4038 | 0.052335 | 0 | 79.3426 | 79.984 | 79.984 | 0.0014861 | 0.0032938 | 0.00040054 | 0 | 0 | 0.008544 | 0.0091356 | 0.00022204 | 0.018902 | 0.003561 | 3.3275e-05 | 0.001175 | 0.00058384 | 0.0041315 | 0.0008666 | 0 | 0 | 0 | 0 | 0 | 0 | 0 | 0 | 0 | 0 | 0 | 0.22594 | 0 | 0 | 0 | 0 | 1.4472 | 0 | 0 | 0
5 | 141 | 13 | 89.6 | 4.6249 | 79.0151 | 0 | 2.4038 | 0.053158 | 0.051853 | 79.984 | 80.6355 | 80 | 0.0016897 | 0.003745 | 0.00045541 | 0 | 0 | 0.0085558 | 0.0091965 | 0.00025207 | 0.019582 | 0.0038751 | 3.7833e-05 | 0.001336 | 0.00068464 | 0.0030973 | 0.00065039 | 0 | 0 | 0 | 0 | 0 | 0 | 2.9847 | 0 | 0 | 0 | 0 | 0.22593 | 0 | 0 | 0 | 0 | 1.4143 | 0 | 0 | 0
5 | 141 | 14 | 91.4 | 4.729 | 79.0151 | 0 | 1.9335 | 0.054925 | 0.054925 | 80 | 80.6731 | 80 | 0.0020032 | 0.0044398 | 0.0005399 | 0 | 0 | 0.009508 | 0.0084547 | 0.00030113 | 0.018926 | 0.0048333 | 4.4852e-05 | 0.0015838 | 0.0011649 | 0.0025838 | 0.00054141 | 0 | 0 | 0 | 0 | 0 | 0 | 3.1615 | 0 | 0 | 0 | 0 | 0.18607 | 0 | 0 | 0 | 0 | 1.3814 | 0 | 0 | 0
5 | 141 | 15 | 91.4 | 13.6669 | 79.0151 | 0 | 1.9335 | 0.047559 | 0.21076 | 80 | 80.5828 | 78 | 0.0020032 | 0.0044398 | 0.0005399 | 0 | 0 | 0.0096691 | 0.0057419 | 0.00030361 | 0.013638 | 0.0047316 | 4.4852e-05 | 0.0015838 | 0.0016137 | 0.0026854 | 0.00056426 | 0 | 0 | 0 | 0 | 0 | 0 | 12.1313 | 0 | 0 | 0 | 0 | 0.18705 | 0 | 0 | 0 | 0 | 1.3485 | 0 | 0 | 0
5 | 141 | 16 | 91.4 | 3.4951 | 79.0151 | 0 | 1.9335 | 0.0329 | 0.0329 | 78 | 78.4032 | 78 | 0.0023547 | 0.0052187 | 0.00063462 | 0 | 0 | 0.0054883 | 0.0022477 | 0.00035005 | 0.0072238 | 0.0032732 | 5.2721e-05 | 0.0018617 | 0.00094518 | 0.0026854 | 0.00056426 | 0 | 0 | 0 | 0 | 0 | 0 | 1.8938 | 0 | 0 | 0 | 0 | 0.18705 | 0 | 0 | 0 | 0 | 1.4143 | 0 | 0 | 0
5 | 141 | 17 | 91.4 | 3.413 | 79.0151 | 0 | 1.9335 | 0.026902 | 0.026902 | 78 | 78.3297 | 78 | 0.0023547 | 0.0052187 | 0.00063462 | 0 | 0 | 0.0023766 | 0.00092055 | 0.0003554 | 0.0044955 | 0.0022149 | 5.2721e-05 | 0.0018617 | 0.0016658 | 0.0039265 | 0.00082442 | 0 | 0 | 0 | 0 | 0 | 0 | 1.5485 | 0 | 0 | 0 | 0 | 0.18705 | 0 | 0 | 0 | 0 | 1.6774 | 0 | 0 | 0
5 | 141 | 18 | 91.4 | 3.9695 | 79.0151 | 0 | 3.2921 | 0.027142 | 0.027142 | 78 | 78.3326 | 78 | 0.0023547 | 0.0052187 | 0.00063462 | 0 | 0 | 0.0025366 | 0.00098251 | 0.00035208 | 0.0046025 | 0.0022444 | 5.2721e-05 | 0.0018617 | 0.0011772 | 0.0042349 | 0.00088946 | 0 | 0 | 0 | 0 | 0 | 0 | 1.5623 | 0 | 0 | 0 | 0 | 0.3022 | 0 | 0 | 0 | 0 | 2.105 | 0 | 0 | 0
5 | 141 | 19 | 89.6 | 3.579 | 79.0151 | 0 | 3.2921 | 0.020929 | 0.020929 | 78 | 78.2565 | 78 | 0.0020384 | 0.0045177 | 0.00054938 | 0 | 0 | 0.0010055 | 0.00038946 | 0.00030192 | 0.0027952 | 0.0014788 | 4.5639e-05 | 0.0016116 | 0.00069591 | 0.0045452 | 0.0009545 | 0 | 0 | 0 | 0 | 0 | 0 | 1.2047 | 0 | 0 | 0 | 0 | 0.3022 | 0 | 0 | 0 | 0 | 2.0721 | 0 | 0 | 0
5 | 141 | 20 | 87.8 | 3.4487 | 79.0151 | 0 | 3.2921 | 0.020952 | 0.020952 | 78 | 78.2568 | 78 | 0.0017221 | 0.0038167 | 0.00046413 | 0 | 0 | 0 | 0 | 0.00025353 | 0.002642 | 0.0016019 | 3.8557e-05 | 0.0013615 | 0.00042853 | 0.0071272 | 0.0014959 | 0 | 0 | 0 | 0 | 0 | 0 | 1.206 | 0 | 0 | 0 | 0 | 0.3022 | 0 | 0 | 0 | 0 | 1.9405 | 0 | 0 | 0
5 | 141 | 21 | 84.2 | 3.0866 | 79.0151 | 0 | 3.2921 | 0.016374 | 0.016374 | 78 | 78.2007 | 78 | 0.0010895 | 0.0024146 | 0.00029363 | 0 | 0 | 0 | 0 | 0.0001607 | 0.0016714 | 0.0010134 | 2.4393e-05 | 0.00086137 | 0.00022233 | 0.0071272 | 0.0014959 | 0 | 0 | 0 | 0 | 0 | 0 | 0.94253 | 0 | 0 | 0 | 0 | 0.3022 | 0 | 0 | 0 | 0 | 1.8419 | 0 | 0 | 0
5 | 141 | 22 | 82.4 | 2.8295 | 79.0151 | 0 | 2.6651 | 0.014545 | 0.014545 | 78 | 78.1783 | 78 | 0.00077317 | 0.0017136 | 0.00020838 | 0 | 0 | 0 | 0 | 0.00011456 | 0.0011862 | 0.00071935 | 1.7311e-05 | 0.0006113 | 0.00019938 | 0.0074411 | 0.0015609 | 0 | 0 | 0 | 0 | 0 | 0 | 0.83724 | 0 | 0 | 0 | 0 | 0.24905 | 0 | 0 | 0 | 0 | 1.7432 | 0 | 0 | 0
5 | 141 | 23 | 82.4 | 2.5704 | 79.0151 | 0 | 2.6651 | 0.014616 | 0.014616 | 78 | 78.1791 | 78 | 0.00077317 | 0.0017136 | 0.00020838 | 0 | 0 | 0 | 0 | 0.00011518 | 0.0011862 | 0.00071951 | 1.7311e-05 | 0.0006113 | 0.00026958 | 0.0074411 | 0.0015609 | 0 | 0 | 0 | 0 | 0 | 0 | 0.84133 | 0 | 0 | 0 | 0 | 0.24905 | 0 | 0 | 0 | 0 | 1.4801 | 0 | 0 | 0
5 | 141 | 24 | 80.6 | 1.9359 | 79.0151 | 0 | 0.44418 | 0.011433 | 0.011433 | 78 | 78.1401 | 78 | 0.00045688 | 0.0010126 | 0.00012314 | 0 | 0 | 0 | 0 | 6.8072e-05 | 0.00070093 | 0.00042517 | 1.023e-05 | 0.00036122 | 0.00015009 | 0.0067153 | 0.0014098 | 0 | 0 | 0 | 0 | 0 | 0 | 0.65812 | 0 | 0 | 0 | 0 | 0.060837 | 0 | 0 | 0 | 0 | 1.2169 | 0 | 0 | 0
5 | 142 | 1 | 78.8 | 1.1827 | 79.2339 | 0 | 0.44279 | 0.0034965 | 0.0034965 | 78 | 78.0428 | 78 | 0.00014058 | 0.00031157 | 3.7888e-05 | 0 | 0 | 0 | 0 | 2.0782e-05 | 0.00021567 | 0.00013078 | 3.1475e-06 | 0.00011114 | 2.407e-05 | 0.0020667 | 0.00043418 | 0 | 0 | 0 | 0 | 0 | 0 | 0.20126 | 0 | 0 | 0 | 0 | 0.060541 | 0 | 0 | 0 | 0 | 0.92093 | 0 | 0 | 0
5 | 142 | 2 | 78.8 | 1.119 | 79.2339 | 0 | 0.44279 | 0.0035323 | 0.0035323 | 78 | 78.0433 | 78 | 0.00014058 | 0.00031157 | 3.7888e-05 | 0 | 0 | 0 | 0 | 2.1052e-05 | 0.00021567 | 0.00013085 | 3.1475e-06 | 0.00011114 | 5.9604e-05 | 0.0020667 | 0.00043418 | 0 | 0 | 0 | 0 | 0 | 0 | 0.20333 | 0 | 0 | 0 | 0 | 0.060541 | 0 | 0 | 0 | 0 | 0.85515 | 0 | 0 | 0
5 | 142 | 3 | 75.2 | 0.88281 | 79.2339 | 0 | 0.44279 | -0.0015539 | 0 | 78 | 77.981 | 77.981 | -0.00049202 | -0.0010905 | -0.00013261 | 0 | 0 | 0 | 0 | -7.3795e-05 | -0.00075484 | -0.00045801 | -1.1016e-05 | -0.00038901 | -0.00021877 | 0.0020667 | 0.00043418 | 0 | 0 | 0 | 0 | 0 | 0 | 0 | 0 | 0 | 0 | 0 | 0.06055 | 0 | 0 | 0 | 0 | 0.82226 | 0 | 0 | 0
5 | 142 | 4 | 75.2 | 0.84993 | 79.2339 | 0 | 0.44279 | -0.0014729 | 0 | 77.981 | 77.9629 | 77.9629 | -0.00048867 | -0.0010831 | -0.00013171 | 0 | 0 | 0 | 0 | -7.2782e-05 | -0.00074971 | -0.00045475 | -1.0941e-05 | -0.00038636 | -0.00016153 | 0.0020667 | 0.00043418 | 0 | 0 | 0 | 0 | 0 | 0 | 0 | 0 | 0 | 0 | 0 | 0.060559 | 0 | 0 | 0 | 0 | 0.78937 | 0 | 0 | 0
5 | 142 | 5 | 73.4 | 0.84995 | 79.2339 | 0 | 0.44279 | -0.0039371 | 0 | 77.9629 | 77.9147 | 77.9147 | -0.0008018 | -0.0017771 | -0.0002161 | 0 | 0 | 0 | 0 | -0.00012075 | -0.0012301 | -0.00074651 | -1.7952e-05 | -0.00063393 | -0.00045953 | 0.0020667 | 0.00043418 | 0 | 0 | 0 | 0 | 0 | 0 | 0 | 0 | 0 | 0 | 0 | 0.060583 | 0 | 0 | 0 | 0 | 0.78937 | 0 | 0 | 0
5 | 142 | 6 | 71.6 | 0.95525 | 79.2339 | 0 | 0.52093 | -0.0062259 | 0 | 77.9147 | 77.8384 | 77.8384 | -0.0011096 | -0.0024593 | -0.00029906 | 0 | 0 | 9.0071e-05 | 1.7082e-05 | -0.00016635 | -0.0027217 | -0.001595 | -2.4845e-05 | -0.0008773 | -0.00053276 | 0.0034529 | 0.00072422 | 0 | 0 | 0 | 0 | 0 | 0 | 0 | 0 | 0 | 0 | 0 | 0.067211 | 0 | 0 | 0 | 0 | 0.88804 | 0 | 0 | 0
5 | 142 | 7 | 71.6 | 1.504 | 79.2339 | 0 | 3.907 | 0.00093008 | 0 | 77.8384 | 77.8498 | 77.8498 | -0.0010962 | -0.0024296 | -0.00029545 | 0 | 0 | 0.0024636 | 0.0010119 | -0.00016501 | -0.00065246 | -0.00070856 | -2.4544e-05 | -0.0008667 | -0.00064521 | 0.0043383 | 0.00091055 | 0 | 0 | 0 | 0 | 0 | 0 | 0 | 0 | 0 | 0 | 0 | 0.3528 | 0 | 0 | 0 | 0 | 1.1512 | 0 | 0 | 0
5 | 142 | 8 | 73.4 | 1.7012 | 79.2339 | 0 | 3.907 | 0.020855 | 0 | 77.8498 | 78.1053 | 78 | -0.00078192 | -0.001733 | -0.00021074 | 0 | 0 | 0.0056234 | 0.0030799 | -0.00011796 | 0.0043254 | 0.0013005 | -1.7507e-05 | -0.00061821 | -0.00049251 | 0.0086767 | 0.0018211 | 0 | 0 | 0 | 0 | 0 | 0 | 0 | 0 | 0 | 0 | 0 | 0.35273 | 0 | 0 | 0 | 0 | 1.3485 | 0 | 0 | 0
5 | 142 | 9 | 77 | 1.69 | 79.2339 | 0 | 3.386 | 0.027264 | 0 | 78 | 78.3341 | 78.3341 | -0.00017572 | -0.00038946 | -4.736e-05 | 0 | 0 | 0.0070054 | 0.00486 | -2.6528e-05 | 0.0081235 | 0.002038 | -3.9344e-06 | -0.00013893 | -0.00010522 | 0.0050623 | 0.0010617 | 0 | 0 | 0 | 0 | 0 | 0 | 0 | 0 | 0 | 0 | 0 | 0.30863 | 0 | 0 | 0 | 0 | 1.3814 | 0 | 0 | 0
5 | 142 | 10 | 80.6 | 1.7227 | 79.2339 | 0 | 3.386 | 0.036458 | 0 | 78.3341 | 78.7809 | 78.7809 | 0.00039816 | 0.00088246 | 0.00010731 | 0 | 0 | 0.0085893 | 0.0064635 | 5.9989e-05 | 0.012428 | 0.0032386 | 8.9149e-06 | 0.0003148 | 0.00021965 | 0.0030973 | 0.00065039 | 0 | 0 | 0 | 0 | 0 | 0 | 0 | 0 | 0 | 0 | 0 | 0.30841 | 0 | 0 | 0 | 0 | 1.4143 | 0 | 0 | 0
5 | 142 | 11 | 86 | 1.7553 | 79.2339 | 0 | 3.386 | 0.043397 | 0 | 78.7809 | 79.3128 | 79.3128 | 0.0012685 | 0.0028115 | 0.0003419 | 0 | 0 | 0.011035 | 0.0057747 | 0.0001895 | 0.012375 | 0.004341 | 2.8403e-05 | 0.001003 | 0.00048147 | 0.0030973 | 0.00065039 | 0 | 0 | 0 | 0 | 0 | 0 | 0 | 0 | 0 | 0 | 0 | 0.30815 | 0 | 0 | 0 | 0 | 1.4472 | 0 | 0 | 0
5 | 142 | 12 | 87.8 | 1.6715 | 79.2339 | 0 | 2.3963 | 0.047798 | 0 | 79.3128 | 79.8985 | 79.8985 | 0.0014914 | 0.0033054 | 0.00040196 | 0 | 0 | 0.011551 | 0.0063423 | 0.0002231 | 0.013291 | 0.0043084 | 3.3392e-05 | 0.0011791 | 0.00067241 | 0.0041315 | 0.0008666 | 0 | 0 | 0 | 0 | 0 | 0 | 0 | 0 | 0 | 0 | 0 | 0.22438 | 0 | 0 | 0 | 0 | 1.4472 | 0 | 0 | 0
5 | 142 | 13 | 89.6 | 4.1232 | 79.2339 | 0 | 2.3963 | 0.051444 | 0.043165 | 79.8985 | 80.529 | 80 | 0.0017048 | 0.0037783 | 0.00045946 | 0 | 0 | 0.009615 | 0.0082056 | 0.00025505 | 0.017425 | 0.0040779 | 3.817e-05 | 0.0013478 | 0.0007896 | 0.0030973 | 0.00065039 | 0 | 0 | 0 | 0 | 0 | 0 | 2.4846 | 0 | 0 | 0 | 0 | 0.22433 | 0 | 0 | 0 | 0 | 1.4143 | 0 | 0 | 0
5 | 142 | 14 | 93.2 | 4.8639 | 79.2339 | 0 | 1.9274 | 0.057291 | 0.057291 | 80 | 80.7021 | 80 | 0.0023195 | 0.0051408 | 0.00062515 | 0 | 0 | 0.0095667 | 0.0085093 | 0.00034735 | 0.019472 | 0.0051439 | 5.1934e-05 | 0.0018339 | 0.0011551 | 0.0025838 | 0.00054141 | 0 | 0 | 0 | 0 | 0 | 0 | 3.2977 | 0 | 0 | 0 | 0 | 0.18478 | 0 | 0 | 0 | 0 | 1.3814 | 0 | 0 | 0
5 | 142 | 15 | 89.6 | 12.798 | 79.2339 | 0 | 1.9274 | 0.032486 | 0.19568 | 80 | 80.3981 | 78 | 0.0016869 | 0.0037388 | 0.00045466 | 0 | 0 | 0.0071755 | 0.0029836 | 0.00025217 | 0.0076367 | 0.0031567 | 3.777e-05 | 0.0013337 | 0.00077961 | 0.0026854 | 0.00056426 | 0 | 0 | 0 | 0 | 0 | 0 | 11.2637 | 0 | 0 | 0 | 0 | 0.18576 | 0 | 0 | 0 | 0 | 1.3485 | 0 | 0 | 0
5 | 142 | 16 | 91.4 | 3.6048 | 79.2339 | 0 | 1.9274 | 0.034828 | 0.034828 | 78 | 78.4268 | 78 | 0.0023547 | 0.0052187 | 0.00063462 | 0 | 0 | 0.006173 | 0.0024788 | 0.00035314 | 0.0077191 | 0.0034396 | 5.2721e-05 | 0.0018617 | 0.0012922 | 0.0026854 | 0.00056426 | 0 | 0 | 0 | 0 | 0 | 0 | 2.0047 | 0 | 0 | 0 | 0 | 0.18576 | 0 | 0 | 0 | 0 | 1.4143 | 0 | 0 | 0
5 | 142 | 17 | 89.6 | 4.0782 | 79.2339 | 0 | 1.9274 | 0.038482 | 0.038482 | 78 | 78.4716 | 78 | 0.0020384 | 0.0045177 | 0.00054938 | 0 | 0 | 0.0064427 | 0.0033641 | 0.00030452 | 0.0098692 | 0.0040046 | 4.5639e-05 | 0.0016116 | 0.00098287 | 0.0039265 | 0.00082442 | 0 | 0 | 0 | 0 | 0 | 0 | 2.215 | 0 | 0 | 0 | 0 | 0.18576 | 0 | 0 | 0 | 0 | 1.6774 | 0 | 0 | 0
5 | 142 | 18 | 89.6 | 4.2629 | 79.2339 | 0 | 3.2818 | 0.032278 | 0.032278 | 78 | 78.3956 | 78 | 0.0020384 | 0.0045177 | 0.00054938 | 0 | 0 | 0.0047386 | 0.0019201 | 0.00030762 | 0.0067741 | 0.0032394 | 4.5639e-05 | 0.0016116 | 0.0014109 | 0.0042349 | 0.00088946 | 0 | 0 | 0 | 0 | 0 | 0 | 1.858 | 0 | 0 | 0 | 0 | 0.3 | 0 | 0 | 0 | 0 | 2.105 | 0 | 0 | 0
5 | 142 | 19 | 87.8 | 3.6234 | 79.2339 | 0 | 3.2818 | 0.021739 | 0.021739 | 78 | 78.2664 | 78 | 0.0017221 | 0.0038167 | 0.00046413 | 0 | 0 | 0.0024851 | 0.00042066 | 0.00025723 | 0.0027368 | 0.0021373 | 3.8557e-05 | 0.0013615 | 0.00079933 | 0.0045452 | 0.0009545 | 0 | 0 | 0 | 0 | 0 | 0 | 1.2513 | 0 | 0 | 0 | 0 | 0.3 | 0 | 0 | 0 | 0 | 2.0721 | 0 | 0 | 0
5 | 142 | 20 | 87.8 | 3.4784 | 79.2339 | 0 | 3.2818 | 0.021506 | 0.021506 | 78 | 78.2636 | 78 | 0.0017221 | 0.0038167 | 0.00046413 | 0 | 0 | 0 | 0 | 0.00025868 | 0.002642 | 0.0016031 | 3.8557e-05 | 0.0013615 | 0.00097584 | 0.0071272 | 0.0014959 | 0 | 0 | 0 | 0 | 0 | 0 | 1.2379 | 0 | 0 | 0 | 0 | 0.3 | 0 | 0 | 0 | 0 | 1.9405 | 0 | 0 | 0
5 | 142 | 21 | 84.2 | 3.1087 | 79.2339 | 0 | 3.2818 | 0.016797 | 0.016797 | 78 | 78.2059 | 78 | 0.0010895 | 0.0024146 | 0.00029363 | 0 | 0 | 0 | 0 | 0.00016406 | 0.0016714 | 0.0010143 | 2.4393e-05 | 0.00086137 | 0.00064086 | 0.0071272 | 0.0014959 | 0 | 0 | 0 | 0 | 0 | 0 | 0.96687 | 0 | 0 | 0 | 0 | 0.3 | 0 | 0 | 0 | 0 | 1.8419 | 0 | 0 | 0
5 | 142 | 22 | 84.2 | 2.9864 | 79.2339 | 0 | 2.6567 | 0.017303 | 0.017303 | 78 | 78.2121 | 78 | 0.0010895 | 0.0024146 | 0.00029363 | 0 | 0 | 0 | 0 | 0.00016473 | 0.0016714 | 0.0010145 | 2.4393e-05 | 0.00086137 | 0.00076693 | 0.0074411 | 0.0015609 | 0 | 0 | 0 | 0 | 0 | 0 | 0.99599 | 0 | 0 | 0 | 0 | 0.24728 | 0 | 0 | 0 | 0 | 1.7432 | 0 | 0 | 0
5 | 142 | 23 | 82.4 | 2.5813 | 79.2339 | 0 | 2.6567 | 0.014835 | 0.014835 | 78 | 78.1818 | 78 | 0.00077317 | 0.0017136 | 0.00020838 | 0 | 0 | 0 | 0 | 0.00011664 | 0.0011862 | 0.00071992 | 1.7311e-05 | 0.0006113 | 0.00048666 | 0.0074411 | 0.0015609 | 0 | 0 | 0 | 0 | 0 | 0 | 0.85393 | 0 | 0 | 0 | 0 | 0.24728 | 0 | 0 | 0 | 0 | 1.4801 | 0 | 0 | 0
5 | 142 | 24 | 82.4 | 2.0809 | 79.2339 | 0 | 0.44279 | 0.013958 | 0.013958 | 78 | 78.1711 | 78 | 0.00077317 | 0.0017136 | 0.00020838 | 0 | 0 | 0 | 0 | 0.00011664 | 0.0011862 | 0.00071991 | 1.7311e-05 | 0.0006113 | 0.00048666 | 0.0067153 | 0.0014098 | 0 | 0 | 0 | 0 | 0 | 0 | 0.80345 | 0 | 0 | 0 | 0 | 0.060541 | 0 | 0 | 0 | 0 | 1.2169 | 0 | 0 | 0
5 | 143 | 1 | 78.8 | 1.1854 | 79.451 | 0 | 0.4414 | 0.0035485 | 0.0035485 | 78 | 78.0435 | 78 | 0.00014058 | 0.00031157 | 3.7888e-05 | 0 | 0 | 0 | 0 | 2.1176e-05 | 0.00021567 | 0.00013089 | 3.1475e-06 | 0.00011114 | 7.5598e-05 | 0.0020667 | 0.00043418 | 0 | 0 | 0 | 0 | 0 | 0 | 0.20426 | 0 | 0 | 0 | 0 | 0.060247 | 0 | 0 | 0 | 0 | 0.92093 | 0 | 0 | 0
5 | 143 | 2 | 77 | 0.91539 | 79.451 | 0 | 0.4414 | 0.00077689 | 0 | 78 | 78.0095 | 78 | -0.00017572 | -0.00038946 | -4.736e-05 | 0 | 0 | 0 | 0 | -2.6334e-05 | -0.00026959 | -0.00016357 | -3.9344e-06 | -0.00013893 | -7.4871e-05 | 0.0020667 | 0.00043418 | 0 | 0 | 0 | 0 | 0 | 0 | 0 | 0 | 0 | 0 | 0 | 0.060247 | 0 | 0 | 0 | 0 | 0.85515 | 0 | 0 | 0
5 | 143 | 3 | 75.2 | 0.88251 | 79.451 | 0 | 0.4414 | -0.0016384 | 0 | 78 | 77.9799 | 77.9799 | -0.00049202 | -0.0010905 | -0.00013261 | 0 | 0 | 0 | 0 | -7.4256e-05 | -0.00075484 | -0.00045814 | -1.1016e-05 | -0.00038901 | -0.00030264 | 0.0020667 | 0.00043418 | 0 | 0 | 0 | 0 | 0 | 0 | 0 | 0 | 0 | 0 | 0 | 0.060257 | 0 | 0 | 0 | 0 | 0.82226 | 0 | 0 | 0
5 | 143 | 4 | 73.4 | 0.84965 | 79.451 | 0 | 0.4414 | -0.0037789 | 0 | 77.9799 | 77.9336 | 77.9336 | -0.00080479 | -0.0017837 | -0.00021691 | 0 | 0 | 0 | 0 | -0.00011999 | -0.0012347 | -0.00074896 | -1.8019e-05 | -0.00063629 | -0.00028221 | 0.0020667 | 0.00043418 | 0 | 0 | 0 | 0 | 0 | 0 | 0 | 0 | 0 | 0 | 0 | 0.06028 | 0 | 0 | 0 | 0 | 0.78937 | 0 | 0 | 0
5 | 143 | 5 | 71.6 | 0.84968 | 79.451 | 0 | 0.4414 | -0.0062229 | 0 | 77.9336 | 77.8573 | 77.8573 | -0.001113 | -0.0024667 | -0.00029996 | 0 | 0 | 0 | 0 | -0.00016725 | -0.0017075 | -0.0010361 | -2.4919e-05 | -0.00087994 | -0.00059428 | 0.0020667 | 0.00043418 | 0 | 0 | 0 | 0 | 0 | 0 | 0 | 0 | 0 | 0 | 0 | 0.060317 | 0 | 0 | 0 | 0 | 0.78937 | 0 | 0 | 0
5 | 143 | 6 | 71.6 | 0.95493 | 79.451 | 0 | 0.51929 | -0.0060546 | 0 | 77.8573 | 77.7831 | 77.7831 | -0.0010996 | -0.002437 | -0.00029635 | 0 | 0 | 0.0001207 | 1.8853e-05 | -0.00016473 | -0.0026744 | -0.0015538 | -2.4619e-05 | -0.00086934 | -0.00052729 | 0.0034529 | 0.00072422 | 0 | 0 | 0 | 0 | 0 | 0 | 0 | 0 | 0 | 0 | 0 | 0.066893 | 0 | 0 | 0 | 0 | 0.88804 | 0 | 0 | 0
5 | 143 | 7 | 73.4 | 1.5014 | 79.451 | 0 | 3.8947 | 0.0056718 | 0 | 77.7831 | 77.8527 | 77.8527 | -0.00077021 | -0.001707 | -0.00020759 | 0 | 0 | 0.0026611 | 0.0011106 | -0.00011509 | 0.00041535 | -2.3554e-05 | -1.7245e-05 | -0.00060896 | -0.0003145 | 0.0043383 | 0.00091055 | 0 | 0 | 0 | 0 | 0 | 0 | 0 | 0 | 0 | 0 | 0 | 0.35021 | 0 | 0 | 0 | 0 | 1.1512 | 0 | 0 | 0
5 | 143 | 8 | 75.2 | 1.6986 | 79.451 | 0 | 3.8947 | 0.013716 | 0 | 77.8527 | 78.0208 | 78 | -0.00046613 | -0.0010331 | -0.00012563 | 0 | 0 | 0.0029479 | 0.0011418 | -6.9837e-05 | 0.0012852 | 0.00012359 | -1.0437e-05 | -0.00036854 | -0.00020656 | 0.0086767 | 0.0018211 | 0 | 0 | 0 | 0 | 0 | 0 | 0 | 0 | 0 | 0 | 0 | 0.35013 | 0 | 0 | 0 | 0 | 1.3485 | 0 | 0 | 0
5 | 143 | 9 | 75.2 | 1.6879 | 79.451 | 0 | 3.3754 | 0.01173 | 0 | 78 | 78.1437 | 78.1437 | -0.00049202 | -0.0010905 | -0.00013261 | 0 | 0 | 0.0042276 | 0.0016375 | -7.4382e-05 | 0.0019921 | 0.00026984 | -1.1016e-05 | -0.00038901 | -0.00033206 | 0.0050623 | 0.0010617 | 0 | 0 | 0 | 0 | 0 | 0 | 0 | 0 | 0 | 0 | 0 | 0.30647 | 0 | 0 | 0 | 0 | 1.3814 | 0 | 0 | 0
5 | 143 | 10 | 78.8 | 1.7206 | 79.451 | 0 | 3.3754 | 0.019544 | 0 | 78.1437 | 78.3833 | 78.3833 | 0.00011532 | 0.00025558 | 3.108e-05 | 0 | 0 | 0.0064253 | 0.0025945 | 1.7333e-05 | 0.0046742 | 0.0015341 | 2.582e-06 | 9.1174e-05 | 5.5191e-05 | 0.0030973 | 0.00065039 | 0 | 0 | 0 | 0 | 0 | 0 | 0 | 0 | 0 | 0 | 0 | 0.30635 | 0 | 0 | 0 | 0 | 1.4143 | 0 | 0 | 0
5 | 143 | 11 | 80.6 | 1.7533 | 79.451 | 0 | 3.3754 | 0.034569 | 0 | 78.3833 | 78.8069 | 78.8069 | 0.00038953 | 0.00086332 | 0.00010498 | 0 | 0 | 0.010735 | 0.0051523 | 5.8786e-05 | 0.0097426 | 0.0032208 | 8.7216e-06 | 0.00030797 | 0.00023755 | 0.0030973 | 0.00065039 | 0 | 0 | 0 | 0 | 0 | 0 | 0 | 0 | 0 | 0 | 0 | 0.30615 | 0 | 0 | 0 | 0 | 1.4472 | 0 | 0 | 0
5 | 143 | 12 | 84.2 | 1.6702 | 79.451 | 0 | 2.3887 | 0.041164 | 0 | 78.8069 | 79.3114 | 79.3114 | 0.00094768 | 0.0021004 | 0.00025542 | 0 | 0 | 0.011271 | 0.0053949 | 0.00014217 | 0.011032 | 0.0038052 | 2.1219e-05 | 0.00074927 | 0.00044628 | 0.0041315 | 0.0008666 | 0 | 0 | 0 | 0 | 0 | 0 | 0 | 0 | 0 | 0 | 0 | 0.22308 | 0 | 0 | 0 | 0 | 1.4472 | 0 | 0 | 0
5 | 143 | 13 | 87.8 | 1.6371 | 79.451 | 0 | 2.3887 | 0.038866 | 0 | 79.3114 | 79.7877 | 79.7877 | 0.0014916 | 0.0033059 | 0.00040202 | 0 | 0 | 0.0095739 | 0.0044247 | 0.00022381 | 0.0099788 | 0.0037569 | 3.3398e-05 | 0.0011793 | 0.00074818 | 0.0030973 | 0.00065039 | 0 | 0 | 0 | 0 | 0 | 0 | 0 | 0 | 0 | 0 | 0 | 0.22284 | 0 | 0 | 0 | 0 | 1.4143 | 0 | 0 | 0
5 | 143 | 14 | 87.8 | 3.3675 | 79.451 | 0 | 1.9214 | 0.04864 | 0.031317 | 79.7877 | 80.3838 | 80 | 0.0014079 | 0.0031204 | 0.00037946 | 0 | 0 | 0.0086843 | 0.0081628 | 0.00021045 | 0.017664 | 0.004113 | 3.1524e-05 | 0.0011132 | 0.00062796 | 0.0025838 | 0.00054141 | 0 | 0 | 0 | 0 | 0 | 0 | 1.8026 | 0 | 0 | 0 | 0 | 0.1835 | 0 | 0 | 0 | 0 | 1.3814 | 0 | 0 | 0
5 | 143 | 15 | 89.6 | 13.2471 | 79.451 | 0 | 1.9214 | 0.040311 | 0.20351 | 80 | 80.494 | 78 | 0.0016869 | 0.0037388 | 0.00045466 | 0 | 0 | 0.0098241 | 0.0044516 | 0.00025101 | 0.010532 | 0.0041421 | 3.777e-05 | 0.0013337 | 0.00060794 | 0.0026854 | 0.00056426 | 0 | 0 | 0 | 0 | 0 | 0 | 11.7141 | 0 | 0 | 0 | 0 | 0.18448 | 0 | 0 | 0 | 0 | 1.3485 | 0 | 0 | 0
5 | 143 | 16 | 91.4 | 3.9512 | 79.451 | 0 | 1.9214 | 0.040868 | 0.040868 | 78 | 78.5008 | 78 | 0.0023547 | 0.0052187 | 0.00063462 | 0 | 0 | 0.0084106 | 0.0035459 | 0.0003513 | 0.0098841 | 0.004257 | 5.2721e-05 | 0.0018617 | 0.0010468 | 0.0026854 | 0.00056426 | 0 | 0 | 0 | 0 | 0 | 0 | 2.3524 | 0 | 0 | 0 | 0 | 0.18448 | 0 | 0 | 0 | 0 | 1.4143 | 0 | 0 | 0
5 | 143 | 17 | 89.6 | 3.6927 | 79.451 | 0 | 1.9214 | 0.031806 | 0.031806 | 78 | 78.3898 | 78 | 0.0020384 | 0.0045177 | 0.00054938 | 0 | 0 | 0.0053138 | 0.0021298 | 0.00030453 | 0.0066069 | 0.0029548 | 4.5639e-05 | 0.0016116 | 0.00098287 | 0.0039265 | 0.00082442 | 0 | 0 | 0 | 0 | 0 | 0 | 1.8308 | 0 | 0 | 0 | 0 | 0.18448 | 0 | 0 | 0 | 0 | 1.6774 | 0 | 0 | 0
5 | 143 | 18 | 87.8 | 3.9472 | 79.451 | 0 | 3.2715 | 0.026831 | 0.026831 | 78 | 78.3288 | 78 | 0.0017221 | 0.0038167 | 0.00046413 | 0 | 0 | 0.0038172 | 0.0015227 | 0.00025642 | 0.0054117 | 0.0025947 | 3.8557e-05 | 0.0013615 | 0.00070109 | 0.0042349 | 0.00088946 | 0 | 0 | 0 | 0 | 0 | 0 | 1.5444 | 0 | 0 | 0 | 0 | 0.29782 | 0 | 0 | 0 | 0 | 2.105 | 0 | 0 | 0
5 | 143 | 19 | 86 | 3.622 | 79.451 | 0 | 3.2715 | 0.021753 | 0.021753 | 78 | 78.2666 | 78 | 0.0014058 | 0.0031157 | 0.00037888 | 0 | 0 | 0.0024988 | 0.00050277 | 0.00021203 | 0.0035808 | 0.002486 | 3.1475e-05 | 0.0011114 | 0.00092941 | 0.0045452 | 0.0009545 | 0 | 0 | 0 | 0 | 0 | 0 | 1.2521 | 0 | 0 | 0 | 0 | 0.29782 | 0 | 0 | 0 | 0 | 2.0721 | 0 | 0 | 0
5 | 143 | 20 | 84.2 | 3.1832 | 79.451 | 0 | 3.2715 | 0.016414 | 0.016414 | 78 | 78.2012 | 78 | 0.0010895 | 0.0024146 | 0.00029363 | 0 | 0 | 0 | 0 | 0.00016094 | 0.0016714 | 0.0010137 | 2.4393e-05 | 0.00086137 | 0.00026124 | 0.0071272 | 0.0014959 | 0 | 0 | 0 | 0 | 0 | 0 | 0.9448 | 0 | 0 | 0 | 0 | 0.29782 | 0 | 0 | 0 | 0 | 1.9405 | 0 | 0 | 0
5 | 143 | 21 | 82.4 | 2.9571 | 79.451 | 0 | 3.2715 | 0.014201 | 0.014201 | 78 | 78.174 | 78 | 0.00077317 | 0.0017136 | 0.00020838 | 0 | 0 | 0 | 0 | 0.00011487 | 0.0011862 | 0.00071943 | 1.7311e-05 | 0.0006113 | 0.0002333 | 0.0071272 | 0.0014959 | 0 | 0 | 0 | 0 | 0 | 0 | 0.81741 | 0 | 0 | 0 | 0 | 0.29782 | 0 | 0 | 0 | 0 | 1.8419 | 0 | 0 | 0
5 | 143 | 22 | 82.4 | 2.8259 | 79.451 | 0 | 2.6484 | 0.014545 | 0.014545 | 78 | 78.1783 | 78 | 0.00077317 | 0.0017136 | 0.00020838 | 0 | 0 | 0 | 0 | 0.00011456 | 0.0011862 | 0.00071934 | 1.7311e-05 | 0.0006113 | 0.00019938 | 0.0074411 | 0.0015609 | 0 | 0 | 0 | 0 | 0 | 0 | 0.83724 | 0 | 0 | 0 | 0 | 0.24551 | 0 | 0 | 0 | 0 | 1.7432 | 0 | 0 | 0
5 | 143 | 23 | 80.42 | 2.4176 | 79.451 | 0 | 2.6484 | 0.012023 | 0.012023 | 78 | 78.1473 | 78 | 0.00042525 | 0.00094249 | 0.00011461 | 0 | 0 | 0 | 0 | 6.2858e-05 | 0.0006524 | 0.0003956 | 9.5213e-06 | 0.00033621 | 8.1773e-05 | 0.0074411 | 0.0015609 | 0 | 0 | 0 | 0 | 0 | 0 | 0.69204 | 0 | 0 | 0 | 0 | 0.24551 | 0 | 0 | 0 | 0 | 1.4801 | 0 | 0 | 0
5 | 143 | 24 | 78.8 | 1.8019 | 79.451 | 0 | 0.4414 | 0.0091152 | 0.0091152 | 78 | 78.1117 | 78 | 0.00014058 | 0.00031157 | 3.7888e-05 | 0 | 0 | 0 | 0 | 2.0721e-05 | 0.00021567 | 0.00013076 | 3.1475e-06 | 0.00011114 | 1.8677e-05 | 0.0067153 | 0.0014098 | 0 | 0 | 0 | 0 | 0 | 0 | 0.52468 | 0 | 0 | 0 | 0 | 0.060247 | 0 | 0 | 0 | 0 | 1.2169 | 0 | 0 | 0
5 | 144 | 1 | 78.8 | 1.1821 | 79.6663 | 0 | 0.44001 | 0.0034964 | 0.0034964 | 78 | 78.0428 | 78 | 0.00014058 | 0.00031157 | 3.7888e-05 | 0 | 0 | 0 | 0 | 2.0758e-05 | 0.00021567 | 0.00013077 | 3.1475e-06 | 0.00011114 | 2.407e-05 | 0.0020667 | 0.00043418 | 0 | 0 | 0 | 0 | 0 | 0 | 0.20126 | 0 | 0 | 0 | 0 | 0.059956 | 0 | 0 | 0 | 0 | 0.92093 | 0 | 0 | 0
5 | 144 | 2 | 78.8 | 1.1164 | 79.6663 | 0 | 0.44001 | 0.0034964 | 0.0034964 | 78 | 78.0428 | 78 | 0.00014058 | 0.00031157 | 3.7888e-05 | 0 | 0 | 0 | 0 | 2.0758e-05 | 0.00021567 | 0.00013077 | 3.1475e-06 | 0.00011114 | 2.407e-05 | 0.0020667 | 0.00043418 | 0 | 0 | 0 | 0 | 0 | 0 | 0.20126 | 0 | 0 | 0 | 0 | 0.059956 | 0 | 0 | 0 | 0 | 0.85515 | 0 | 0 | 0
5 | 144 | 3 | 78.8 | 1.0835 | 79.6663 | 0 | 0.44001 | 0.0034964 | 0.0034964 | 78 | 78.0428 | 78 | 0.00014058 | 0.00031157 | 3.7888e-05 | 0 | 0 | 0 | 0 | 2.0758e-05 | 0.00021567 | 0.00013077 | 3.1475e-06 | 0.00011114 | 2.407e-05 | 0.0020667 | 0.00043418 | 0 | 0 | 0 | 0 | 0 | 0 | 0.20126 | 0 | 0 | 0 | 0 | 0.059956 | 0 | 0 | 0 | 0 | 0.82226 | 0 | 0 | 0
5 | 144 | 4 | 77 | 0.84932 | 79.6663 | 0 | 0.44001 | 0.00082166 | 0 | 78 | 78.0101 | 78 | -0.00017572 | -0.00038946 | -4.736e-05 | 0 | 0 | 0 | 0 | -2.5984e-05 | -0.00026959 | -0.00016347 | -3.9344e-06 | -0.00013893 | -3.0549e-05 | 0.0020667 | 0.00043418 | 0 | 0 | 0 | 0 | 0 | 0 | 0 | 0 | 0 | 0 | 0 | 0.059956 | 0 | 0 | 0 | 0 | 0.78937 | 0 | 0 | 0
5 | 144 | 5 | 77 | 0.84932 | 79.6663 | 0 | 0.44001 | 0.00077692 | 0 | 78 | 78.0095 | 78 | -0.00017572 | -0.00038946 | -4.736e-05 | 0 | 0 | 0 | 0 | -2.6316e-05 | -0.00026959 | -0.00016356 | -3.9344e-06 | -0.00013893 | -7.4871e-05 | 0.0020667 | 0.00043418 | 0 | 0 | 0 | 0 | 0 | 0 | 0 | 0 | 0 | 0 | 0 | 0.059956 | 0 | 0 | 0 | 0 | 0.78937 | 0 | 0 | 0
5 | 144 | 6 | 75.2 | 0.95449 | 79.6663 | 0 | 0.51765 | -0.0013565 | 0 | 78 | 77.9834 | 77.9834 | -0.00049202 | -0.0010905 | -0.00013261 | 0 | 0 | 0.00018615 | 3.4847e-05 | -7.4256e-05 | -0.0016484 | -0.00088997 | -1.1016e-05 | -0.00038901 | -0.00030264 | 0.0034529 | 0.00072422 | 0 | 0 | 0 | 0 | 0 | 0 | 0 | 0 | 0 | 0 | 0 | 0.066451 | 0 | 0 | 0 | 0 | 0.88804 | 0 | 0 | 0
5 | 144 | 7 | 75.2 | 1.4987 | 79.6663 | 0 | 3.8824 | 0.0090834 | 0 | 77.9834 | 78.0947 | 78 | -0.0004891 | -0.001084 | -0.00013182 | 0 | 0 | 0.0032841 | 0.0013776 | -7.3072e-05 | 0.0011553 | 0.00038457 | -1.0951e-05 | -0.0003867 | -0.0001914 | 0.0043383 | 0.00091055 | 0 | 0 | 0 | 0 | 0 | 0 | 0 | 0 | 0 | 0 | 0 | 0.34756 | 0 | 0 | 0 | 0 | 1.1512 | 0 | 0 | 0
5 | 144 | 8 | 75.2 | 1.6961 | 79.6663 | 0 | 3.8824 | 0.013165 | 0 | 78 | 78.1613 | 78 | -0.00049202 | -0.0010905 | -0.00013261 | 0 | 0 | 0.0027651 | 0.001071 | -7.3281e-05 | 0.0011187 | 6.3446e-05 | -1.1016e-05 | -0.00038901 | -0.00016274 | 0.0086767 | 0.0018211 | 0 | 0 | 0 | 0 | 0 | 0 | 0 | 0 | 0 | 0 | 0 | 0.34756 | 0 | 0 | 0 | 0 | 1.3485 | 0 | 0 | 0
5 | 144 | 9 | 78.8 | 1.6856 | 79.6663 | 0 | 3.3647 | 0.01624 | 0 | 78 | 78.199 | 78.199 | 0.00014058 | 0.00031157 | 3.7888e-05 | 0 | 0 | 0.0040905 | 0.0015844 | 2.097e-05 | 0.0029088 | 0.00086417 | 3.1475e-06 | 0.00011114 | 4.3294e-05 | 0.0050623 | 0.0010617 | 0 | 0 | 0 | 0 | 0 | 0 | 0 | 0 | 0 | 0 | 0 | 0.30422 | 0 | 0 | 0 | 0 | 1.3814 | 0 | 0 | 0
5 | 144 | 10 | 78.8 | 1.7184 | 79.6663 | 0 | 3.3647 | 0.015738 | 0 | 78.199 | 78.3919 | 78.3919 | 0.0001056 | 0.00023405 | 2.8462e-05 | 0 | 0 | 0.0049382 | 0.0019688 | 1.5725e-05 | 0.0034747 | 0.0011067 | 2.3645e-06 | 8.3493e-05 | 3.2281e-05 | 0.0030973 | 0.00065039 | 0 | 0 | 0 | 0 | 0 | 0 | 0 | 0 | 0 | 0 | 0 | 0.30412 | 0 | 0 | 0 | 0 | 1.4143 | 0 | 0 | 0
5 | 144 | 11 | 80.6 | 1.7511 | 79.6663 | 0 | 3.3647 | 0.028331 | 0 | 78.3919 | 78.7391 | 78.7391 | 0.00038801 | 0.00085996 | 0.00010458 | 0 | 0 | 0.0089409 | 0.0037022 | 5.8013e-05 | 0.0074114 | 0.0026534 | 8.6876e-06 | 0.00030677 | 0.00014944 | 0.0030973 | 0.00065039 | 0 | 0 | 0 | 0 | 0 | 0 | 0 | 0 | 0 | 0 | 0 | 0.30395 | 0 | 0 | 0 | 0 | 1.4472 | 0 | 0 | 0
5 | 144 | 12 | 82.4 | 1.6687 | 79.6663 | 0 | 2.3812 | 0.036404 | 0 | 78.7391 | 79.1852 | 79.1852 | 0.0006433 | 0.0014258 | 0.00017338 | 0 | 0 | 0.010504 | 0.0048031 | 9.5909e-05 | 0.0096531 | 0.0033657 | 1.4404e-05 | 0.00050861 | 0.000219 | 0.0041315 | 0.0008666 | 0 | 0 | 0 | 0 | 0 | 0 | 0 | 0 | 0 | 0 | 0 | 0.22156 | 0 | 0 | 0 | 0 | 1.4472 | 0 | 0 | 0
5 | 144 | 13 | 82.4 | 1.6357 | 79.6663 | 0 | 2.3812 | 0.024142 | 0 | 79.1852 | 79.4811 | 79.4811 | 0.0005649 | 0.001252 | 0.00015225 | 0 | 0 | 0.0068661 | 0.0027318 | 8.5215e-05 | 0.0058149 | 0.002118 | 1.2648e-05 | 0.00044663 | 0.00034958 | 0.0030973 | 0.00065039 | 0 | 0 | 0 | 0 | 0 | 0 | 0 | 0 | 0 | 0 | 0 | 0.22141 | 0 | 0 | 0 | 0 | 1.4143 | 0 | 0 | 0
5 | 144 | 14 | 84.2 | 1.5637 | 79.6663 | 0 | 1.9153 | 0.022139 | 0 | 79.4811 | 79.7524 | 79.7524 | 0.00082921 | 0.0018378 | 0.00022349 | 0 | 0 | 0.0055268 | 0.0022064 | 0.00012569 | 0.0050359 | 0.0019313 | 1.8566e-05 | 0.0006556 | 0.0006233 | 0.0025838 | 0.00054141 | 0 | 0 | 0 | 0 | 0 | 0 | 0 | 0 | 0 | 0 | 0 | 0.18236 | 0 | 0 | 0 | 0 | 1.3814 | 0 | 0 | 0
5 | 144 | 15 | 84.2 | 10.8747 | 79.6663 | 0 | 1.9153 | 0.01932 | 0.16231 | 79.7524 | 79.9892 | 78 | 0.00078154 | 0.0017321 | 0.00021064 | 0 | 0 | 0.0043212 | 0.0017289 | 0.00011816 | 0.004286 | 0.0017176 | 1.7499e-05 | 0.00061791 | 0.00053851 | 0.0026854 | 0.00056426 | 0 | 0 | 0 | 0 | 0 | 0 | 9.343 | 0 | 0 | 0 | 0 | 0.18322 | 0 | 0 | 0 | 0 | 1.3485 | 0 | 0 | 0
5 | 144 | 16 | 86 | 3.4967 | 79.6663 | 0 | 1.9153 | 0.032995 | 0.032995 | 78 | 78.4044 | 78 | 0.0014058 | 0.0031157 | 0.00037888 | 0 | 0 | 0.0076181 | 0.0031585 | 0.0002131 | 0.0082107 | 0.0034077 | 3.1475e-05 | 0.0011114 | 0.0010942 | 0.0026854 | 0.00056426 | 0 | 0 | 0 | 0 | 0 | 0 | 1.8992 | 0 | 0 | 0 | 0 | 0.18322 | 0 | 0 | 0 | 0 | 1.4143 | 0 | 0 | 0
5 | 144 | 17 | 87.8 | 3.8435 | 79.6663 | 0 | 1.9153 | 0.034448 | 0.034448 | 78 | 78.4222 | 78 | 0.0017221 | 0.0038167 | 0.00046413 | 0 | 0 | 0.0066882 | 0.002919 | 0.00025941 | 0.0079787 | 0.0033801 | 3.8557e-05 | 0.0013615 | 0.0010692 | 0.0039265 | 0.00082442 | 0 | 0 | 0 | 0 | 0 | 0 | 1.9829 | 0 | 0 | 0 | 0 | 0.18322 | 0 | 0 | 0 | 0 | 1.6774 | 0 | 0 | 0
5 | 144 | 18 | 84.2 | 3.7377 | 79.6663 | 0 | 3.2612 | 0.023228 | 0.023228 | 78 | 78.2847 | 78 | 0.0010895 | 0.0024146 | 0.00029363 | 0 | 0 | 0.0041454 | 0.001654 | 0.00016242 | 0.0048607 | 0.0021966 | 2.4393e-05 | 0.00086137 | 0.00040145 | 0.0042349 | 0.00088946 | 0 | 0 | 0 | 0 | 0 | 0 | 1.3371 | 0 | 0 | 0 | 0 | 0.29566 | 0 | 0 | 0 | 0 | 2.105 | 0 | 0 | 0
5 | 144 | 19 | 82.4 | 3.0316 | 79.6663 | 0 | 3.2612 | 0.011533 | 0.011533 | 78 | 78.1413 | 78 | 0.00077317 | 0.0017136 | 0.00020838 | 0 | 0 | 0.00054845 | 0.00021243 | 0.00011518 | 0.0010476 | 0.00051648 | 1.7311e-05 | 0.0006113 | 0.00026958 | 0.0045452 | 0.0009545 | 0 | 0 | 0 | 0 | 0 | 0 | 0.66387 | 0 | 0 | 0 | 0 | 0.29566 | 0 | 0 | 0 | 0 | 2.0721 | 0 | 0 | 0
5 | 144 | 20 | 82.4 | 3.0516 | 79.6663 | 0 | 3.2612 | 0.014166 | 0.014166 | 78 | 78.1736 | 78 | 0.00077317 | 0.0017136 | 0.00020838 | 0 | 0 | 0 | 0 | 0.00011455 | 0.0011862 | 0.00071936 | 1.7311e-05 | 0.0006113 | 0.00019938 | 0.0071272 | 0.0014959 | 0 | 0 | 0 | 0 | 0 | 0 | 0.81543 | 0 | 0 | 0 | 0 | 0.29566 | 0 | 0 | 0 | 0 | 1.9405 | 0 | 0 | 0
5 | 144 | 21 | 82.4 | 2.9597 | 79.6663 | 0 | 3.2612 | 0.014284 | 0.014284 | 78 | 78.1751 | 78 | 0.00077317 | 0.0017136 | 0.00020838 | 0 | 0 | 0 | 0 | 0.00011553 | 0.0011862 | 0.00071961 | 1.7311e-05 | 0.0006113 | 0.00031584 | 0.0071272 | 0.0014959 | 0 | 0 | 0 | 0 | 0 | 0 | 0.82221 | 0 | 0 | 0 | 0 | 0.29566 | 0 | 0 | 0 | 0 | 1.8419 | 0 | 0 | 0
5 | 144 | 22 | 82.4 | 2.8242 | 79.6663 | 0 | 2.64 | 0.014545 | 0.014545 | 78 | 78.1783 | 78 | 0.00077317 | 0.0017136 | 0.00020838 | 0 | 0 | 0 | 0 | 0.00011455 | 0.0011862 | 0.00071934 | 1.7311e-05 | 0.0006113 | 0.00019938 | 0.0074411 | 0.0015609 | 0 | 0 | 0 | 0 | 0 | 0 | 0.83724 | 0 | 0 | 0 | 0 | 0.24376 | 0 | 0 | 0 | 0 | 1.7432 | 0 | 0 | 0
5 | 144 | 23 | 80.6 | 2.4354 | 79.6663 | 0 | 2.64 | 0.012363 | 0.012363 | 78 | 78.1515 | 78 | 0.00045688 | 0.0010126 | 0.00012314 | 0 | 0 | 0 | 0 | 6.8449e-05 | 0.00070093 | 0.00042528 | 1.023e-05 | 0.00036122 | 0.00020221 | 0.0074411 | 0.0015609 | 0 | 0 | 0 | 0 | 0 | 0 | 0.71162 | 0 | 0 | 0 | 0 | 0.24376 | 0 | 0 | 0 | 0 | 1.4801 | 0 | 0 | 0
5 | 144 | 24 | 80.6 | 1.935 | 79.6663 | 0 | 0.44001 | 0.011433 | 0.011433 | 78 | 78.1401 | 78 | 0.00045688 | 0.0010126 | 0.00012314 | 0 | 0 | 0 | 0 | 6.8045e-05 | 0.00070093 | 0.00042516 | 1.023e-05 | 0.00036122 | 0.00015009 | 0.0067153 | 0.0014098 | 0 | 0 | 0 | 0 | 0 | 0 | 0.65812 | 0 | 0 | 0 | 0 | 0.059956 | 0 | 0 | 0 | 0 | 1.2169 | 0 | 0 | 0
5 | 145 | 1 | 78.8 | 1.1835 | 79.8799 | 0 | 0.43861 | 0.0035247 | 0.0035247 | 78 | 78.0432 | 78 | 0.00014058 | 0.00031157 | 3.7888e-05 | 0 | 0 | 0 | 0 | 2.1013e-05 | 0.00021567 | 0.00013084 | 3.1475e-06 | 0.00011114 | 5.2e-05 | 0.0020667 | 0.00043418 | 0 | 0 | 0 | 0 | 0 | 0 | 0.20289 | 0 | 0 | 0 | 0 | 0.059666 | 0 | 0 | 0 | 0 | 0.92093 | 0 | 0 | 0
5 | 145 | 2 | 77 | 0.91481 | 79.8799 | 0 | 0.43861 | 0.00077689 | 0 | 78 | 78.0095 | 78 | -0.00017572 | -0.00038946 | -4.736e-05 | 0 | 0 | 0 | 0 | -2.6334e-05 | -0.00026959 | -0.00016357 | -3.9344e-06 | -0.00013893 | -7.4871e-05 | 0.0020667 | 0.00043418 | 0 | 0 | 0 | 0 | 0 | 0 | 0 | 0 | 0 | 0 | 0 | 0.059666 | 0 | 0 | 0 | 0 | 0.85515 | 0 | 0 | 0
5 | 145 | 3 | 75.2 | 0.88193 | 79.8799 | 0 | 0.43861 | -0.0015812 | 0 | 78 | 77.9806 | 77.9806 | -0.00049202 | -0.0010905 | -0.00013261 | 0 | 0 | 0 | 0 | -7.3919e-05 | -0.00075484 | -0.00045804 | -1.1016e-05 | -0.00038901 | -0.0002459 | 0.0020667 | 0.00043418 | 0 | 0 | 0 | 0 | 0 | 0 | 0 | 0 | 0 | 0 | 0 | 0.059676 | 0 | 0 | 0 | 0 | 0.82226 | 0 | 0 | 0
5 | 145 | 4 | 75.2 | 0.84905 | 79.8799 | 0 | 0.43861 | -0.0015558 | 0 | 77.9806 | 77.9616 | 77.9616 | -0.00048862 | -0.0010829 | -0.00013169 | 0 | 0 | 0 | 0 | -7.3362e-05 | -0.00074962 | -0.00045486 | -1.094e-05 | -0.00038631 | -0.00024411 | 0.0020667 | 0.00043418 | 0 | 0 | 0 | 0 | 0 | 0 | 0 | 0 | 0 | 0 | 0 | 0.059685 | 0 | 0 | 0 | 0 | 0.78937 | 0 | 0 | 0
5 | 145 | 5 | 73.4 | 0.84908 | 79.8799 | 0 | 0.43861 | -0.0039819 | 0 | 77.9616 | 77.9128 | 77.9128 | -0.00080156 | -0.0017765 | -0.00021604 | 0 | 0 | 0 | 0 | -0.00012098 | -0.0012297 | -0.00074637 | -1.7947e-05 | -0.00063374 | -0.00050568 | 0.0020667 | 0.00043418 | 0 | 0 | 0 | 0 | 0 | 0 | 0 | 0 | 0 | 0 | 0 | 0.059709 | 0 | 0 | 0 | 0 | 0.78937 | 0 | 0 | 0
5 | 145 | 6 | 73.4 | 0.95421 | 79.8799 | 0 | 0.51601 | -0.0038741 | 0 | 77.9128 | 77.8653 | 77.8653 | -0.00079299 | -0.0017575 | -0.00021372 | 0 | 0 | 2.2852e-05 | 8.8514e-06 | -0.00011781 | -0.0022354 | -0.0013563 | -1.7755e-05 | -0.00062696 | -0.00024031 | 0.0034529 | 0.00072422 | 0 | 0 | 0 | 0 | 0 | 0 | 0 | 0 | 0 | 0 | 0 | 0.066169 | 0 | 0 | 0 | 0 | 0.88804 | 0 | 0 | 0
5 | 145 | 7 | 73.4 | 1.4962 | 79.8799 | 0 | 3.8701 | 0.0027598 | 0 | 77.8653 | 77.8991 | 77.8991 | -0.00078465 | -0.001739 | -0.00021148 | 0 | 0 | 0.0018739 | 0.00072582 | -0.00011725 | 3.2763e-05 | -0.0003996 | -1.7568e-05 | -0.00062037 | -0.00032107 | 0.0043383 | 0.00091055 | 0 | 0 | 0 | 0 | 0 | 0 | 0 | 0 | 0 | 0 | 0 | 0.34506 | 0 | 0 | 0 | 0 | 1.1512 | 0 | 0 | 0
5 | 145 | 8 | 75.2 | 1.6935 | 79.8799 | 0 | 3.8701 | 0.019284 | 0 | 77.8991 | 78.1354 | 78 | -0.00047429 | -0.0010512 | -0.00012783 | 0 | 0 | 0.0051293 | 0.0022168 | -7.0482e-05 | 0.0028876 | 0.00079609 | -1.0619e-05 | -0.00037499 | -0.00013369 | 0.0086767 | 0.0018211 | 0 | 0 | 0 | 0 | 0 | 0 | 0 | 0 | 0 | 0 | 0 | 0.34501 | 0 | 0 | 0 | 0 | 1.3485 | 0 | 0 | 0
5 | 145 | 9 | 78.8 | 1.6833 | 79.8799 | 0 | 3.3541 | 0.025157 | 0 | 78 | 78.3083 | 78.3083 | 0.00014058 | 0.00031157 | 3.7888e-05 | 0 | 0 | 0.0072878 | 0.0032238 | 2.0971e-05 | 0.005848 | 0.0020047 | 3.1475e-06 | 0.00011114 | 4.3294e-05 | 0.0050623 | 0.0010617 | 0 | 0 | 0 | 0 | 0 | 0 | 0 | 0 | 0 | 0 | 0 | 0.30195 | 0 | 0 | 0 | 0 | 1.3814 | 0 | 0 | 0
5 | 145 | 10 | 82.4 | 1.716 | 79.8799 | 0 | 3.3541 | 0.035887 | 0 | 78.3083 | 78.7481 | 78.7481 | 0.000719 | 0.0015935 | 0.00019378 | 0 | 0 | 0.0095203 | 0.0052913 | 0.0001076 | 0.010442 | 0.003396 | 1.6098e-05 | 0.00056846 | 0.00029137 | 0.0030973 | 0.00065039 | 0 | 0 | 0 | 0 | 0 | 0 | 0 | 0 | 0 | 0 | 0 | 0.30174 | 0 | 0 | 0 | 0 | 1.4143 | 0 | 0 | 0
5 | 145 | 11 | 84.2 | 1.7486 | 79.8799 | 0 | 3.3541 | 0.044405 | 0 | 78.7481 | 79.2923 | 79.2923 | 0.00095802 | 0.0021233 | 0.0002582 | 0 | 0 | 0.01112 | 0.0069388 | 0.00014328 | 0.013865 | 0.0040696 | 2.145e-05 | 0.00075744 | 0.00040193 | 0.0030973 | 0.00065039 | 0 | 0 | 0 | 0 | 0 | 0 | 0 | 0 | 0 | 0 | 0 | 0.30147 | 0 | 0 | 0 | 0 | 1.4472 | 0 | 0 | 0
5 | 145 | 12 | 84.2 | 1.6669 | 79.8799 | 0 | 2.3737 | 0.031809 | 0 | 79.2923 | 79.6821 | 79.6821 | 0.00086239 | 0.0019113 | 0.00023243 | 0 | 0 | 0.0083779 | 0.0036706 | 0.00012814 | 0.0077891 | 0.0028724 | 1.9309e-05 | 0.00068183 | 0.00026528 | 0.0041315 | 0.0008666 | 0 | 0 | 0 | 0 | 0 | 0 | 0 | 0 | 0 | 0 | 0 | 0.21975 | 0 | 0 | 0 | 0 | 1.4472 | 0 | 0 | 0
5 | 145 | 13 | 84.38 | 1.6815 | 79.8799 | 0 | 2.3737 | 0.026766 | 0.00082769 | 79.6821 | 80.0101 | 80 | 0.00082552 | 0.0018296 | 0.00022249 | 0 | 0 | 0.0071449 | 0.0028407 | 0.00012267 | 0.006576 | 0.0025335 | 1.8483e-05 | 0.00065268 | 0.00025194 | 0.0030973 | 0.00065039 | 0 | 0 | 0 | 0 | 0 | 0 | 0.047643 | 0 | 0 | 0 | 0 | 0.2196 | 0 | 0 | 0 | 0 | 1.4143 | 0 | 0 | 0
5 | 145 | 14 | 84.2 | 3.6483 | 79.8799 | 0 | 1.9092 | 0.036238 | 0.036238 | 80 | 80.4441 | 80 | 0.00073803 | 0.0016357 | 0.00019891 | 0 | 0 | 0.010576 | 0.0048943 | 0.00010964 | 0.010371 | 0.0037685 | 1.6525e-05 | 0.00058351 | 0.00022099 | 0.0025838 | 0.00054141 | 0 | 0 | 0 | 0 | 0 | 0 | 2.0859 | 0 | 0 | 0 | 0 | 0.18098 | 0 | 0 | 0 | 0 | 1.3814 | 0 | 0 | 0
5 | 145 | 15 | 87.8 | 13.3335 | 79.8799 | 0 | 1.9092 | 0.041856 | 0.20505 | 80 | 80.5129 | 78 | 0.0013706 | 0.0030378 | 0.00036941 | 0 | 0 | 0.010323 | 0.0052471 | 0.00020657 | 0.011828 | 0.0042825 | 3.0689e-05 | 0.0010837 | 0.00082625 | 0.0026854 | 0.00056426 | 0 | 0 | 0 | 0 | 0 | 0 | 11.803 | 0 | 0 | 0 | 0 | 0.18196 | 0 | 0 | 0 | 0 | 1.3485 | 0 | 0 | 0
5 | 145 | 16 | 87.8 | 3.9874 | 79.8799 | 0 | 1.9092 | 0.04154 | 0.04154 | 78 | 78.5091 | 78 | 0.0017221 | 0.0038167 | 0.00046413 | 0 | 0 | 0.0083172 | 0.0046815 | 0.00025983 | 0.012018 | 0.0044457 | 3.8557e-05 | 0.0013615 | 0.0011654 | 0.0026854 | 0.00056426 | 0 | 0 | 0 | 0 | 0 | 0 | 2.3911 | 0 | 0 | 0 | 0 | 0.18196 | 0 | 0 | 0 | 0 | 1.4143 | 0 | 0 | 0
5 | 145 | 17 | 87.8 | 3.8819 | 79.8799 | 0 | 1.9092 | 0.035138 | 0.035138 | 78 | 78.4306 | 78 | 0.0017221 | 0.0038167 | 0.00046413 | 0 | 0 | 0.0066437 | 0.0029857 | 0.00025742 | 0.0086048 | 0.0036932 | 3.8557e-05 | 0.0013615 | 0.00079933 | 0.0039265 | 0.00082442 | 0 | 0 | 0 | 0 | 0 | 0 | 2.0226 | 0 | 0 | 0 | 0 | 0.18196 | 0 | 0 | 0 | 0 | 1.6774 | 0 | 0 | 0
5 | 145 | 18 | 87.8 | 3.8922 | 79.8799 | 0 | 3.2509 | 0.02595 | 0.02595 | 78 | 78.318 | 78 | 0.0017221 | 0.0038167 | 0.00046413 | 0 | 0 | 0.0033133 | 0.0012976 | 0.00025666 | 0.0052931 | 0.0025609 | 3.8557e-05 | 0.0013615 | 0.00070109 | 0.0042349 | 0.00088946 | 0 | 0 | 0 | 0 | 0 | 0 | 1.4937 | 0 | 0 | 0 | 0 | 0.29352 | 0 | 0 | 0 | 0 | 2.105 | 0 | 0 | 0
5 | 145 | 19 | 86 | 3.3307 | 79.8799 | 0 | 3.2509 | 0.016767 | 0.016767 | 78 | 78.2055 | 78 | 0.0014058 | 0.0031157 | 0.00037888 | 0 | 0 | 0.0010283 | 0.00039831 | 0.00020698 | 0.0021759 | 0.0010958 | 3.1475e-05 | 0.0011114 | 0.00031869 | 0.0045452 | 0.0009545 | 0 | 0 | 0 | 0 | 0 | 0 | 0.96512 | 0 | 0 | 0 | 0 | 0.29352 | 0 | 0 | 0 | 0 | 2.0721 | 0 | 0 | 0
5 | 145 | 20 | 84.2 | 3.1766 | 79.8799 | 0 | 3.2509 | 0.016374 | 0.016374 | 78 | 78.2007 | 78 | 0.0010895 | 0.0024146 | 0.00029363 | 0 | 0 | 0 | 0 | 0.00016044 | 0.0016714 | 0.0010134 | 2.4393e-05 | 0.00086137 | 0.00022233 | 0.0071272 | 0.0014959 | 0 | 0 | 0 | 0 | 0 | 0 | 0.94252 | 0 | 0 | 0 | 0 | 0.29352 | 0 | 0 | 0 | 0 | 1.9405 | 0 | 0 | 0
5 | 145 | 21 | 80.6 | 2.816 | 79.8799 | 0 | 3.2509 | 0.011824 | 0.011824 | 78 | 78.1449 | 78 | 0.00045688 | 0.0010126 | 0.00012314 | 0 | 0 | 0 | 0 | 6.709e-05 | 0.00070093 | 0.0004249 | 1.023e-05 | 0.00036122 | 4.3854e-05 | 0.0071272 | 0.0014959 | 0 | 0 | 0 | 0 | 0 | 0 | 0.6806 | 0 | 0 | 0 | 0 | 0.29352 | 0 | 0 | 0 | 0 | 1.8419 | 0 | 0 | 0
5 | 145 | 22 | 82.4 | 2.8244 | 79.8799 | 0 | 2.6317 | 0.01458 | 0.01458 | 78 | 78.1787 | 78 | 0.00077317 | 0.0017136 | 0.00020838 | 0 | 0 | 0 | 0 | 0.00011499 | 0.0011862 | 0.00071946 | 1.7311e-05 | 0.0006113 | 0.0002333 | 0.0074411 | 0.0015609 | 0 | 0 | 0 | 0 | 0 | 0 | 0.83923 | 0 | 0 | 0 | 0 | 0.24203 | 0 | 0 | 0 | 0 | 1.7432 | 0 | 0 | 0
5 | 145 | 23 | 82.4 | 2.5709 | 79.8799 | 0 | 2.6317 | 0.014746 | 0.014746 | 78 | 78.1807 | 78 | 0.00077317 | 0.0017136 | 0.00020838 | 0 | 0 | 0 | 0 | 0.0001161 | 0.0011862 | 0.00071977 | 1.7311e-05 | 0.0006113 | 0.00039847 | 0.0074411 | 0.0015609 | 0 | 0 | 0 | 0 | 0 | 0 | 0.84882 | 0 | 0 | 0 | 0 | 0.24203 | 0 | 0 | 0 | 0 | 1.4801 | 0 | 0 | 0
5 | 145 | 24 | 80.6 | 1.9423 | 79.8799 | 0 | 0.43861 | 0.011565 | 0.011565 | 78 | 78.1417 | 78 | 0.00045688 | 0.0010126 | 0.00012314 | 0 | 0 | 0 | 0 | 6.8932e-05 | 0.00070093 | 0.00042541 | 1.023e-05 | 0.00036122 | 0.0002802 | 0.0067153 | 0.0014098 | 0 | 0 | 0 | 0 | 0 | 0 | 0.66567 | 0 | 0 | 0 | 0 | 0.059666 | 0 | 0 | 0 | 0 | 1.2169 | 0 | 0 | 0
5 | 146 | 1 | 80.6 | 1.3122 | 80.0916 | 0 | 0.43722 | 0.0057663 | 0.0057663 | 78 | 78.0707 | 78 | 0.00045688 | 0.0010126 | 0.00012314 | 0 | 0 | 0 | 0 | 6.7674e-05 | 0.00070093 | 0.00042506 | 1.023e-05 | 0.00036122 | 0.00010779 | 0.0020667 | 0.00043418 | 0 | 0 | 0 | 0 | 0 | 0 | 0.33192 | 0 | 0 | 0 | 0 | 0.05938 | 0 | 0 | 0 | 0 | 0.92093 | 0 | 0 | 0
5 | 146 | 2 | 73.4 | 0.91455 | 80.0916 | 0 | 0.43722 | -0.0038964 | 0 | 78 | 77.9522 | 77.9522 | -0.00080832 | -0.0017915 | -0.00021786 | 0 | 0 | 0 | 0 | -0.0001214 | -0.0012401 | -0.00075249 | -1.8098e-05 | -0.00063908 | -0.0003742 | 0.0020667 | 0.00043418 | 0 | 0 | 0 | 0 | 0 | 0 | 0 | 0 | 0 | 0 | 0 | 0.059403 | 0 | 0 | 0 | 0 | 0.85515 | 0 | 0 | 0
5 | 146 | 3 | 71.6 | 0.88169 | 80.0916 | 0 | 0.43722 | -0.0058115 | 0 | 77.9522 | 77.881 | 77.881 | -0.0011162 | -0.0024739 | -0.00030084 | 0 | 0 | 0 | 0 | -0.00016391 | -0.0017125 | -0.0010381 | -2.4992e-05 | -0.00088253 | -0.00016519 | 0.0020667 | 0.00043418 | 0 | 0 | 0 | 0 | 0 | 0 | 0 | 0 | 0 | 0 | 0 | 0.059438 | 0 | 0 | 0 | 0 | 0.82226 | 0 | 0 | 0
5 | 146 | 4 | 71.6 | 0.84884 | 80.0916 | 0 | 0.43722 | -0.005787 | 0 | 77.881 | 77.8101 | 77.8101 | -0.0011037 | -0.0024462 | -0.00029747 | 0 | 0 | 0 | 0 | -0.00016267 | -0.0016933 | -0.0010266 | -2.4712e-05 | -0.00087263 | -0.00022637 | 0.0020667 | 0.00043418 | 0 | 0 | 0 | 0 | 0 | 0 | 0 | 0 | 0 | 0 | 0 | 0.059473 | 0 | 0 | 0 | 0 | 0.78937 | 0 | 0 | 0
5 | 146 | 5 | 71.6 | 0.84887 | 80.0916 | 0 | 0.43722 | -0.0056973 | 0 | 77.8101 | 77.7403 | 77.7403 | -0.0010912 | -0.0024186 | -0.00029411 | 0 | 0 | 0 | 0 | -0.00016083 | -0.0016742 | -0.001015 | -2.4433e-05 | -0.00086278 | -0.00022283 | 0.0020667 | 0.00043418 | 0 | 0 | 0 | 0 | 0 | 0 | 0 | 0 | 0 | 0 | 0 | 0.059508 | 0 | 0 | 0 | 0 | 0.78937 | 0 | 0 | 0
5 | 146 | 6 | 71.6 | 0.95396 | 80.0916 | 0 | 0.51437 | -0.0049391 | 0 | 77.7403 | 77.6798 | 77.6798 | -0.001079 | -0.0023914 | -0.0002908 | 0 | 0 | 2.2852e-05 | 8.8514e-06 | -0.00015856 | -0.0021402 | -0.0013011 | -2.4158e-05 | -0.00085308 | -0.00018543 | 0.0034529 | 0.00072422 | 0 | 0 | 0 | 0 | 0 | 0 | 0 | 0 | 0 | 0 | 0 | 0.065923 | 0 | 0 | 0 | 0 | 0.88804 | 0 | 0 | 0
5 | 146 | 7 | 73.4 | 1.4938 | 80.0916 | 0 | 3.8578 | -0.00035974 | 0 | 77.6798 | 77.6753 | 77.6753 | -0.00075205 | -0.0016668 | -0.00020269 | 0 | 0 | 0.00061701 | 0.00023899 | -0.00011142 | -0.0011702 | -0.00084664 | -1.6838e-05 | -0.00059459 | -0.00019284 | 0.0043383 | 0.00091055 | 0 | 0 | 0 | 0 | 0 | 0 | 0 | 0 | 0 | 0 | 0 | 0.34264 | 0 | 0 | 0 | 0 | 1.1512 | 0 | 0 | 0
5 | 146 | 8 | 73.4 | 1.6911 | 80.0916 | 0 | 3.8578 | 0.013619 | 0 | 77.6753 | 77.8422 | 77.8422 | -0.00075127 | -0.0016651 | -0.00020248 | 0 | 0 | 0.003691 | 0.0014552 | -0.00011131 | 0.0014073 | 0.00010099 | -1.6821e-05 | -0.00059398 | -0.0001926 | 0.0086767 | 0.0018211 | 0 | 0 | 0 | 0 | 0 | 0 | 0 | 0 | 0 | 0 | 0 | 0.34256 | 0 | 0 | 0 | 0 | 1.3485 | 0 | 0 | 0
5 | 146 | 9 | 73.4 | 1.6813 | 80.0916 | 0 | 3.3434 | 0.010682 | 0 | 77.8422 | 77.9732 | 77.9732 | -0.0007806 | -0.0017301 | -0.00021038 | 0 | 0 | 0.0045013 | 0.0017872 | -0.00011432 | 0.0017179 | 0.00011704 | -1.7478e-05 | -0.00061717 | -9.5147e-05 | 0.0050623 | 0.0010617 | 0 | 0 | 0 | 0 | 0 | 0 | 0 | 0 | 0 | 0 | 0 | 0.29992 | 0 | 0 | 0 | 0 | 1.3814 | 0 | 0 | 0
5 | 146 | 10 | 78.8 | 1.714 | 80.0916 | 0 | 3.3434 | 0.035917 | 0 | 77.9732 | 78.4133 | 78.4133 | 0.00014529 | 0.00032202 | 3.9159e-05 | 0 | 0 | 0.0082712 | 0.0071426 | 2.1282e-05 | 0.01318 | 0.0029275 | 3.2531e-06 | 0.00011487 | 1.9061e-06 | 0.0030973 | 0.00065039 | 0 | 0 | 0 | 0 | 0 | 0 | 0 | 0 | 0 | 0 | 0 | 0.29971 | 0 | 0 | 0 | 0 | 1.4143 | 0 | 0 | 0
5 | 146 | 11 | 80.6 | 1.7466 | 80.0916 | 0 | 3.3434 | 0.040537 | 0 | 78.4133 | 78.9101 | 78.9101 | 0.00038425 | 0.00085162 | 0.00010356 | 0 | 0 | 0.0088683 | 0.0080702 | 5.5979e-05 | 0.015157 | 0.0029734 | 8.6033e-06 | 0.0003038 | 1.3157e-05 | 0.0030973 | 0.00065039 | 0 | 0 | 0 | 0 | 0 | 0 | 0 | 0 | 0 | 0 | 0 | 0.29947 | 0 | 0 | 0 | 0 | 1.4472 | 0 | 0 | 0
5 | 146 | 12 | 84.2 | 1.6655 | 80.0916 | 0 | 2.3661 | 0.048227 | 0 | 78.9101 | 79.5012 | 79.5012 | 0.00092955 | 0.0020602 | 0.00025053 | 0 | 0 | 0.0076307 | 0.0095868 | 0.00013602 | 0.019005 | 0.0028004 | 2.0813e-05 | 0.00073493 | 7.4854e-05 | 0.0041315 | 0.0008666 | 0 | 0 | 0 | 0 | 0 | 0 | 0 | 0 | 0 | 0 | 0 | 0.21829 | 0 | 0 | 0 | 0 | 1.4472 | 0 | 0 | 0
5 | 146 | 13 | 87.8 | 2.1481 | 80.0916 | 0 | 2.3661 | 0.049666 | 0.0089606 | 79.5012 | 80.1098 | 80 | 0.0014583 | 0.003232 | 0.00039303 | 0 | 0 | 0.0072553 | 0.0094945 | 0.00021667 | 0.019328 | 0.0029116 | 3.2651e-05 | 0.001153 | 0.00044317 | 0.0030973 | 0.00065039 | 0 | 0 | 0 | 0 | 0 | 0 | 0.51578 | 0 | 0 | 0 | 0 | 0.21804 | 0 | 0 | 0 | 0 | 1.4143 | 0 | 0 | 0
5 | 146 | 14 | 89.6 | 4.4513 | 80.0916 | 0 | 1.9032 | 0.050211 | 0.050211 | 80 | 80.6153 | 80 | 0.0016869 | 0.0037388 | 0.00045466 | 0 | 0 | 0.0070533 | 0.008862 | 0.00024646 | 0.019479 | 0.0039549 | 3.777e-05 | 0.0013337 | 0.00023787 | 0.0025838 | 0.00054141 | 0 | 0 | 0 | 0 | 0 | 0 | 2.8902 | 0 | 0 | 0 | 0 | 0.17973 | 0 | 0 | 0 | 0 | 1.3814 | 0 | 0 | 0
5 | 146 | 15 | 91.4 | 13.7135 | 80.0916 | 0 | 1.9032 | 0.048478 | 0.21167 | 80 | 80.5941 | 78 | 0.0020032 | 0.0044398 | 0.0005399 | 0 | 0 | 0.0072084 | 0.0074266 | 0.00029669 | 0.016928 | 0.0041525 | 4.4852e-05 | 0.0015838 | 0.00060449 | 0.0026854 | 0.00056426 | 0 | 0 | 0 | 0 | 0 | 0 | 12.1842 | 0 | 0 | 0 | 0 | 0.18071 | 0 | 0 | 0 | 0 | 1.3485 | 0 | 0 | 0
5 | 146 | 16 | 89.6 | 3.9658 | 80.0916 | 0 | 1.9032 | 0.041187 | 0.041187 | 78 | 78.5048 | 78 | 0.0020384 | 0.0045177 | 0.00054938 | 0 | 0 | 0.0056928 | 0.0055801 | 0.00029455 | 0.013601 | 0.0036641 | 4.5639e-05 | 0.0016116 | 0.00034199 | 0.0026854 | 0.00056426 | 0 | 0 | 0 | 0 | 0 | 0 | 2.3708 | 0 | 0 | 0 | 0 | 0.18071 | 0 | 0 | 0 | 0 | 1.4143 | 0 | 0 | 0
5 | 146 | 17 | 89.6 | 4.1179 | 80.0916 | 0 | 1.9032 | 0.039259 | 0.039259 | 78 | 78.4811 | 78 | 0.0020384 | 0.0045177 | 0.00054938 | 0 | 0 | 0.0063853 | 0.0036316 | 0.00029997 | 0.010744 | 0.0041929 | 4.5639e-05 | 0.0016116 | 0.00049149 | 0.0039265 | 0.00082442 | 0 | 0 | 0 | 0 | 0 | 0 | 2.2598 | 0 | 0 | 0 | 0 | 0.18071 | 0 | 0 | 0 | 0 | 1.6774 | 0 | 0 | 0
5 | 146 | 18 | 89.6 | 4.0721 | 80.0916 | 0 | 3.2405 | 0.029112 | 0.029112 | 78 | 78.3568 | 78 | 0.0020384 | 0.0045177 | 0.00054938 | 0 | 0 | 0.0046632 | 0.0018787 | 0.00029824 | 0.0054968 | 0.0024946 | 4.5639e-05 | 0.0016116 | 0.00039299 | 0.0042349 | 0.00088946 | 0 | 0 | 0 | 0 | 0 | 0 | 1.6757 | 0 | 0 | 0 | 0 | 0.2914 | 0 | 0 | 0 | 0 | 2.105 | 0 | 0 | 0
5 | 146 | 19 | 87.8 | 3.5311 | 80.0916 | 0 | 3.2405 | 0.020285 | 0.020285 | 78 | 78.2486 | 78 | 0.0017221 | 0.0038167 | 0.00046413 | 0 | 0 | 0.0019726 | 0.000655 | 0.00025432 | 0.0026086 | 0.0014045 | 3.8557e-05 | 0.0013615 | 0.00048747 | 0.0045452 | 0.0009545 | 0 | 0 | 0 | 0 | 0 | 0 | 1.1676 | 0 | 0 | 0 | 0 | 0.2914 | 0 | 0 | 0 | 0 | 2.0721 | 0 | 0 | 0
5 | 146 | 20 | 84.2 | 3.1767 | 80.0916 | 0 | 3.2405 | 0.016414 | 0.016414 | 78 | 78.2012 | 78 | 0.0010895 | 0.0024146 | 0.00029363 | 0 | 0 | 0 | 0 | 0.00016114 | 0.0016714 | 0.0010135 | 2.4393e-05 | 0.00086137 | 0.00026124 | 0.0071272 | 0.0014959 | 0 | 0 | 0 | 0 | 0 | 0 | 0.9448 | 0 | 0 | 0 | 0 | 0.2914 | 0 | 0 | 0 | 0 | 1.9405 | 0 | 0 | 0
5 | 146 | 21 | 80.6 | 2.8146 | 80.0916 | 0 | 3.2405 | 0.011837 | 0.011837 | 78 | 78.1451 | 78 | 0.00045688 | 0.0010126 | 0.00012314 | 0 | 0 | 0 | 0 | 6.7261e-05 | 0.00070093 | 0.00042495 | 1.023e-05 | 0.00036122 | 5.6722e-05 | 0.0071272 | 0.0014959 | 0 | 0 | 0 | 0 | 0 | 0 | 0.68135 | 0 | 0 | 0 | 0 | 0.2914 | 0 | 0 | 0 | 0 | 1.8419 | 0 | 0 | 0
5 | 146 | 22 | 81.5 | 2.7523 | 80.0916 | 0 | 2.6233 | 0.013356 | 0.013356 | 78 | 78.1637 | 78 | 0.00061503 | 0.0013631 | 0.00016576 | 0 | 0 | 0 | 0 | 9.0667e-05 | 0.00094356 | 0.00057208 | 1.377e-05 | 0.00048626 | 0.00010402 | 0.0074411 | 0.0015609 | 0 | 0 | 0 | 0 | 0 | 0 | 0.7688 | 0 | 0 | 0 | 0 | 0.24031 | 0 | 0 | 0 | 0 | 1.7432 | 0 | 0 | 0
5 | 146 | 23 | 82.4 | 2.5558 | 80.0916 | 0 | 2.6233 | 0.014514 | 0.014514 | 78 | 78.1779 | 78 | 0.00077317 | 0.0017136 | 0.00020838 | 0 | 0 | 0 | 0 | 0.00011431 | 0.0011862 | 0.00071928 | 1.7311e-05 | 0.0006113 | 0.00016813 | 0.0074411 | 0.0015609 | 0 | 0 | 0 | 0 | 0 | 0 | 0.83543 | 0 | 0 | 0 | 0 | 0.24031 | 0 | 0 | 0 | 0 | 1.4801 | 0 | 0 | 0
5 | 146 | 24 | 80.6 | 1.9309 | 80.0916 | 0 | 0.43722 | 0.011371 | 0.011371 | 78 | 78.1394 | 78 | 0.00045688 | 0.0010126 | 0.00012314 | 0 | 0 | 0 | 0 | 6.7522e-05 | 0.00070093 | 0.00042502 | 1.023e-05 | 0.00036122 | 8.8912e-05 | 0.0067153 | 0.0014098 | 0 | 0 | 0 | 0 | 0 | 0 | 0.65456 | 0 | 0 | 0 | 0 | 0.05938 | 0 | 0 | 0 | 0 | 1.2169 | 0 | 0 | 0
5 | 147 | 1 | 82.4 | 1.4546 | 80.3013 | 0 | 0.43582 | 0.0082452 | 0.0082452 | 78 | 78.101 | 78 | 0.00077317 | 0.0017136 | 0.00020838 | 0 | 0 | 0 | 0 | 0.00011617 | 0.0011862 | 0.00071979 | 1.7311e-05 | 0.0006113 | 0.00039847 | 0.0020667 | 0.00043418 | 0 | 0 | 0 | 0 | 0 | 0 | 0.47461 | 0 | 0 | 0 | 0 | 0.059096 | 0 | 0 | 0 | 0 | 0.92093 | 0 | 0 | 0
5 | 147 | 2 | 69.8 | 0.91429 | 80.3013 | 0 | 0.43582 | -0.0086153 | 0 | 78 | 77.8944 | 77.8944 | -0.0014409 | -0.0031935 | -0.00038835 | 0 | 0 | 0 | 0 | -0.00021686 | -0.0022106 | -0.0013415 | -3.2262e-05 | -0.0011392 | -0.00071866 | 0.0020667 | 0.00043418 | 0 | 0 | 0 | 0 | 0 | 0 | 0 | 0 | 0 | 0 | 0 | 0.059148 | 0 | 0 | 0 | 0 | 0.85515 | 0 | 0 | 0
5 | 147 | 3 | 69.8 | 0.88145 | 80.3013 | 0 | 0.43582 | -0.0080047 | 0 | 77.8944 | 77.7963 | 77.7963 | -0.0014224 | -0.0031524 | -0.00038335 | 0 | 0 | 0 | 0 | -0.00020849 | -0.0021822 | -0.0013227 | -3.1847e-05 | -0.0011246 | -0.00024348 | 0.0020667 | 0.00043418 | 0 | 0 | 0 | 0 | 0 | 0 | 0 | 0 | 0 | 0 | 0 | 0.059196 | 0 | 0 | 0 | 0 | 0.82226 | 0 | 0 | 0
5 | 147 | 4 | 69.8 | 0.84861 | 80.3013 | 0 | 0.43582 | -0.0078073 | 0 | 77.7963 | 77.7006 | 77.7006 | -0.0014051 | -0.0031142 | -0.00037871 | 0 | 0 | 0 | 0 | -0.00020441 | -0.0021557 | -0.0013062 | -3.1461e-05 | -0.0011109 | -0.00016717 | 0.0020667 | 0.00043418 | 0 | 0 | 0 | 0 | 0 | 0 | 0 | 0 | 0 | 0 | 0 | 0.059243 | 0 | 0 | 0 | 0 | 0.78937 | 0 | 0 | 0
5 | 147 | 5 | 68 | 0.84867 | 80.3013 | 0 | 0.43582 | -0.01004 | 0 | 77.7006 | 77.5776 | 77.5776 | -0.0017046 | -0.003778 | -0.00045942 | 0 | 0 | 0 | 0 | -0.00025057 | -0.0026152 | -0.0015854 | -3.8166e-05 | -0.0013477 | -0.00032742 | 0.0020667 | 0.00043418 | 0 | 0 | 0 | 0 | 0 | 0 | 0 | 0 | 0 | 0 | 0 | 0.059304 | 0 | 0 | 0 | 0 | 0.78937 | 0 | 0 | 0
5 | 147 | 6 | 68 | 0.95373 | 80.3013 | 0 | 0.51273 | -0.0089451 | 0 | 77.5776 | 77.468 | 77.468 | -0.001683 | -0.0037301 | -0.0004536 | 0 | 0 | 0.00014358 | 3.087e-05 | -0.00025085 | -0.0027851 | -0.0016203 | -3.7682e-05 | -0.0013306 | -0.00068122 | 0.0034529 | 0.00072422 | 0 | 0 | 0 | 0 | 0 | 0 | 0 | 0 | 0 | 0 | 0 | 0.065694 | 0 | 0 | 0 | 0 | 0.88804 | 0 | 0 | 0
5 | 147 | 7 | 69.8 | 1.4914 | 80.3013 | 0 | 3.8455 | 9.6097e-05 | 0 | 77.468 | 77.4692 | 77.4692 | -0.0013474 | -0.0029863 | -0.00036316 | 0 | 0 | 0.0026322 | 0.0010877 | -0.00020012 | -0.00074723 | -0.00076561 | -3.0169e-05 | -0.0010653 | -0.00045671 | 0.0043383 | 0.00091055 | 0 | 0 | 0 | 0 | 0 | 0 | 0 | 0 | 0 | 0 | 0 | 0.34024 | 0 | 0 | 0 | 0 | 1.1512 | 0 | 0 | 0
5 | 147 | 8 | 71.6 | 1.6887 | 80.3013 | 0 | 3.8455 | 0.010622 | 0 | 77.4692 | 77.5993 | 77.5993 | -0.0010313 | -0.0022858 | -0.00027796 | 0 | 0 | 0.0029251 | 0.001133 | -0.00015099 | 0.00090139 | -0.00010439 | -2.3092e-05 | -0.00081541 | -0.00014589 | 0.0086767 | 0.0018211 | 0 | 0 | 0 | 0 | 0 | 0 | 0 | 0 | 0 | 0 | 0 | 0.34017 | 0 | 0 | 0 | 0 | 1.3485 | 0 | 0 | 0
5 | 147 | 9 | 71.6 | 1.6793 | 80.3013 | 0 | 3.3327 | 0.0096012 | 0 | 77.5993 | 77.717 | 77.717 | -0.0010542 | -0.0023365 | -0.00028413 | 0 | 0 | 0.0045247 | 0.0017526 | -0.00015492 | 0.0019106 | 0.00015535 | -2.3604e-05 | -0.00083349 | -0.00017922 | 0.0050623 | 0.0010617 | 0 | 0 | 0 | 0 | 0 | 0 | 0 | 0 | 0 | 0 | 0 | 0.29788 | 0 | 0 | 0 | 0 | 1.3814 | 0 | 0 | 0
5 | 147 | 10 | 73.4 | 1.7121 | 80.3013 | 0 | 3.3327 | 0.012354 | 0 | 77.717 | 77.8684 | 77.8684 | -0.00075859 | -0.0016813 | -0.00020445 | 0 | 0 | 0.0053803 | 0.0021415 | -0.00011071 | 0.0034991 | 0.0010282 | -1.6985e-05 | -0.00059977 | -7.1442e-05 | 0.0030973 | 0.00065039 | 0 | 0 | 0 | 0 | 0 | 0 | 0 | 0 | 0 | 0 | 0 | 0.2978 | 0 | 0 | 0 | 0 | 1.4143 | 0 | 0 | 0
5 | 147 | 11 | 75.2 | 1.7448 | 80.3013 | 0 | 3.3327 | 0.024563 | 0 | 77.8684 | 78.1694 | 78.1694 | -0.00046889 | -0.0010392 | -0.00012638 | 0 | 0 | 0.0093117 | 0.0039049 | -6.9488e-05 | 0.007307 | 0.0024881 | -1.0499e-05 | -0.00037072 | -0.00011102 | 0.0030973 | 0.00065039 | 0 | 0 | 0 | 0 | 0 | 0 | 0 | 0 | 0 | 0 | 0 | 0.29766 | 0 | 0 | 0 | 0 | 1.4472 | 0 | 0 | 0
5 | 147 | 12 | 77 | 1.6644 | 80.3013 | 0 | 2.3586 | 0.02964 | 0 | 78.1694 | 78.5327 | 78.5327 | -0.00020549 | -0.00045544 | -5.5384e-05 | 0 | 0 | 0.0099477 | 0.0042995 | -3.0294e-05 | 0.0084063 | 0.0029299 | -4.601e-06 | -0.00016247 | -2.8338e-05 | 0.0041315 | 0.0008666 | 0 | 0 | 0 | 0 | 0 | 0 | 0 | 0 | 0 | 0 | 0 | 0.21723 | 0 | 0 | 0 | 0 | 1.4472 | 0 | 0 | 0
5 | 147 | 13 | 80.6 | 1.6313 | 80.3013 | 0 | 2.3586 | 0.03186 | 0 | 78.5327 | 78.9231 | 78.9231 | 0.00036328 | 0.00080514 | 9.7909e-05 | 0 | 0 | 0.009749 | 0.0042205 | 5.3797e-05 | 0.0090782 | 0.0033812 | 8.1338e-06 | 0.00028722 | 6.8204e-05 | 0.0030973 | 0.00065039 | 0 | 0 | 0 | 0 | 0 | 0 | 0 | 0 | 0 | 0 | 0 | 0.21704 | 0 | 0 | 0 | 0 | 1.4143 | 0 | 0 | 0
5 | 147 | 14 | 80.6 | 1.5602 | 80.3013 | 0 | 1.8971 | 0.040963 | 0 | 78.9231 | 79.4251 | 79.4251 | 0.00029467 | 0.00065308 | 7.9418e-05 | 0 | 0 | 0.010745 | 0.0071346 | 4.3261e-05 | 0.014586 | 0.0040296 | 6.5976e-06 | 0.00023297 | 3.2796e-05 | 0.0025838 | 0.00054141 | 0 | 0 | 0 | 0 | 0 | 0 | 0 | 0 | 0 | 0 | 0 | 0.17877 | 0 | 0 | 0 | 0 | 1.3814 | 0 | 0 | 0
5 | 147 | 15 | 82.4 | 10.4094 | 80.3013 | 0 | 1.8971 | 0.038008 | 0.1543 | 79.4251 | 79.8909 | 78 | 0.00052275 | 0.0011586 | 0.00014089 | 0 | 0 | 0.0098192 | 0.0062492 | 7.7736e-05 | 0.012653 | 0.0035634 | 1.1704e-05 | 0.0004133 | 0.00014904 | 0.0026854 | 0.00056426 | 0 | 0 | 0 | 0 | 0 | 0 | 8.8814 | 0 | 0 | 0 | 0 | 0.17947 | 0 | 0 | 0 | 0 | 1.3485 | 0 | 0 | 0
5 | 147 | 16 | 82.4 | 3.5763 | 80.3013 | 0 | 1.8971 | 0.034443 | 0.034443 | 78 | 78.4221 | 78 | 0.00077317 | 0.0017136 | 0.00020838 | 0 | 0 | 0.0057467 | 0.0055876 | 0.00011516 | 0.012922 | 0.0032285 | 1.7311e-05 | 0.0006113 | 0.00026958 | 0.0026854 | 0.00056426 | 0 | 0 | 0 | 0 | 0 | 0 | 1.9826 | 0 | 0 | 0 | 0 | 0.17947 | 0 | 0 | 0 | 0 | 1.4143 | 0 | 0 | 0
5 | 147 | 17 | 84.2 | 3.744 | 80.3013 | 0 | 1.8971 | 0.032784 | 0.032784 | 78 | 78.4018 | 78 | 0.0010895 | 0.0024146 | 0.00029363 | 0 | 0 | 0.0057328 | 0.0036889 | 0.0001608 | 0.010039 | 0.0035057 | 2.4393e-05 | 0.00086137 | 0.00022233 | 0.0039265 | 0.00082442 | 0 | 0 | 0 | 0 | 0 | 0 | 1.8871 | 0 | 0 | 0 | 0 | 0.17947 | 0 | 0 | 0 | 0 | 1.6774 | 0 | 0 | 0
5 | 147 | 18 | 82.4 | 3.6805 | 80.3013 | 0 | 3.2302 | 0.022346 | 0.022346 | 78 | 78.2739 | 78 | 0.00077317 | 0.0017136 | 0.00020838 | 0 | 0 | 0.0045998 | 0.0018857 | 0.00011218 | 0.0050461 | 0.0022015 | 1.7311e-05 | 0.0006113 | 5.2197e-05 | 0.0042349 | 0.00088946 | 0 | 0 | 0 | 0 | 0 | 0 | 1.2862 | 0 | 0 | 0 | 0 | 0.28929 | 0 | 0 | 0 | 0 | 2.105 | 0 | 0 | 0
5 | 147 | 19 | 82.4 | 3.3098 | 80.3013 | 0 | 3.2302 | 0.016477 | 0.016477 | 78 | 78.2019 | 78 | 0.00077317 | 0.0017136 | 0.00020838 | 0 | 0 | 0.0027117 | 0.00043486 | 0.00011286 | 0.0023642 | 0.0019565 | 1.7311e-05 | 0.0006113 | 7.3733e-05 | 0.0045452 | 0.0009545 | 0 | 0 | 0 | 0 | 0 | 0 | 0.94846 | 0 | 0 | 0 | 0 | 0.28929 | 0 | 0 | 0 | 0 | 2.0721 | 0 | 0 | 0
5 | 147 | 20 | 78.8 | 2.7829 | 80.3013 | 0 | 3.2302 | 0.0096084 | 0.0096084 | 78 | 78.1178 | 78 | 0.00014058 | 0.00031157 | 3.7888e-05 | 0 | 0 | 0 | 0 | 2.0702e-05 | 0.00021567 | 0.00013079 | 3.1475e-06 | 0.00011114 | 1.3905e-05 | 0.0071272 | 0.0014959 | 0 | 0 | 0 | 0 | 0 | 0 | 0.55307 | 0 | 0 | 0 | 0 | 0.28929 | 0 | 0 | 0 | 0 | 1.9405 | 0 | 0 | 0
5 | 147 | 21 | 75.2 | 2.1311 | 80.3013 | 0 | 3.2302 | 0.003609 | 0 | 78 | 78.0442 | 78 | -0.00049202 | -0.0010905 | -0.00013261 | 0 | 0 | 0 | 0 | -7.3049e-05 | -0.00075484 | -0.00045781 | -1.1016e-05 | -0.00038901 | -0.00011729 | 0.0071272 | 0.0014959 | 0 | 0 | 0 | 0 | 0 | 0 | 0 | 0 | 0 | 0 | 0 | 0.28929 | 0 | 0 | 0 | 0 | 1.8419 | 0 | 0 | 0
5 | 147 | 22 | 75.2 | 1.9818 | 80.3013 | 0 | 2.6149 | 0.0039009 | 0 | 78 | 78.0478 | 78 | -0.00049202 | -0.0010905 | -0.00013261 | 0 | 0 | 0 | 0 | -7.3086e-05 | -0.00075484 | -0.00045781 | -1.1016e-05 | -0.00038901 | -0.00013927 | 0.0074411 | 0.0015609 | 0 | 0 | 0 | 0 | 0 | 0 | 0 | 0 | 0 | 0 | 0 | 0.23861 | 0 | 0 | 0 | 0 | 1.7432 | 0 | 0 | 0
5 | 147 | 23 | 73.4 | 1.7187 | 80.3013 | 0 | 2.6149 | 0.0017329 | 0 | 78 | 78.0212 | 78 | -0.00080832 | -0.0017915 | -0.00021786 | 0 | 0 | 0 | 0 | -0.00011896 | -0.0012401 | -0.00075182 | -1.8098e-05 | -0.00063908 | -0.00012238 | 0.0074411 | 0.0015609 | 0 | 0 | 0 | 0 | 0 | 0 | 0 | 0 | 0 | 0 | 0 | 0.23861 | 0 | 0 | 0 | 0 | 1.4801 | 0 | 0 | 0
5 | 147 | 24 | 71.6 | 1.276 | 80.3013 | 0 | 0.43582 | -0.001194 | 0 | 78 | 77.9854 | 77.9854 | -0.0011246 | -0.0024925 | -0.0003031 | 0 | 0 | 0 | 0 | -0.00016471 | -0.0017254 | -0.0010458 | -2.518e-05 | -0.00088916 | -0.00013886 | 0.0067153 | 0.0014098 | 0 | 0 | 0 | 0 | 0 | 0 | 0 | 0 | 0 | 0 | 0 | 0.059103 | 0 | 0 | 0 | 0 | 1.2169 | 0 | 0 | 0
5 | 148 | 1 | 71.6 | 0.97978 | 80.5091 | 0 | 0.43443 | -0.0058832 | 0 | 77.9854 | 77.9133 | 77.9133 | -0.001122 | -0.0024868 | -0.00030241 | 0 | 0 | 0 | 0 | -0.00016491 | -0.0017214 | -0.0010436 | -2.5123e-05 | -0.00088713 | -0.00019644 | 0.0020667 | 0.00043418 | 0 | 0 | 0 | 0 | 0 | 0 | 0 | 0 | 0 | 0 | 0 | 0.058857 | 0 | 0 | 0 | 0 | 0.92093 | 0 | 0 | 0
5 | 148 | 2 | 71.6 | 0.91404 | 80.5091 | 0 | 0.43443 | -0.0057336 | 0 | 77.9133 | 77.843 | 77.843 | -0.0011094 | -0.0024587 | -0.000299 | 0 | 0 | 0 | 0 | -0.00016204 | -0.001702 | -0.0010315 | -2.4839e-05 | -0.00087711 | -0.00013564 | 0.0020667 | 0.00043418 | 0 | 0 | 0 | 0 | 0 | 0 | 0 | 0 | 0 | 0 | 0 | 0.058892 | 0 | 0 | 0 | 0 | 0.85515 | 0 | 0 | 0
5 | 148 | 3 | 71.6 | 0.88118 | 80.5091 | 0 | 0.43443 | -0.005674 | 0 | 77.843 | 77.7735 | 77.7735 | -0.001097 | -0.0024314 | -0.00029567 | 0 | 0 | 0 | 0 | -0.00016077 | -0.001683 | -0.0010202 | -2.4563e-05 | -0.00086735 | -0.00016073 | 0.0020667 | 0.00043418 | 0 | 0 | 0 | 0 | 0 | 0 | 0 | 0 | 0 | 0 | 0 | 0.058926 | 0 | 0 | 0 | 0 | 0.82226 | 0 | 0 | 0
5 | 148 | 4 | 71.6 | 0.84833 | 80.5091 | 0 | 0.43443 | -0.0055587 | 0 | 77.7735 | 77.7053 | 77.7053 | -0.0010848 | -0.0024043 | -0.00029238 | 0 | 0 | 0 | 0 | -0.00015844 | -0.0016643 | -0.0010086 | -2.4289e-05 | -0.00085769 | -0.00013054 | 0.0020667 | 0.00043418 | 0 | 0 | 0 | 0 | 0 | 0 | 0 | 0 | 0 | 0 | 0 | 0.05896 | 0 | 0 | 0 | 0 | 0.78937 | 0 | 0 | 0
5 | 148 | 5 | 71.6 | 0.84836 | 80.5091 | 0 | 0.43443 | -0.0055013 | 0 | 77.7053 | 77.6379 | 77.6379 | -0.0010728 | -0.0023778 | -0.00028915 | 0 | 0 | 0 | 0 | -0.00015722 | -0.0016459 | -0.00099766 | -2.4021e-05 | -0.00084822 | -0.00015519 | 0.0020667 | 0.00043418 | 0 | 0 | 0 | 0 | 0 | 0 | 0 | 0 | 0 | 0 | 0 | 0.058993 | 0 | 0 | 0 | 0 | 0.78937 | 0 | 0 | 0
5 | 148 | 6 | 73.4 | 0.95333 | 80.5091 | 0 | 0.51109 | -0.0025652 | 0 | 77.6379 | 77.6065 | 77.6065 | -0.00074469 | -0.0016505 | -0.00020071 | 0 | 0 | 0.00047343 | 6.0024e-05 | -0.00010906 | -0.0021645 | -0.00098798 | -1.6674e-05 | -0.00058878 | -8.8658e-05 | 0.0034529 | 0.00072422 | 0 | 0 | 0 | 0 | 0 | 0 | 0 | 0 | 0 | 0 | 0 | 0.065294 | 0 | 0 | 0 | 0 | 0.88804 | 0 | 0 | 0
5 | 148 | 7 | 75.2 | 1.4888 | 80.5091 | 0 | 3.8332 | 0.01085 | 0 | 77.6065 | 77.7395 | 77.7395 | -0.00042287 | -0.00093722 | -0.00011397 | 0 | 0 | 0.0035226 | 0.0016166 | -6.2496e-05 | 0.0014954 | 0.00092803 | -9.4681e-06 | -0.00033434 | -8.1242e-05 | 0.0043383 | 0.00091055 | 0 | 0 | 0 | 0 | 0 | 0 | 0 | 0 | 0 | 0 | 0 | 0.33762 | 0 | 0 | 0 | 0 | 1.1512 | 0 | 0 | 0
5 | 148 | 8 | 78.8 | 2.1555 | 80.5091 | 0 | 3.8332 | 0.029417 | 0.0081571 | 77.7395 | 78.1 | 78 | 0.00018636 | 0.00041304 | 5.0227e-05 | 0 | 0 | 0.0057262 | 0.0036587 | 2.7593e-05 | 0.0063877 | 0.0022855 | 4.1726e-06 | 0.00014734 | 3.2546e-05 | 0.0086767 | 0.0018211 | 0 | 0 | 0 | 0 | 0 | 0 | 0.46953 | 0 | 0 | 0 | 0 | 0.33749 | 0 | 0 | 0 | 0 | 1.3485 | 0 | 0 | 0
5 | 148 | 9 | 82.4 | 1.6768 | 80.5091 | 0 | 3.3221 | 0.035049 | 0 | 78 | 78.4295 | 78.4295 | 0.00077317 | 0.0017136 | 0.00020838 | 0 | 0 | 0.0059624 | 0.0057182 | 0.00011425 | 0.010868 | 0.0027983 | 1.7311e-05 | 0.0006113 | 0.00013988 | 0.0050623 | 0.0010617 | 0 | 0 | 0 | 0 | 0 | 0 | 0 | 0 | 0 | 0 | 0 | 0.29538 | 0 | 0 | 0 | 0 | 1.3814 | 0 | 0 | 0
5 | 148 | 10 | 86 | 1.7094 | 80.5091 | 0 | 3.3221 | 0.042628 | 0 | 78.4295 | 78.952 | 78.952 | 0.0013303 | 0.0029484 | 0.00035854 | 0 | 0 | 0.006696 | 0.0074511 | 0.00019534 | 0.015102 | 0.0035313 | 2.9785e-05 | 0.0010518 | 0.00018561 | 0.0030973 | 0.00065039 | 0 | 0 | 0 | 0 | 0 | 0 | 0 | 0 | 0 | 0 | 0 | 0.29512 | 0 | 0 | 0 | 0 | 1.4143 | 0 | 0 | 0
5 | 148 | 11 | 89.6 | 1.742 | 80.5091 | 0 | 3.3221 | 0.050856 | 0 | 78.952 | 79.5752 | 79.5752 | 0.0018711 | 0.004147 | 0.00050429 | 0 | 0 | 0.0070158 | 0.0089218 | 0.00027678 | 0.018592 | 0.0037743 | 4.1894e-05 | 0.0014793 | 0.00048482 | 0.0030973 | 0.00065039 | 0 | 0 | 0 | 0 | 0 | 0 | 0 | 0 | 0 | 0 | 0 | 0.29482 | 0 | 0 | 0 | 0 | 1.4472 | 0 | 0 | 0
5 | 148 | 12 | 91.4 | 2.8585 | 80.5091 | 0 | 2.351 | 0.055446 | 0.020783 | 79.5752 | 80.2547 | 80 | 0.0020779 | 0.0046052 | 0.00056002 | 0 | 0 | 0.0069302 | 0.0096439 | 0.00030776 | 0.020467 | 0.003529 | 4.6524e-05 | 0.0016428 | 0.00063721 | 0.0041315 | 0.0008666 | 0 | 0 | 0 | 0 | 0 | 0 | 1.1963 | 0 | 0 | 0 | 0 | 0.21499 | 0 | 0 | 0 | 0 | 1.4472 | 0 | 0 | 0
5 | 148 | 13 | 93.2 | 4.9135 | 80.5091 | 0 | 2.351 | 0.057057 | 0.057057 | 80 | 80.6992 | 80 | 0.0023195 | 0.0051408 | 0.00062515 | 0 | 0 | 0.0067647 | 0.0097163 | 0.00034361 | 0.021678 | 0.0040869 | 5.1934e-05 | 0.0018339 | 0.00074783 | 0.0030973 | 0.00065039 | 0 | 0 | 0 | 0 | 0 | 0 | 3.2843 | 0 | 0 | 0 | 0 | 0.21499 | 0 | 0 | 0 | 0 | 1.4143 | 0 | 0 | 0
5 | 148 | 14 | 95 | 4.8415 | 80.5091 | 0 | 1.891 | 0.057033 | 0.057033 | 80 | 80.6989 | 80 | 0.0026358 | 0.0058419 | 0.0007104 | 0 | 0 | 0.0066436 | 0.0089094 | 0.00038571 | 0.021171 | 0.0049083 | 5.9016e-05 | 0.002084 | 0.00055786 | 0.0025838 | 0.00054141 | 0 | 0 | 0 | 0 | 0 | 0 | 3.2829 | 0 | 0 | 0 | 0 | 0.17727 | 0 | 0 | 0 | 0 | 1.3814 | 0 | 0 | 0
5 | 148 | 15 | 95 | 13.9669 | 80.5091 | 0 | 1.891 | 0.052923 | 0.21612 | 80 | 80.6486 | 78 | 0.0026358 | 0.0058419 | 0.0007104 | 0 | 0 | 0.0061535 | 0.0075783 | 0.0003861 | 0.018744 | 0.0048602 | 5.9016e-05 | 0.002084 | 0.00062099 | 0.0026854 | 0.00056426 | 0 | 0 | 0 | 0 | 0 | 0 | 12.4401 | 0 | 0 | 0 | 0 | 0.17825 | 0 | 0 | 0 | 0 | 1.3485 | 0 | 0 | 0
5 | 148 | 16 | 95 | 4.4989 | 80.5091 | 0 | 1.891 | 0.050492 | 0.050492 | 78 | 78.6188 | 78 | 0.0029873 | 0.0066208 | 0.00080512 | 0 | 0 | 0.0055765 | 0.0057481 | 0.00044212 | 0.016354 | 0.0051902 | 6.6885e-05 | 0.0023618 | 0.0010897 | 0.0026854 | 0.00056426 | 0 | 0 | 0 | 0 | 0 | 0 | 2.9064 | 0 | 0 | 0 | 0 | 0.17825 | 0 | 0 | 0 | 0 | 1.4143 | 0 | 0 | 0
5 | 148 | 17 | 95 | 4.4863 | 80.5091 | 0 | 1.891 | 0.045702 | 0.045702 | 78 | 78.5601 | 78 | 0.0029873 | 0.0066208 | 0.00080512 | 0 | 0 | 0.0052534 | 0.0037575 | 0.00043771 | 0.012822 | 0.0050622 | 6.6885e-05 | 0.0023618 | 0.00077656 | 0.0039265 | 0.00082442 | 0 | 0 | 0 | 0 | 0 | 0 | 2.6307 | 0 | 0 | 0 | 0 | 0.17825 | 0 | 0 | 0 | 0 | 1.6774 | 0 | 0 | 0
5 | 148 | 18 | 93.2 | 4.5018 | 80.5091 | 0 | 3.2199 | 0.03665 | 0.03665 | 78 | 78.4492 | 78 | 0.002671 | 0.0059197 | 0.00071987 | 0 | 0 | 0.0042957 | 0.001834 | 0.00039371 | 0.0084259 | 0.0042594 | 5.9803e-05 | 0.0021118 | 0.00083494 | 0.0042349 | 0.00088946 | 0 | 0 | 0 | 0 | 0 | 0 | 2.1096 | 0 | 0 | 0 | 0 | 0.28721 | 0 | 0 | 0 | 0 | 2.105 | 0 | 0 | 0
5 | 148 | 19 | 91.4 | 3.9512 | 80.5091 | 0 | 3.2199 | 0.027656 | 0.027656 | 78 | 78.3389 | 78 | 0.0023547 | 0.0052187 | 0.00063462 | 0 | 0 | 0.0026369 | 0.00042517 | 0.00035187 | 0.0043158 | 0.003127 | 5.2721e-05 | 0.0018617 | 0.0011772 | 0.0045452 | 0.0009545 | 0 | 0 | 0 | 0 | 0 | 0 | 1.5919 | 0 | 0 | 0 | 0 | 0.28721 | 0 | 0 | 0 | 0 | 2.0721 | 0 | 0 | 0
5 | 148 | 20 | 89.6 | 3.5799 | 80.5091 | 0 | 3.2199 | 0.023492 | 0.023492 | 78 | 78.2879 | 78 | 0.0020384 | 0.0045177 | 0.00054938 | 0 | 0 | 0 | 0 | 0.00030276 | 0.0031272 | 0.0018968 | 4.5639e-05 | 0.0016116 | 0.00077897 | 0.0071272 | 0.0014959 | 0 | 0 | 0 | 0 | 0 | 0 | 1.3522 | 0 | 0 | 0 | 0 | 0.28721 | 0 | 0 | 0 | 0 | 1.9405 | 0 | 0 | 0
5 | 148 | 21 | 87.8 | 3.351 | 80.5091 | 0 | 3.2199 | 0.021228 | 0.021228 | 78 | 78.2602 | 78 | 0.0017221 | 0.0038167 | 0.00046413 | 0 | 0 | 0 | 0 | 0.00025643 | 0.002642 | 0.0016025 | 3.8557e-05 | 0.0013615 | 0.00070109 | 0.0071272 | 0.0014959 | 0 | 0 | 0 | 0 | 0 | 0 | 1.2219 | 0 | 0 | 0 | 0 | 0.28721 | 0 | 0 | 0 | 0 | 1.8419 | 0 | 0 | 0
5 | 148 | 22 | 84.2 | 2.9492 | 80.5091 | 0 | 2.6066 | 0.016837 | 0.016837 | 78 | 78.2063 | 78 | 0.0010895 | 0.0024146 | 0.00029363 | 0 | 0 | 0 | 0 | 0.00016158 | 0.0016714 | 0.0010137 | 2.4393e-05 | 0.00086137 | 0.00030436 | 0.0074411 | 0.0015609 | 0 | 0 | 0 | 0 | 0 | 0 | 0.96913 | 0 | 0 | 0 | 0 | 0.23692 | 0 | 0 | 0 | 0 | 1.7432 | 0 | 0 | 0
5 | 148 | 23 | 84.2 | 2.6861 | 80.5091 | 0 | 2.6066 | 0.016836 | 0.016836 | 78 | 78.2063 | 78 | 0.0010895 | 0.0024146 | 0.00029363 | 0 | 0 | 0 | 0 | 0.00016146 | 0.0016714 | 0.0010136 | 2.4393e-05 | 0.00086137 | 0.00030436 | 0.0074411 | 0.0015609 | 0 | 0 | 0 | 0 | 0 | 0 | 0.96912 | 0 | 0 | 0 | 0 | 0.23692 | 0 | 0 | 0 | 0 | 1.4801 | 0 | 0 | 0
5 | 148 | 24 | 84.2 | 2.1971 | 80.5091 | 0 | 0.43443 | 0.016007 | 0.016007 | 78 | 78.1962 | 78 | 0.0010895 | 0.0024146 | 0.00029363 | 0 | 0 | 0 | 0 | 0.0001619 | 0.0016714 | 0.0010137 | 2.4393e-05 | 0.00086137 | 0.00035124 | 0.0067153 | 0.0014098 | 0 | 0 | 0 | 0 | 0 | 0 | 0.92138 | 0 | 0 | 0 | 0 | 0.058815 | 0 | 0 | 0 | 0 | 1.2169 | 0 | 0 | 0
5 | 149 | 1 | 82.4 | 1.4376 | 80.7149 | 0 | 0.43303 | 0.0079584 | 0.0079584 | 78 | 78.0975 | 78 | 0.00077317 | 0.0017136 | 0.00020838 | 0 | 0 | 0 | 0 | 0.00011358 | 0.0011862 | 0.00071908 | 1.7311e-05 | 0.0006113 | 0.00011498 | 0.0020667 | 0.00043418 | 0 | 0 | 0 | 0 | 0 | 0 | 0.4581 | 0 | 0 | 0 | 0 | 0.058536 | 0 | 0 | 0 | 0 | 0.92093 | 0 | 0 | 0
5 | 149 | 2 | 82.4 | 1.3718 | 80.7149 | 0 | 0.43303 | 0.0079584 | 0.0079584 | 78 | 78.0975 | 78 | 0.00077317 | 0.0017136 | 0.00020838 | 0 | 0 | 0 | 0 | 0.00011358 | 0.0011862 | 0.00071907 | 1.7311e-05 | 0.0006113 | 0.00011498 | 0.0020667 | 0.00043418 | 0 | 0 | 0 | 0 | 0 | 0 | 0.4581 | 0 | 0 | 0 | 0 | 0.058536 | 0 | 0 | 0 | 0 | 0.85515 | 0 | 0 | 0
5 | 149 | 3 | 80.6 | 1.2106 | 80.7149 | 0 | 0.43303 | 0.0057299 | 0.0057299 | 78 | 78.0702 | 78 | 0.00045688 | 0.0010126 | 0.00012314 | 0 | 0 | 0 | 0 | 6.7329e-05 | 0.00070093 | 0.00042497 | 1.023e-05 | 0.00036122 | 7.1816e-05 | 0.0020667 | 0.00043418 | 0 | 0 | 0 | 0 | 0 | 0 | 0.32982 | 0 | 0 | 0 | 0 | 0.058536 | 0 | 0 | 0 | 0 | 0.82226 | 0 | 0 | 0
5 | 149 | 4 | 80.6 | 1.1798 | 80.7149 | 0 | 0.43303 | 0.0057663 | 0.0057663 | 78 | 78.0707 | 78 | 0.00045688 | 0.0010126 | 0.00012314 | 0 | 0 | 0 | 0 | 6.7677e-05 | 0.00070093 | 0.00042506 | 1.023e-05 | 0.00036122 | 0.00010779 | 0.0020667 | 0.00043418 | 0 | 0 | 0 | 0 | 0 | 0 | 0.33192 | 0 | 0 | 0 | 0 | 0.058536 | 0 | 0 | 0 | 0 | 0.78937 | 0 | 0 | 0
5 | 149 | 5 | 77 | 0.8479 | 80.7149 | 0 | 0.43303 | 0.00083445 | 0 | 78 | 78.0102 | 78 | -0.00017572 | -0.00038946 | -4.736e-05 | 0 | 0 | 0 | 0 | -2.5888e-05 | -0.00026959 | -0.00016345 | -3.9344e-06 | -0.00013893 | -1.7881e-05 | 0.0020667 | 0.00043418 | 0 | 0 | 0 | 0 | 0 | 0 | 0 | 0 | 0 | 0 | 0 | 0.058536 | 0 | 0 | 0 | 0 | 0.78937 | 0 | 0 | 0
5 | 149 | 6 | 75.2 | 0.95282 | 80.7149 | 0 | 0.50945 | -0.0017578 | 0 | 78 | 77.9785 | 77.9785 | -0.00049202 | -0.0010905 | -0.00013261 | 0 | 0 | 0.0004515 | 5.8329e-05 | -7.2776e-05 | -0.0023297 | -0.0011058 | -1.1016e-05 | -0.00038901 | -9.7013e-05 | 0.0034529 | 0.00072422 | 0 | 0 | 0 | 0 | 0 | 0 | 0 | 0 | 0 | 0 | 0 | 0.064784 | 0 | 0 | 0 | 0 | 0.88804 | 0 | 0 | 0
5 | 149 | 7 | 78.8 | 2.1626 | 80.7149 | 0 | 3.8209 | 0.013508 | 0.011751 | 77.9785 | 78.144 | 78 | 0.00014436 | 0.00031996 | 3.8908e-05 | 0 | 0 | 0.003346 | 0.0015303 | 2.1374e-05 | 0.0016808 | 0.0010357 | 3.2323e-06 | 0.00011414 | 2.4759e-05 | 0.0043383 | 0.00091055 | 0 | 0 | 0 | 0 | 0 | 0 | 0.67638 | 0 | 0 | 0 | 0 | 0.33504 | 0 | 0 | 0 | 0 | 1.1512 | 0 | 0 | 0
5 | 149 | 8 | 82.4 | 3.5762 | 80.7149 | 0 | 3.8209 | 0.032881 | 0.032881 | 78 | 78.403 | 78 | 0.00077317 | 0.0017136 | 0.00020838 | 0 | 0 | 0.0056224 | 0.003682 | 0.00011598 | 0.0067601 | 0.0025226 | 1.7311e-05 | 0.0006113 | 0.00035637 | 0.0086767 | 0.0018211 | 0 | 0 | 0 | 0 | 0 | 0 | 1.8927 | 0 | 0 | 0 | 0 | 0.33504 | 0 | 0 | 0 | 0 | 1.3485 | 0 | 0 | 0
5 | 149 | 9 | 82.4 | 1.6746 | 80.7149 | 0 | 3.3114 | 0.034698 | 0 | 78 | 78.4252 | 78.4252 | 0.00077317 | 0.0017136 | 0.00020838 | 0 | 0 | 0.0058424 | 0.0058003 | 0.00011517 | 0.010649 | 0.0025732 | 1.7311e-05 | 0.0006113 | 0.00026958 | 0.0050623 | 0.0010617 | 0 | 0 | 0 | 0 | 0 | 0 | 0 | 0 | 0 | 0 | 0 | 0.29325 | 0 | 0 | 0 | 0 | 1.3814 | 0 | 0 | 0
5 | 149 | 10 | 87.8 | 1.7073 | 80.7149 | 0 | 3.3114 | 0.044633 | 0 | 78.4252 | 78.9722 | 78.9722 | 0.0016474 | 0.0036511 | 0.00044399 | 0 | 0 | 0.0066041 | 0.007518 | 0.00024681 | 0.015183 | 0.0034946 | 3.6884e-05 | 0.0013024 | 0.00075757 | 0.0030973 | 0.00065039 | 0 | 0 | 0 | 0 | 0 | 0 | 0 | 0 | 0 | 0 | 0 | 0.29298 | 0 | 0 | 0 | 0 | 1.4143 | 0 | 0 | 0
5 | 149 | 11 | 89.6 | 1.7399 | 80.7149 | 0 | 3.3114 | 0.050206 | 0 | 78.9722 | 79.5875 | 79.5875 | 0.0018675 | 0.0041391 | 0.00050333 | 0 | 0 | 0.0069693 | 0.0089167 | 0.00027584 | 0.018247 | 0.0035373 | 4.1814e-05 | 0.0014765 | 0.00048344 | 0.0030973 | 0.00065039 | 0 | 0 | 0 | 0 | 0 | 0 | 0 | 0 | 0 | 0 | 0 | 0.29268 | 0 | 0 | 0 | 0 | 1.4472 | 0 | 0 | 0
5 | 149 | 12 | 91.4 | 2.8905 | 80.7149 | 0 | 2.3435 | 0.055026 | 0.021366 | 79.5875 | 80.2618 | 80 | 0.0020757 | 0.0046005 | 0.00055944 | 0 | 0 | 0.006891 | 0.0096492 | 0.00030449 | 0.020384 | 0.0034694 | 4.6475e-05 | 0.0016411 | 0.00040585 | 0.0041315 | 0.0008666 | 0 | 0 | 0 | 0 | 0 | 0 | 1.2298 | 0 | 0 | 0 | 0 | 0.21348 | 0 | 0 | 0 | 0 | 1.4472 | 0 | 0 | 0
5 | 149 | 13 | 95 | 5.0087 | 80.7149 | 0 | 2.3435 | 0.058737 | 0.058737 | 80 | 80.7198 | 80 | 0.0026358 | 0.0058419 | 0.0007104 | 0 | 0 | 0.0067175 | 0.009713 | 0.00039193 | 0.021728 | 0.0041092 | 5.9016e-05 | 0.002084 | 0.00099839 | 0.0030973 | 0.00065039 | 0 | 0 | 0 | 0 | 0 | 0 | 3.381 | 0 | 0 | 0 | 0 | 0.21348 | 0 | 0 | 0 | 0 | 1.4143 | 0 | 0 | 0
5 | 149 | 14 | 96.8 | 4.9439 | 80.7149 | 0 | 1.885 | 0.058833 | 0.058833 | 80 | 80.721 | 80 | 0.0029521 | 0.0065429 | 0.00079565 | 0 | 0 | 0.0063854 | 0.0090098 | 0.00043854 | 0.021245 | 0.0047623 | 6.6098e-05 | 0.002334 | 0.0011752 | 0.0025838 | 0.00054141 | 0 | 0 | 0 | 0 | 0 | 0 | 3.3865 | 0 | 0 | 0 | 0 | 0.17606 | 0 | 0 | 0 | 0 | 1.3814 | 0 | 0 | 0
5 | 149 | 15 | 98.6 | 14.2532 | 80.7149 | 0 | 1.885 | 0.05792 | 0.22112 | 80 | 80.7098 | 78 | 0.0032684 | 0.0072439 | 0.0008809 | 0 | 0 | 0.0059013 | 0.0076734 | 0.00048563 | 0.019814 | 0.005382 | 7.318e-05 | 0.0025841 | 0.0013632 | 0.0026854 | 0.00056426 | 0 | 0 | 0 | 0 | 0 | 0 | 12.7277 | 0 | 0 | 0 | 0 | 0.17704 | 0 | 0 | 0 | 0 | 1.3485 | 0 | 0 | 0
5 | 149 | 16 | 98.6 | 4.7037 | 80.7149 | 0 | 1.885 | 0.054071 | 0.054071 | 78 | 78.6626 | 78 | 0.0036199 | 0.0080228 | 0.00097562 | 0 | 0 | 0.0051273 | 0.0059029 | 0.00053592 | 0.016944 | 0.0052891 | 8.1049e-05 | 0.002862 | 0.0014608 | 0.0026854 | 0.00056426 | 0 | 0 | 0 | 0 | 0 | 0 | 3.1124 | 0 | 0 | 0 | 0 | 0.17704 | 0 | 0 | 0 | 0 | 1.4143 | 0 | 0 | 0
5 | 149 | 17 | 96.8 | 4.6085 | 80.7149 | 0 | 1.885 | 0.047846 | 0.047846 | 78 | 78.5864 | 78 | 0.0033036 | 0.0073218 | 0.00089037 | 0 | 0 | 0.0050094 | 0.0037999 | 0.00049112 | 0.013008 | 0.0050746 | 7.3967e-05 | 0.0026119 | 0.001511 | 0.0039265 | 0.00082442 | 0 | 0 | 0 | 0 | 0 | 0 | 2.7541 | 0 | 0 | 0 | 0 | 0.17704 | 0 | 0 | 0 | 0 | 1.6774 | 0 | 0 | 0
5 | 149 | 18 | 95 | 4.6135 | 80.7149 | 0 | 3.2095 | 0.038627 | 0.038627 | 78 | 78.4734 | 78 | 0.0029873 | 0.0066208 | 0.00080512 | 0 | 0 | 0.0040187 | 0.0017903 | 0.00044399 | 0.0086693 | 0.0044266 | 6.6885e-05 | 0.0023618 | 0.0013115 | 0.0042349 | 0.00088946 | 0 | 0 | 0 | 0 | 0 | 0 | 2.2234 | 0 | 0 | 0 | 0 | 0.28514 | 0 | 0 | 0 | 0 | 2.105 | 0 | 0 | 0
5 | 149 | 19 | 93.2 | 4.0252 | 80.7149 | 0 | 3.2095 | 0.028977 | 0.028977 | 78 | 78.3551 | 78 | 0.002671 | 0.0059197 | 0.00071987 | 0 | 0 | 0.002738 | 0.00046735 | 0.00039248 | 0.0044619 | 0.0031756 | 5.9803e-05 | 0.0021118 | 0.00075948 | 0.0045452 | 0.0009545 | 0 | 0 | 0 | 0 | 0 | 0 | 1.6679 | 0 | 0 | 0 | 0 | 0.28514 | 0 | 0 | 0 | 0 | 2.0721 | 0 | 0 | 0
5 | 149 | 20 | 89.6 | 3.5646 | 80.7149 | 0 | 3.2095 | 0.023261 | 0.023261 | 78 | 78.2851 | 78 | 0.0020384 | 0.0045177 | 0.00054938 | 0 | 0 | 0 | 0 | 0.00030036 | 0.0031272 | 0.0018963 | 4.5639e-05 | 0.0016116 | 0.00055142 | 0.0071272 | 0.0014959 | 0 | 0 | 0 | 0 | 0 | 0 | 1.3389 | 0 | 0 | 0 | 0 | 0.28514 | 0 | 0 | 0 | 0 | 1.9405 | 0 | 0 | 0
5 | 149 | 21 | 87.8 | 3.3444 | 80.7149 | 0 | 3.2095 | 0.02115 | 0.02115 | 78 | 78.2592 | 78 | 0.0017221 | 0.0038167 | 0.00046413 | 0 | 0 | 0 | 0 | 0.00025575 | 0.002642 | 0.0016023 | 3.8557e-05 | 0.0013615 | 0.00062438 | 0.0071272 | 0.0014959 | 0 | 0 | 0 | 0 | 0 | 0 | 1.2174 | 0 | 0 | 0 | 0 | 0.28514 | 0 | 0 | 0 | 0 | 1.8419 | 0 | 0 | 0
5 | 149 | 22 | 86 | 3.077 | 80.7149 | 0 | 2.5982 | 0.019085 | 0.019085 | 78 | 78.2339 | 78 | 0.0014058 | 0.0031157 | 0.00037888 | 0 | 0 | 0 | 0 | 0.00020759 | 0.0021567 | 0.0013077 | 3.1475e-05 | 0.0011114 | 0.00036783 | 0.0074411 | 0.0015609 | 0 | 0 | 0 | 0 | 0 | 0 | 1.0986 | 0 | 0 | 0 | 0 | 0.23525 | 0 | 0 | 0 | 0 | 1.7432 | 0 | 0 | 0
5 | 149 | 23 | 84.2 | 2.6819 | 80.7149 | 0 | 2.5982 | 0.016793 | 0.016793 | 78 | 78.2058 | 78 | 0.0010895 | 0.0024146 | 0.00029363 | 0 | 0 | 0 | 0 | 0.00016092 | 0.0016714 | 0.0010135 | 2.4393e-05 | 0.00086137 | 0.00026124 | 0.0074411 | 0.0015609 | 0 | 0 | 0 | 0 | 0 | 0 | 0.9666 | 0 | 0 | 0 | 0 | 0.23525 | 0 | 0 | 0 | 0 | 1.4801 | 0 | 0 | 0
5 | 149 | 24 | 82.4 | 2.0561 | 80.7149 | 0 | 0.43303 | 0.013561 | 0.013561 | 78 | 78.1662 | 78 | 0.00077317 | 0.0017136 | 0.00020838 | 0 | 0 | 0 | 0 | 0.00011323 | 0.0011862 | 0.00071898 | 1.7311e-05 | 0.0006113 | 9.3789e-05 | 0.0067153 | 0.0014098 | 0 | 0 | 0 | 0 | 0 | 0 | 0.78059 | 0 | 0 | 0 | 0 | 0.058536 | 0 | 0 | 0 | 0 | 1.2169 | 0 | 0 | 0
5 | 150 | 1 | 80.6 | 1.31 | 80.9185 | 0 | 0.43164 | 0.0057473 | 0.0057473 | 78 | 78.0704 | 78 | 0.00045688 | 0.0010126 | 0.00012314 | 0 | 0 | 0 | 0 | 6.7519e-05 | 0.00070093 | 0.00042502 | 1.023e-05 | 0.00036122 | 8.8912e-05 | 0.0020667 | 0.00043418 | 0 | 0 | 0 | 0 | 0 | 0 | 0.33082 | 0 | 0 | 0 | 0 | 0.05826 | 0 | 0 | 0 | 0 | 0.92093 | 0 | 0 | 0
5 | 150 | 2 | 78.8 | 1.1144 | 80.9185 | 0 | 0.43164 | 0.003491 | 0.003491 | 78 | 78.0428 | 78 | 0.00014058 | 0.00031157 | 3.7888e-05 | 0 | 0 | 0 | 0 | 2.0724e-05 | 0.00021567 | 0.00013076 | 3.1475e-06 | 0.00011114 | 1.8677e-05 | 0.0020667 | 0.00043418 | 0 | 0 | 0 | 0 | 0 | 0 | 0.20095 | 0 | 0 | 0 | 0 | 0.05826 | 0 | 0 | 0 | 0 | 0.85515 | 0 | 0 | 0
5 | 150 | 3 | 78.8 | 1.0809 | 80.9185 | 0 | 0.43164 | 0.0034819 | 0.0034819 | 78 | 78.0427 | 78 | 0.00014058 | 0.00031157 | 3.7888e-05 | 0 | 0 | 0 | 0 | 2.0567e-05 | 0.00021567 | 0.00013072 | 3.1475e-06 | 0.00011114 | 9.8296e-06 | 0.0020667 | 0.00043418 | 0 | 0 | 0 | 0 | 0 | 0 | 0.20043 | 0 | 0 | 0 | 0 | 0.05826 | 0 | 0 | 0 | 0 | 0.82226 | 0 | 0 | 0
5 | 150 | 4 | 78.8 | 1.0486 | 80.9185 | 0 | 0.43164 | 0.003491 | 0.003491 | 78 | 78.0428 | 78 | 0.00014058 | 0.00031157 | 3.7888e-05 | 0 | 0 | 0 | 0 | 2.0696e-05 | 0.00021567 | 0.00013075 | 3.1475e-06 | 0.00011114 | 1.8677e-05 | 0.0020667 | 0.00043418 | 0 | 0 | 0 | 0 | 0 | 0 | 0.20094 | 0 | 0 | 0 | 0 | 0.05826 | 0 | 0 | 0 | 0 | 0.78937 | 0 | 0 | 0
5 | 150 | 5 | 75.2 | 0.84764 | 80.9185 | 0 | 0.43164 | -0.0014124 | 0 | 78 | 77.9827 | 77.9827 | -0.00049202 | -0.0010905 | -0.00013261 | 0 | 0 | 0 | 0 | -7.2686e-05 | -0.00075484 | -0.00045771 | -1.1016e-05 | -0.00038901 | -7.8652e-05 | 0.0020667 | 0.00043418 | 0 | 0 | 0 | 0 | 0 | 0 | 0 | 0 | 0 | 0 | 0 | 0.058269 | 0 | 0 | 0 | 0 | 0.78937 | 0 | 0 | 0
5 | 150 | 6 | 78.8 | 1.0187 | 80.9185 | 0 | 0.50781 | 0.0025635 | 0.0011511 | 77.9827 | 78.0141 | 78 | 0.00014362 | 0.00031831 | 3.8708e-05 | 0 | 0 | 0.00046804 | 6.0256e-05 | 2.1157e-05 | -0.0014868 | -0.00058371 | 3.2156e-06 | 0.00011355 | 1.4242e-05 | 0.0034529 | 0.00072422 | 0 | 0 | 0 | 0 | 0 | 0 | 0.066261 | 0 | 0 | 0 | 0 | 0.064449 | 0 | 0 | 0 | 0 | 0.88804 | 0 | 0 | 0
5 | 150 | 7 | 78.8 | 2.2994 | 80.9185 | 0 | 3.8086 | 0.014169 | 0.014169 | 78 | 78.1736 | 78 | 0.00014058 | 0.00031157 | 3.7888e-05 | 0 | 0 | 0.0035382 | 0.0016065 | 2.0758e-05 | 0.0019572 | 0.0011696 | 3.1475e-06 | 0.00011114 | 2.407e-05 | 0.0043383 | 0.00091055 | 0 | 0 | 0 | 0 | 0 | 0 | 0.81561 | 0 | 0 | 0 | 0 | 0.3326 | 0 | 0 | 0 | 0 | 1.1512 | 0 | 0 | 0
5 | 150 | 8 | 80.6 | 3.4638 | 80.9185 | 0 | 3.8086 | 0.03097 | 0.03097 | 78 | 78.3795 | 78 | 0.00045688 | 0.0010126 | 0.00012314 | 0 | 0 | 0.0058225 | 0.0037363 | 6.7933e-05 | 0.0064542 | 0.002299 | 1.023e-05 | 0.00036122 | 0.00012824 | 0.0086767 | 0.0018211 | 0 | 0 | 0 | 0 | 0 | 0 | 1.7827 | 0 | 0 | 0 | 0 | 0.3326 | 0 | 0 | 0 | 0 | 1.3485 | 0 | 0 | 0
5 | 150 | 9 | 86 | 1.6725 | 80.9185 | 0 | 3.3008 | 0.039815 | 0 | 78 | 78.4879 | 78.4879 | 0.0014058 | 0.0031157 | 0.00037888 | 0 | 0 | 0.0059092 | 0.0057848 | 0.00021001 | 0.011857 | 0.0033414 | 3.1475e-05 | 0.0011114 | 0.00054538 | 0.0050623 | 0.0010617 | 0 | 0 | 0 | 0 | 0 | 0 | 0 | 0 | 0 | 0 | 0 | 0.29111 | 0 | 0 | 0 | 0 | 1.3814 | 0 | 0 | 0
5 | 150 | 10 | 89.6 | 1.7051 | 80.9185 | 0 | 3.3008 | 0.046722 | 0 | 78.4879 | 79.0605 | 79.0605 | 0.0019526 | 0.0043277 | 0.00052627 | 0 | 0 | 0.0066349 | 0.0074482 | 0.00029156 | 0.015572 | 0.0038126 | 4.372e-05 | 0.0015438 | 0.00082185 | 0.0030973 | 0.00065039 | 0 | 0 | 0 | 0 | 0 | 0 | 0 | 0 | 0 | 0 | 0 | 0.29083 | 0 | 0 | 0 | 0 | 1.4143 | 0 | 0 | 0
5 | 150 | 11 | 93.2 | 1.7377 | 80.9185 | 0 | 3.3008 | 0.055059 | 0 | 79.0605 | 79.7353 | 79.7353 | 0.0024846 | 0.0055067 | 0.00066965 | 0 | 0 | 0.0069928 | 0.0089158 | 0.00037296 | 0.018956 | 0.0040119 | 5.5631e-05 | 0.0019644 | 0.0013808 | 0.0030973 | 0.00065039 | 0 | 0 | 0 | 0 | 0 | 0 | 0 | 0 | 0 | 0 | 0 | 0.2905 | 0 | 0 | 0 | 0 | 1.4472 | 0 | 0 | 0
5 | 150 | 12 | 95 | 3.8894 | 80.9185 | 0 | 2.3359 | 0.060345 | 0.038745 | 79.7353 | 80.4748 | 80 | 0.0026823 | 0.0059449 | 0.00072294 | 0 | 0 | 0.0068423 | 0.0096437 | 0.00040147 | 0.0214 | 0.0041397 | 6.0058e-05 | 0.0021207 | 0.0013897 | 0.0041315 | 0.0008666 | 0 | 0 | 0 | 0 | 0 | 0 | 2.2302 | 0 | 0 | 0 | 0 | 0.21199 | 0 | 0 | 0 | 0 | 1.4472 | 0 | 0 | 0
5 | 150 | 13 | 96.8 | 5.1183 | 80.9185 | 0 | 2.3359 | 0.060666 | 0.060666 | 80 | 80.7435 | 80 | 0.0029521 | 0.0065429 | 0.00079565 | 0 | 0 | 0.0066808 | 0.0097187 | 0.00044064 | 0.021815 | 0.0041589 | 6.6098e-05 | 0.002334 | 0.0014137 | 0.0030973 | 0.00065039 | 0 | 0 | 0 | 0 | 0 | 0 | 3.492 | 0 | 0 | 0 | 0 | 0.21199 | 0 | 0 | 0 | 0 | 1.4143 | 0 | 0 | 0
5 | 150 | 14 | 98.6 | 5.1164 | 80.9185 | 0 | 1.8789 | 0.06185 | 0.06185 | 80 | 80.758 | 80 | 0.0032684 | 0.0072439 | 0.0008809 | 0 | 0 | 0.006517 | 0.0089609 | 0.00049043 | 0.02164 | 0.0051146 | 7.318e-05 | 0.0025841 | 0.0019513 | 0.0025838 | 0.00054141 | 0 | 0 | 0 | 0 | 0 | 0 | 3.5601 | 0 | 0 | 0 | 0 | 0.17486 | 0 | 0 | 0 | 0 | 1.3814 | 0 | 0 | 0
5 | 150 | 15 | 98.6 | 14.2475 | 80.9185 | 0 | 1.8789 | 0.05784 | 0.22104 | 80 | 80.7088 | 78 | 0.0032684 | 0.0072439 | 0.0008809 | 0 | 0 | 0.00587 | 0.0076721 | 0.0004875 | 0.019635 | 0.0052513 | 7.318e-05 | 0.0025841 | 0.0016234 | 0.0026854 | 0.00056426 | 0 | 0 | 0 | 0 | 0 | 0 | 12.7231 | 0 | 0 | 0 | 0 | 0.17584 | 0 | 0 | 0 | 0 | 1.3485 | 0 | 0 | 0
5 | 150 | 16 | 98.6 | 4.8295 | 80.9185 | 0 | 1.8789 | 0.056277 | 0.056277 | 78 | 78.6897 | 78 | 0.0036199 | 0.0080228 | 0.00097562 | 0 | 0 | 0.0049781 | 0.0059449 | 0.0005465 | 0.017598 | 0.0056216 | 8.1049e-05 | 0.002862 | 0.0027766 | 0.0026854 | 0.00056426 | 0 | 0 | 0 | 0 | 0 | 0 | 3.2394 | 0 | 0 | 0 | 0 | 0.17584 | 0 | 0 | 0 | 0 | 1.4143 | 0 | 0 | 0
5 | 150 | 17 | 98.6 | 4.8215 | 80.9185 | 0 | 1.8789 | 0.051567 | 0.051567 | 78 | 78.632 | 78 | 0.0036199 | 0.0080228 | 0.00097562 | 0 | 0 | 0.0050783 | 0.0038759 | 0.00054155 | 0.01405 | 0.0056509 | 8.1049e-05 | 0.002862 | 0.0020586 | 0.0039265 | 0.00082442 | 0 | 0 | 0 | 0 | 0 | 0 | 2.9683 | 0 | 0 | 0 | 0 | 0.17584 | 0 | 0 | 0 | 0 | 1.6774 | 0 | 0 | 0
5 | 150 | 18 | 96.8 | 4.822 | 80.9185 | 0 | 3.1992 | 0.042285 | 0.042285 | 78 | 78.5182 | 78 | 0.0033036 | 0.0073218 | 0.00089037 | 0 | 0 | 0.0039246 | 0.0017887 | 0.00049383 | 0.0098028 | 0.0051257 | 7.3967e-05 | 0.0026119 | 0.001823 | 0.0042349 | 0.00088946 | 0 | 0 | 0 | 0 | 0 | 0 | 2.434 | 0 | 0 | 0 | 0 | 0.2831 | 0 | 0 | 0 | 0 | 2.105 | 0 | 0 | 0
5 | 150 | 19 | 93.2 | 4.0982 | 80.9185 | 0 | 3.1992 | 0.030281 | 0.030281 | 78 | 78.3711 | 78 | 0.002671 | 0.0059197 | 0.00071987 | 0 | 0 | 0.002748 | 0.0004394 | 0.00039908 | 0.0048575 | 0.0034731 | 5.9803e-05 | 0.0021118 | 0.0013821 | 0.0045452 | 0.0009545 | 0 | 0 | 0 | 0 | 0 | 0 | 1.743 | 0 | 0 | 0 | 0 | 0.2831 | 0 | 0 | 0 | 0 | 2.0721 | 0 | 0 | 0
5 | 150 | 20 | 89.6 | 3.581 | 80.9185 | 0 | 3.1992 | 0.023582 | 0.023582 | 78 | 78.289 | 78 | 0.0020384 | 0.0045177 | 0.00054938 | 0 | 0 | 0 | 0 | 0.00030372 | 0.0031272 | 0.0018971 | 4.5639e-05 | 0.0016116 | 0.0008683 | 0.0071272 | 0.0014959 | 0 | 0 | 0 | 0 | 0 | 0 | 1.3574 | 0 | 0 | 0 | 0 | 0.2831 | 0 | 0 | 0 | 0 | 1.9405 | 0 | 0 | 0
5 | 150 | 21 | 87.8 | 3.3382 | 80.9185 | 0 | 3.1992 | 0.021078 | 0.021078 | 78 | 78.2583 | 78 | 0.0017221 | 0.0038167 | 0.00046413 | 0 | 0 | 0 | 0 | 0.00025502 | 0.002642 | 0.0016021 | 3.8557e-05 | 0.0013615 | 0.00055297 | 0.0071272 | 0.0014959 | 0 | 0 | 0 | 0 | 0 | 0 | 1.2133 | 0 | 0 | 0 | 0 | 0.2831 | 0 | 0 | 0 | 0 | 1.8419 | 0 | 0 | 0
5 | 150 | 22 | 87.8 | 3.2262 | 80.9185 | 0 | 2.5898 | 0.021706 | 0.021706 | 78 | 78.266 | 78 | 0.0017221 | 0.0038167 | 0.00046413 | 0 | 0 | 0 | 0 | 0.00025744 | 0.002642 | 0.0016028 | 3.8557e-05 | 0.0013615 | 0.00079933 | 0.0074411 | 0.0015609 | 0 | 0 | 0 | 0 | 0 | 0 | 1.2495 | 0 | 0 | 0 | 0 | 0.23359 | 0 | 0 | 0 | 0 | 1.7432 | 0 | 0 | 0
5 | 150 | 23 | 86 | 2.8315 | 80.9185 | 0 | 2.5898 | 0.019419 | 0.019419 | 78 | 78.238 | 78 | 0.0014058 | 0.0031157 | 0.00037888 | 0 | 0 | 0 | 0 | 0.00021053 | 0.0021567 | 0.0013085 | 3.1475e-05 | 0.0011114 | 0.00069837 | 0.0074411 | 0.0015609 | 0 | 0 | 0 | 0 | 0 | 0 | 1.1178 | 0 | 0 | 0 | 0 | 0.23359 | 0 | 0 | 0 | 0 | 1.4801 | 0 | 0 | 0
5 | 150 | 24 | 84.2 | 2.1995 | 80.9185 | 0 | 0.43164 | 0.016058 | 0.016058 | 78 | 78.1968 | 78 | 0.0010895 | 0.0024146 | 0.00029363 | 0 | 0 | 0 | 0 | 0.00016227 | 0.0016714 | 0.0010139 | 2.4393e-05 | 0.00086137 | 0.00040145 | 0.0067153 | 0.0014098 | 0 | 0 | 0 | 0 | 0 | 0 | 0.92429 | 0 | 0 | 0 | 0 | 0.05826 | 0 | 0 | 0 | 0 | 1.2169 | 0 | 0 | 0
5 | 151 | 1 | 82.4 | 1.446 | 81.12 | 0 | 0.43025 | 0.0081151 | 0.0081151 | 78 | 78.0995 | 78 | 0.00077317 | 0.0017136 | 0.00020838 | 0 | 0 | 0 | 0 | 0.00011518 | 0.0011862 | 0.00071952 | 1.7311e-05 | 0.0006113 | 0.00026958 | 0.0020667 | 0.00043418 | 0 | 0 | 0 | 0 | 0 | 0 | 0.46711 | 0 | 0 | 0 | 0 | 0.057988 | 0 | 0 | 0 | 0 | 0.92093 | 0 | 0 | 0
5 | 151 | 2 | 82.4 | 1.3802 | 81.12 | 0 | 0.43025 | 0.0081151 | 0.0081151 | 78 | 78.0995 | 78 | 0.00077317 | 0.0017136 | 0.00020838 | 0 | 0 | 0 | 0 | 0.00011517 | 0.0011862 | 0.00071951 | 1.7311e-05 | 0.0006113 | 0.00026958 | 0.0020667 | 0.00043418 | 0 | 0 | 0 | 0 | 0 | 0 | 0.46711 | 0 | 0 | 0 | 0 | 0.057988 | 0 | 0 | 0 | 0 | 0.85515 | 0 | 0 | 0
5 | 151 | 3 | 80.6 | 1.2122 | 81.12 | 0 | 0.43025 | 0.0057664 | 0.0057664 | 78 | 78.0707 | 78 | 0.00045688 | 0.0010126 | 0.00012314 | 0 | 0 | 0 | 0 | 6.7711e-05 | 0.00070093 | 0.00042507 | 1.023e-05 | 0.00036122 | 0.00010779 | 0.0020667 | 0.00043418 | 0 | 0 | 0 | 0 | 0 | 0 | 0.33192 | 0 | 0 | 0 | 0 | 0.057988 | 0 | 0 | 0 | 0 | 0.82226 | 0 | 0 | 0
5 | 151 | 4 | 80.6 | 1.1805 | 81.12 | 0 | 0.43025 | 0.005787 | 0.005787 | 78 | 78.0709 | 78 | 0.00045688 | 0.0010126 | 0.00012314 | 0 | 0 | 0 | 0 | 6.7864e-05 | 0.00070093 | 0.00042511 | 1.023e-05 | 0.00036122 | 0.00012824 | 0.0020667 | 0.00043418 | 0 | 0 | 0 | 0 | 0 | 0 | 0.33311 | 0 | 0 | 0 | 0 | 0.057988 | 0 | 0 | 0 | 0 | 0.78937 | 0 | 0 | 0
5 | 151 | 5 | 80.6 | 1.1833 | 81.12 | 0 | 0.43025 | 0.0058372 | 0.0058372 | 78 | 78.0715 | 78 | 0.00045688 | 0.0010126 | 0.00012314 | 0 | 0 | 0 | 0 | 6.8258e-05 | 0.00070093 | 0.00042522 | 1.023e-05 | 0.00036122 | 0.00017789 | 0.0020667 | 0.00043418 | 0 | 0 | 0 | 0 | 0 | 0 | 0.336 | 0 | 0 | 0 | 0 | 0.057988 | 0 | 0 | 0 | 0 | 0.78937 | 0 | 0 | 0
5 | 151 | 6 | 77 | 0.95216 | 81.12 | 0 | 0.50617 | 0.0017673 | 0 | 78 | 78.0217 | 78 | -0.00017572 | -0.00038946 | -4.736e-05 | 0 | 0 | 0.00052859 | 6.6281e-05 | -2.5952e-05 | -0.001145 | -0.00033033 | -3.9344e-06 | -0.00013893 | -2.3826e-05 | 0.0034529 | 0.00072422 | 0 | 0 | 0 | 0 | 0 | 0 | 0 | 0 | 0 | 0 | 0 | 0.064128 | 0 | 0 | 0 | 0 | 0.88804 | 0 | 0 | 0
5 | 151 | 7 | 78.8 | 2.3529 | 81.12 | 0 | 3.7963 | 0.015142 | 0.015142 | 78 | 78.1856 | 78 | 0.00014058 | 0.00031157 | 3.7888e-05 | 0 | 0 | 0.0034565 | 0.001602 | 2.0787e-05 | 0.0025638 | 0.0016215 | 3.1475e-06 | 0.00011114 | 2.407e-05 | 0.0043383 | 0.00091055 | 0 | 0 | 0 | 0 | 0 | 0 | 0.87158 | 0 | 0 | 0 | 0 | 0.3302 | 0 | 0 | 0 | 0 | 1.1512 | 0 | 0 | 0
5 | 151 | 8 | 82.4 | 3.5869 | 81.12 | 0 | 3.7963 | 0.033151 | 0.033151 | 78 | 78.4063 | 78 | 0.00077317 | 0.0017136 | 0.00020838 | 0 | 0 | 0.0056945 | 0.003592 | 0.00011571 | 0.0069374 | 0.0026734 | 1.7311e-05 | 0.0006113 | 0.00031584 | 0.0086767 | 0.0018211 | 0 | 0 | 0 | 0 | 0 | 0 | 1.9082 | 0 | 0 | 0 | 0 | 0.3302 | 0 | 0 | 0 | 0 | 1.3485 | 0 | 0 | 0
5 | 151 | 9 | 87.8 | 1.6704 | 81.12 | 0 | 3.2901 | 0.042229 | 0 | 78 | 78.5175 | 78.5175 | 0.0017221 | 0.0038167 | 0.00046413 | 0 | 0 | 0.0061004 | 0.0058346 | 0.00025914 | 0.012084 | 0.0034487 | 3.8557e-05 | 0.0013615 | 0.00097584 | 0.0050623 | 0.0010617 | 0 | 0 | 0 | 0 | 0 | 0 | 0 | 0 | 0 | 0 | 0 | 0.28901 | 0 | 0 | 0 | 0 | 1.3814 | 0 | 0 | 0
5 | 151 | 10 | 91.4 | 1.703 | 81.12 | 0 | 3.2901 | 0.04896 | 0 | 78.5175 | 79.1175 | 79.1175 | 0.0022637 | 0.0050172 | 0.00061011 | 0 | 0 | 0.0065446 | 0.0075156 | 0.00033976 | 0.015905 | 0.0039447 | 5.0685e-05 | 0.0017898 | 0.0012312 | 0.0030973 | 0.00065039 | 0 | 0 | 0 | 0 | 0 | 0 | 0 | 0 | 0 | 0 | 0 | 0.28872 | 0 | 0 | 0 | 0 | 1.4143 | 0 | 0 | 0
5 | 151 | 11 | 93.2 | 1.7356 | 81.12 | 0 | 3.2901 | 0.05486 | 0 | 79.1175 | 79.7899 | 79.7899 | 0.0024746 | 0.0054845 | 0.00066695 | 0 | 0 | 0.0070577 | 0.0088575 | 0.00037205 | 0.018736 | 0.0039512 | 5.5406e-05 | 0.0019565 | 0.0014996 | 0.0030973 | 0.00065039 | 0 | 0 | 0 | 0 | 0 | 0 | 0 | 0 | 0 | 0 | 0 | 0.28839 | 0 | 0 | 0 | 0 | 1.4472 | 0 | 0 | 0
5 | 151 | 12 | 96.8 | 4.217 | 81.12 | 0 | 2.3284 | 0.06161 | 0.044463 | 79.7899 | 80.5449 | 80 | 0.002989 | 0.0066247 | 0.0008056 | 0 | 0 | 0.006809 | 0.0096481 | 0.00045072 | 0.020963 | 0.0038467 | 6.6925e-05 | 0.0023632 | 0.0020447 | 0.0041315 | 0.0008666 | 0 | 0 | 0 | 0 | 0 | 0 | 2.5593 | 0 | 0 | 0 | 0 | 0.21051 | 0 | 0 | 0 | 0 | 1.4472 | 0 | 0 | 0
5 | 151 | 13 | 98.6 | 5.2271 | 81.12 | 0 | 2.3284 | 0.062582 | 0.062582 | 80 | 80.767 | 80 | 0.0032684 | 0.0072439 | 0.0008809 | 0 | 0 | 0.0066464 | 0.009725 | 0.0004904 | 0.021817 | 0.0041535 | 7.318e-05 | 0.0025841 | 0.0019513 | 0.0030973 | 0.00065039 | 0 | 0 | 0 | 0 | 0 | 0 | 3.6023 | 0 | 0 | 0 | 0 | 0.21051 | 0 | 0 | 0 | 0 | 1.4143 | 0 | 0 | 0
5 | 151 | 14 | 100.4 | 5.2269 | 81.12 | 0 | 1.8728 | 0.063791 | 0.063791 | 80 | 80.7818 | 80 | 0.0035847 | 0.0079449 | 0.00096614 | 0 | 0 | 0.0067526 | 0.0089701 | 0.00054033 | 0.021414 | 0.0050229 | 8.0262e-05 | 0.0028342 | 0.0025554 | 0.0025838 | 0.00054141 | 0 | 0 | 0 | 0 | 0 | 0 | 3.6719 | 0 | 0 | 0 | 0 | 0.17367 | 0 | 0 | 0 | 0 | 1.3814 | 0 | 0 | 0
5 | 151 | 15 | 100.4 | 14.375 | 81.12 | 0 | 1.8728 | 0.060076 | 0.22327 | 80 | 80.7362 | 78 | 0.0035847 | 0.0079449 | 0.00096614 | 0 | 0 | 0.0066918 | 0.0074679 | 0.00053881 | 0.019032 | 0.0053122 | 8.0262e-05 | 0.0028342 | 0.0023734 | 0.0026854 | 0.00056426 | 0 | 0 | 0 | 0 | 0 | 0 | 12.8518 | 0 | 0 | 0 | 0 | 0.17465 | 0 | 0 | 0 | 0 | 1.3485 | 0 | 0 | 0
5 | 151 | 16 | 100.4 | 4.878 | 81.12 | 0 | 1.8728 | 0.05714 | 0.05714 | 78 | 78.7003 | 78 | 0.0039362 | 0.0087238 | 0.0010609 | 0 | 0 | 0.0051773 | 0.0059136 | 0.00059164 | 0.017171 | 0.0054414 | 8.8131e-05 | 0.0031121 | 0.0026742 | 0.0026854 | 0.00056426 | 0 | 0 | 0 | 0 | 0 | 0 | 3.289 | 0 | 0 | 0 | 0 | 0.17465 | 0 | 0 | 0 | 0 | 1.4143 | 0 | 0 | 0
5 | 151 | 17 | 100.4 | 4.9169 | 81.12 | 0 | 1.8728 | 0.053245 | 0.053245 | 78 | 78.6525 | 78 | 0.0039362 | 0.0087238 | 0.0010609 | 0 | 0 | 0.0052489 | 0.0038365 | 0.00059304 | 0.013581 | 0.0054425 | 8.8131e-05 | 0.0031121 | 0.0028718 | 0.0039265 | 0.00082442 | 0 | 0 | 0 | 0 | 0 | 0 | 3.0649 | 0 | 0 | 0 | 0 | 0.17465 | 0 | 0 | 0 | 0 | 1.6774 | 0 | 0 | 0
5 | 151 | 18 | 100.4 | 4.9948 | 81.12 | 0 | 3.1889 | 0.045321 | 0.045321 | 78 | 78.5554 | 78 | 0.0039362 | 0.0087238 | 0.0010609 | 0 | 0 | 0.0041444 | 0.0018311 | 0.00058583 | 0.0097247 | 0.005048 | 8.8131e-05 | 0.0031121 | 0.0019419 | 0.0042349 | 0.00088946 | 0 | 0 | 0 | 0 | 0 | 0 | 2.6088 | 0 | 0 | 0 | 0 | 0.28108 | 0 | 0 | 0 | 0 | 2.105 | 0 | 0 | 0
5 | 151 | 19 | 96.8 | 4.2637 | 81.12 | 0 | 3.1889 | 0.033192 | 0.033192 | 78 | 78.4068 | 78 | 0.0033036 | 0.0073218 | 0.00089037 | 0 | 0 | 0.0026593 | 0.00051101 | 0.00048779 | 0.0051121 | 0.0034511 | 7.3967e-05 | 0.0026119 | 0.0012696 | 0.0045452 | 0.0009545 | 0 | 0 | 0 | 0 | 0 | 0 | 1.9106 | 0 | 0 | 0 | 0 | 0.28108 | 0 | 0 | 0 | 0 | 2.0721 | 0 | 0 | 0
5 | 151 | 20 | 91.4 | 3.7092 | 81.12 | 0 | 3.1889 | 0.025845 | 0.025845 | 78 | 78.3167 | 78 | 0.0023547 | 0.0052187 | 0.00063462 | 0 | 0 | 0 | 0 | 0.00035017 | 0.0036125 | 0.0021912 | 5.2721e-05 | 0.0018617 | 0.00094518 | 0.0071272 | 0.0014959 | 0 | 0 | 0 | 0 | 0 | 0 | 1.4876 | 0 | 0 | 0 | 0 | 0.28108 | 0 | 0 | 0 | 0 | 1.9405 | 0 | 0 | 0
5 | 151 | 21 | 89.6 | 3.4751 | 81.12 | 0 | 3.1889 | 0.023491 | 0.023491 | 78 | 78.2879 | 78 | 0.0020384 | 0.0045177 | 0.00054938 | 0 | 0 | 0 | 0 | 0.00030277 | 0.0031272 | 0.0018966 | 4.5639e-05 | 0.0016116 | 0.00077897 | 0.0071272 | 0.0014959 | 0 | 0 | 0 | 0 | 0 | 0 | 1.3522 | 0 | 0 | 0 | 0 | 0.28108 | 0 | 0 | 0 | 0 | 1.8419 | 0 | 0 | 0
5 | 151 | 22 | 87.44 | 3.1843 | 81.12 | 0 | 2.5815 | 0.021006 | 0.021006 | 78 | 78.2574 | 78 | 0.0016588 | 0.0036765 | 0.00044708 | 0 | 0 | 0 | 0 | 0.00024581 | 0.0025449 | 0.0015433 | 3.7141e-05 | 0.0013115 | 0.00053922 | 0.0074411 | 0.0015609 | 0 | 0 | 0 | 0 | 0 | 0 | 1.2091 | 0 | 0 | 0 | 0 | 0.23196 | 0 | 0 | 0 | 0 | 1.7432 | 0 | 0 | 0
5 | 151 | 23 | 85.1 | 2.7462 | 81.12 | 0 | 2.5815 | 0.017966 | 0.017966 | 78 | 78.2202 | 78 | 0.0012476 | 0.0027651 | 0.00033626 | 0 | 0 | 0 | 0 | 0.00018465 | 0.0019141 | 0.0011607 | 2.7934e-05 | 0.00098641 | 0.00034166 | 0.0074411 | 0.0015609 | 0 | 0 | 0 | 0 | 0 | 0 | 1.0342 | 0 | 0 | 0 | 0 | 0.23196 | 0 | 0 | 0 | 0 | 1.4801 | 0 | 0 | 0
5 | 151 | 24 | 82.94 | 2.0988 | 81.12 | 0 | 0.43025 | 0.014312 | 0.014312 | 78 | 78.1754 | 78 | 0.00086806 | 0.0019239 | 0.00023396 | 0 | 0 | 0 | 0 | 0.00012821 | 0.0013318 | 0.00080752 | 1.9436e-05 | 0.00068632 | 0.00018804 | 0.0067153 | 0.0014098 | 0 | 0 | 0 | 0 | 0 | 0 | 0.82383 | 0 | 0 | 0 | 0 | 0.057988 | 0 | 0 | 0 | 0 | 1.2169 | 0 | 0 | 0
6 | 152 | 1 | 80.6 | 1.3087 | 81.3192 | 0 | 0.42886 | 0.0057333 | 0.0057333 | 78 | 78.0703 | 78 | 0.00045688 | 0.0010126 | 0.00012314 | 0 | 0 | 0 | 0 | 6.74e-05 | 0.00070093 | 0.00042499 | 1.023e-05 | 0.00036122 | 7.5083e-05 | 0.0020667 | 0.00043418 | 0 | 0 | 0 | 0 | 0 | 0 | 0.33002 | 0 | 0 | 0 | 0 | 0.057718 | 0 | 0 | 0 | 0 | 0.92093 | 0 | 0 | 0
6 | 152 | 2 | 78.44 | 1.088 | 81.3192 | 0 | 0.42886 | 0.0030434 | 0.0030434 | 78 | 78.0373 | 78 | 7.7317e-05 | 0.00017136 | 2.0838e-05 | 0 | 0 | 0 | 0 | 1.1384e-05 | 0.00011862 | 7.1915e-05 | 1.7311e-06 | 6.113e-05 | 8.2628e-06 | 0.0020667 | 0.00043418 | 0 | 0 | 0 | 0 | 0 | 0 | 0.17518 | 0 | 0 | 0 | 0 | 0.057718 | 0 | 0 | 0 | 0 | 0.85515 | 0 | 0 | 0
6 | 152 | 3 | 76.1 | 0.87998 | 81.3192 | 0 | 0.42886 | -0.00027663 | 0 | 78 | 77.9966 | 77.9966 | -0.00033387 | -0.00073997 | -8.9984e-05 | 0 | 0 | 0 | 0 | -4.911e-05 | -0.00051222 | -0.00031053 | -7.4754e-06 | -0.00026397 | -3.6164e-05 | 0.0020667 | 0.00043418 | 0 | 0 | 0 | 0 | 0 | 0 | 0 | 0 | 0 | 0 | 0 | 0.05772 | 0 | 0 | 0 | 0 | 0.82226 | 0 | 0 | 0
6 | 152 | 4 | 73.94 | 0.8471 | 81.3192 | 0 | 0.42886 | -0.002942 | 0 | 77.9966 | 77.9606 | 77.9606 | -0.00071283 | -0.0015799 | -0.00019212 | 0 | 0 | 0 | 0 | -0.00010467 | -0.0010936 | -0.00066294 | -1.596e-05 | -0.00056359 | -8.3065e-05 | 0.0020667 | 0.00043418 | 0 | 0 | 0 | 0 | 0 | 0 | 0 | 0 | 0 | 0 | 0 | 0.057737 | 0 | 0 | 0 | 0 | 0.78937 | 0 | 0 | 0
6 | 152 | 5 | 71.96 | 0.84714 | 81.3192 | 0 | 0.42886 | -0.0053432 | 0 | 77.9606 | 77.8951 | 77.8951 | -0.0010544 | -0.002337 | -0.00028419 | 0 | 0 | 0 | 0 | -0.00015445 | -0.0016177 | -0.00098052 | -2.3609e-05 | -0.00083366 | -0.00012434 | 0.0020667 | 0.00043418 | 0 | 0 | 0 | 0 | 0 | 0 | 0 | 0 | 0 | 0 | 0 | 0.05777 | 0 | 0 | 0 | 0 | 0.78937 | 0 | 0 | 0
6 | 152 | 6 | 71.06 | 0.95194 | 81.3192 | 0 | 0.50454 | -0.0067068 | 0 | 77.8951 | 77.8129 | 77.8129 | -0.0012011 | -0.002662 | -0.00032371 | 0 | 0 | 0.00049172 | 6.309e-05 | -0.00017499 | -0.0034806 | -0.0017723 | -2.6892e-05 | -0.0009496 | -0.00012333 | 0.0034529 | 0.00072422 | 0 | 0 | 0 | 0 | 0 | 0 | 0 | 0 | 0 | 0 | 0 | 0.063903 | 0 | 0 | 0 | 0 | 0.88804 | 0 | 0 | 0
6 | 152 | 7 | 75.02 | 1.479 | 81.3192 | 0 | 3.7841 | 0.0091582 | 0 | 77.8129 | 77.9251 | 77.9251 | -0.00049077 | -0.0010877 | -0.00013227 | 0 | 0 | 0.0032988 | 0.0015173 | -7.2085e-05 | 0.00079816 | 0.00052536 | -1.0988e-05 | -0.00038802 | -4.8455e-05 | 0.0043383 | 0.00091055 | 0 | 0 | 0 | 0 | 0 | 0 | 0 | 0 | 0 | 0 | 0 | 0.32785 | 0 | 0 | 0 | 0 | 1.1512 | 0 | 0 | 0
6 | 152 | 8 | 78.08 | 2.8197 | 81.3192 | 0 | 3.7841 | 0.025974 | 0.019863 | 77.9251 | 78.2434 | 78 | 2.7216e-05 | 6.032e-05 | 7.3353e-06 | 0 | 0 | 0.0058253 | 0.0030553 | 4.0277e-06 | 0.0048298 | 0.00164 | 6.0938e-07 | 2.1518e-05 | 4.4281e-06 | 0.0086767 | 0.0018211 | 0 | 0 | 0 | 0 | 0 | 0 | 1.1434 | 0 | 0 | 0 | 0 | 0.32782 | 0 | 0 | 0 | 0 | 1.3485 | 0 | 0 | 0
6 | 152 | 9 | 80.96 | 1.6684 | 81.3192 | 0 | 3.2795 | 0.033378 | 0 | 78 | 78.4091 | 78.4091 | 0.00052014 | 0.0011528 | 0.00014019 | 0 | 0 | 0.0062783 | 0.0055349 | 7.7387e-05 | 0.010343 | 0.0026364 | 1.1646e-05 | 0.00041124 | 0.00014821 | 0.0050623 | 0.0010617 | 0 | 0 | 0 | 0 | 0 | 0 | 0 | 0 | 0 | 0 | 0 | 0.287 | 0 | 0 | 0 | 0 | 1.3814 | 0 | 0 | 0
6 | 152 | 10 | 84.92 | 1.701 | 81.3192 | 0 | 3.2795 | 0.039714 | 0 | 78.4091 | 78.8958 | 78.8958 | 0.0011441 | 0.0025357 | 0.00030836 | 0 | 0 | 0.0068763 | 0.0069251 | 0.00016878 | 0.013694 | 0.0031821 | 2.5617e-05 | 0.00090457 | 0.00020219 | 0.0030973 | 0.00065039 | 0 | 0 | 0 | 0 | 0 | 0 | 0 | 0 | 0 | 0 | 0 | 0.28676 | 0 | 0 | 0 | 0 | 1.4143 | 0 | 0 | 0
6 | 152 | 11 | 87.98 | 1.7337 | 81.3192 | 0 | 3.2795 | 0.047495 | 0 | 78.8958 | 79.4778 | 79.4778 | 0.0015963 | 0.0035379 | 0.00043023 | 0 | 0 | 0.0066738 | 0.0086848 | 0.00023712 | 0.017527 | 0.0032624 | 3.5741e-05 | 0.0012621 | 0.00049954 | 0.0030973 | 0.00065039 | 0 | 0 | 0 | 0 | 0 | 0 | 0 | 0 | 0 | 0 | 0 | 0.28648 | 0 | 0 | 0 | 0 | 1.4472 | 0 | 0 | 0
6 | 152 | 12 | 91.04 | 2.305 | 81.3192 | 0 | 2.3209 | 0.05388 | 0.011271 | 79.4778 | 80.1381 | 80 | 0.0020317 | 0.004503 | 0.00054759 | 0 | 0 | 0.0072072 | 0.0092513 | 0.00030346 | 0.01922 | 0.0032828 | 4.5491e-05 | 0.0016063 | 0.00088318 | 0.0041315 | 0.0008666 | 0 | 0 | 0 | 0 | 0 | 0 | 0.64876 | 0 | 0 | 0 | 0 | 0.20905 | 0 | 0 | 0 | 0 | 1.4472 | 0 | 0 | 0
6 | 152 | 13 | 93.02 | 4.7954 | 81.3192 | 0 | 2.3209 | 0.055108 | 0.055108 | 80 | 80.6754 | 80 | 0.0022879 | 0.0050707 | 0.00061663 | 0 | 0 | 0.0070382 | 0.0092945 | 0.0003424 | 0.020074 | 0.0036403 | 5.1226e-05 | 0.0018089 | 0.0011353 | 0.0030973 | 0.00065039 | 0 | 0 | 0 | 0 | 0 | 0 | 3.1721 | 0 | 0 | 0 | 0 | 0.20905 | 0 | 0 | 0 | 0 | 1.4143 | 0 | 0 | 0
6 | 152 | 14 | 93.92 | 4.74 | 81.3192 | 0 | 1.8668 | 0.055352 | 0.055352 | 80 | 80.6783 | 80 | 0.002446 | 0.0054212 | 0.00065925 | 0 | 0 | 0.0069106 | 0.0086159 | 0.00036592 | 0.02002 | 0.0045634 | 5.4767e-05 | 0.0019339 | 0.0012353 | 0.0025838 | 0.00054141 | 0 | 0 | 0 | 0 | 0 | 0 | 3.1861 | 0 | 0 | 0 | 0 | 0.17249 | 0 | 0 | 0 | 0 | 1.3814 | 0 | 0 | 0
6 | 152 | 15 | 93.92 | 13.8688 | 81.3192 | 0 | 1.8668 | 0.051303 | 0.2145 | 80 | 80.6287 | 78 | 0.002446 | 0.0054212 | 0.00065925 | 0 | 0 | 0.0058016 | 0.0072924 | 0.00036666 | 0.018068 | 0.0046547 | 5.4767e-05 | 0.0019339 | 0.0013544 | 0.0026854 | 0.00056426 | 0 | 0 | 0 | 0 | 0 | 0 | 12.3468 | 0 | 0 | 0 | 0 | 0.17348 | 0 | 0 | 0 | 0 | 1.3485 | 0 | 0 | 0
6 | 152 | 16 | 93.02 | 4.3344 | 81.3192 | 0 | 1.8668 | 0.047718 | 0.047718 | 78 | 78.5848 | 78 | 0.0026393 | 0.0058496 | 0.00071135 | 0 | 0 | 0.0048846 | 0.0057382 | 0.0003945 | 0.01595 | 0.0047936 | 5.9095e-05 | 0.0020867 | 0.0013612 | 0.0026854 | 0.00056426 | 0 | 0 | 0 | 0 | 0 | 0 | 2.7467 | 0 | 0 | 0 | 0 | 0.17348 | 0 | 0 | 0 | 0 | 1.4143 | 0 | 0 | 0
6 | 152 | 17 | 93.92 | 4.5332 | 81.3192 | 0 | 1.8668 | 0.046599 | 0.046599 | 78 | 78.5711 | 78 | 0.0027975 | 0.0062002 | 0.00075397 | 0 | 0 | 0.0053441 | 0.0038539 | 0.00042239 | 0.013055 | 0.0051085 | 6.2636e-05 | 0.0022118 | 0.0020382 | 0.0039265 | 0.00082442 | 0 | 0 | 0 | 0 | 0 | 0 | 2.6823 | 0 | 0 | 0 | 0 | 0.17348 | 0 | 0 | 0 | 0 | 1.6774 | 0 | 0 | 0
6 | 152 | 18 | 91.04 | 4.2039 | 81.3192 | 0 | 3.1786 | 0.031615 | 0.031615 | 78 | 78.3875 | 78 | 0.0022914 | 0.0050785 | 0.00061757 | 0 | 0 | 0.0041623 | 0.0016776 | 0.00034404 | 0.0061206 | 0.0029692 | 5.1305e-05 | 0.0018117 | 0.0013669 | 0.0042349 | 0.00088946 | 0 | 0 | 0 | 0 | 0 | 0 | 1.8198 | 0 | 0 | 0 | 0 | 0.27908 | 0 | 0 | 0 | 0 | 2.105 | 0 | 0 | 0
6 | 152 | 19 | 89.06 | 3.6799 | 81.3192 | 0 | 3.1786 | 0.023083 | 0.023083 | 78 | 78.2829 | 78 | 0.0019435 | 0.0043074 | 0.0005238 | 0 | 0 | 0.0014887 | 0.00056182 | 0.00029245 | 0.0036867 | 0.0019708 | 4.3515e-05 | 0.0015366 | 0.0012285 | 0.0045452 | 0.0009545 | 0 | 0 | 0 | 0 | 0 | 0 | 1.3287 | 0 | 0 | 0 | 0 | 0.27908 | 0 | 0 | 0 | 0 | 2.0721 | 0 | 0 | 0
6 | 152 | 20 | 87.08 | 3.4074 | 81.3192 | 0 | 3.1786 | 0.020636 | 0.020636 | 78 | 78.2529 | 78 | 0.0015956 | 0.0035363 | 0.00043003 | 0 | 0 | 0 | 0 | 0.00024011 | 0.0024479 | 0.0014855 | 3.5725e-05 | 0.0012615 | 0.0009803 | 0.0071272 | 0.0014959 | 0 | 0 | 0 | 0 | 0 | 0 | 1.1878 | 0 | 0 | 0 | 0 | 0.27908 | 0 | 0 | 0 | 0 | 1.9405 | 0 | 0 | 0
6 | 152 | 21 | 86 | 3.2212 | 81.3192 | 0 | 3.1786 | 0.019116 | 0.019116 | 78 | 78.2343 | 78 | 0.0014058 | 0.0031157 | 0.00037888 | 0 | 0 | 0 | 0 | 0.00021106 | 0.0021567 | 0.0013087 | 3.1475e-05 | 0.0011114 | 0.00077288 | 0.0071272 | 0.0014959 | 0 | 0 | 0 | 0 | 0 | 0 | 1.1003 | 0 | 0 | 0 | 0 | 0.27908 | 0 | 0 | 0 | 0 | 1.8419 | 0 | 0 | 0
6 | 152 | 22 | 84.92 | 3.0134 | 81.3192 | 0 | 2.5732 | 0.018066 | 0.018066 | 78 | 78.2214 | 78 | 0.001216 | 0.002695 | 0.00032773 | 0 | 0 | 0 | 0 | 0.00018255 | 0.0018655 | 0.001132 | 2.7226e-05 | 0.0009614 | 0.0006561 | 0.0074411 | 0.0015609 | 0 | 0 | 0 | 0 | 0 | 0 | 1.0399 | 0 | 0 | 0 | 0 | 0.23034 | 0 | 0 | 0 | 0 | 1.7432 | 0 | 0 | 0
6 | 152 | 23 | 84.02 | 2.6819 | 81.3192 | 0 | 2.5732 | 0.016878 | 0.016878 | 78 | 78.2068 | 78 | 0.0010578 | 0.0023445 | 0.00028511 | 0 | 0 | 0 | 0 | 0.00015881 | 0.0016229 | 0.00098476 | 2.3685e-05 | 0.00083637 | 0.00056168 | 0.0074411 | 0.0015609 | 0 | 0 | 0 | 0 | 0 | 0 | 0.9715 | 0 | 0 | 0 | 0 | 0.23034 | 0 | 0 | 0 | 0 | 1.4801 | 0 | 0 | 0
6 | 152 | 24 | 82.94 | 2.106 | 81.3192 | 0 | 0.42886 | 0.014442 | 0.014442 | 78 | 78.177 | 78 | 0.00086806 | 0.0019239 | 0.00023396 | 0 | 0 | 0 | 0 | 0.00012933 | 0.0013318 | 0.00080783 | 1.9436e-05 | 0.00068632 | 0.00031625 | 0.0067153 | 0.0014098 | 0 | 0 | 0 | 0 | 0 | 0 | 0.83129 | 0 | 0 | 0 | 0 | 0.057718 | 0 | 0 | 0 | 0 | 1.2169 | 0 | 0 | 0
6 | 153 | 1 | 82.94 | 1.4885 | 81.5162 | 0 | 0.42748 | 0.0088615 | 0.0088615 | 78 | 78.1086 | 78 | 0.00086806 | 0.0019239 | 0.00023396 | 0 | 0 | 0 | 0 | 0.00012972 | 0.0013318 | 0.00080793 | 1.9436e-05 | 0.00068632 | 0.00035954 | 0.0020667 | 0.00043418 | 0 | 0 | 0 | 0 | 0 | 0 | 0.51008 | 0 | 0 | 0 | 0 | 0.057451 | 0 | 0 | 0 | 0 | 0.92093 | 0 | 0 | 0
6 | 153 | 2 | 82.94 | 1.4096 | 81.5162 | 0 | 0.42748 | 0.0086345 | 0.0086345 | 78 | 78.1058 | 78 | 0.00086806 | 0.0019239 | 0.00023396 | 0 | 0 | 0 | 0 | 0.00012752 | 0.0013318 | 0.00080732 | 1.9436e-05 | 0.00068632 | 0.00013538 | 0.0020667 | 0.00043418 | 0 | 0 | 0 | 0 | 0 | 0 | 0.49701 | 0 | 0 | 0 | 0 | 0.057451 | 0 | 0 | 0 | 0 | 0.85515 | 0 | 0 | 0
6 | 153 | 3 | 82.04 | 1.3164 | 81.5162 | 0 | 0.42748 | 0.0075874 | 0.0075874 | 78 | 78.093 | 78 | 0.00070992 | 0.0015734 | 0.00019133 | 0 | 0 | 0 | 0 | 0.00010512 | 0.0010891 | 0.00066047 | 1.5895e-05 | 0.00056128 | 0.00017998 | 0.0020667 | 0.00043418 | 0 | 0 | 0 | 0 | 0 | 0 | 0.43674 | 0 | 0 | 0 | 0 | 0.057451 | 0 | 0 | 0 | 0 | 0.82226 | 0 | 0 | 0
6 | 153 | 4 | 80.06 | 1.1396 | 81.5162 | 0 | 0.42748 | 0.0050858 | 0.0050858 | 78 | 78.0623 | 78 | 0.00036199 | 0.00080228 | 9.7562e-05 | 0 | 0 | 0 | 0 | 5.3657e-05 | 0.00055535 | 0.00033679 | 8.1049e-06 | 0.0002862 | 8.2986e-05 | 0.0020667 | 0.00043418 | 0 | 0 | 0 | 0 | 0 | 0 | 0.29274 | 0 | 0 | 0 | 0 | 0.057451 | 0 | 0 | 0 | 0 | 0.78937 | 0 | 0 | 0
6 | 153 | 5 | 80.06 | 1.1417 | 81.5162 | 0 | 0.42748 | 0.0051234 | 0.0051234 | 78 | 78.0628 | 78 | 0.00036199 | 0.00080228 | 9.7562e-05 | 0 | 0 | 0 | 0 | 5.3939e-05 | 0.00055535 | 0.00033687 | 8.1049e-06 | 0.0002862 | 0.0001203 | 0.0020667 | 0.00043418 | 0 | 0 | 0 | 0 | 0 | 0 | 0.29491 | 0 | 0 | 0 | 0 | 0.057451 | 0 | 0 | 0 | 0 | 0.78937 | 0 | 0 | 0
6 | 153 | 6 | 78.98 | 1.1492 | 81.5162 | 0 | 0.50291 | 0.0034335 | 0.0034335 | 78 | 78.0421 | 78 | 0.00017221 | 0.00038167 | 4.6413e-05 | 0 | 0 | 4.5704e-05 | 1.7703e-05 | 2.5221e-05 | -0.00053085 | -0.00032997 | 3.8557e-06 | 0.00013615 | 1.2496e-05 | 0.0034529 | 0.00072422 | 0 | 0 | 0 | 0 | 0 | 0 | 0.19764 | 0 | 0 | 0 | 0 | 0.063497 | 0 | 0 | 0 | 0 | 0.88804 | 0 | 0 | 0
6 | 153 | 7 | 78.98 | 1.9942 | 81.5162 | 0 | 3.7718 | 0.0089909 | 0.0089909 | 78 | 78.1102 | 78 | 0.00017221 | 0.00038167 | 4.6413e-05 | 0 | 0 | 0.0014397 | 0.00055764 | 2.543e-05 | 0.00078879 | 0.0001603 | 3.8557e-06 | 0.00013615 | 2.9893e-05 | 0.0043383 | 0.00091055 | 0 | 0 | 0 | 0 | 0 | 0 | 0.51753 | 0 | 0 | 0 | 0 | 0.32547 | 0 | 0 | 0 | 0 | 1.1512 | 0 | 0 | 0
6 | 153 | 8 | 80.06 | 2.8772 | 81.5162 | 0 | 3.7718 | 0.020903 | 0.020903 | 78 | 78.2562 | 78 | 0.00036199 | 0.00080228 | 9.7562e-05 | 0 | 0 | 0.0035649 | 0.0013808 | 5.3655e-05 | 0.0028322 | 0.0009344 | 8.1049e-06 | 0.0002862 | 8.2986e-05 | 0.0086767 | 0.0018211 | 0 | 0 | 0 | 0 | 0 | 0 | 1.2032 | 0 | 0 | 0 | 0 | 0.32547 | 0 | 0 | 0 | 0 | 1.3485 | 0 | 0 | 0
6 | 153 | 9 | 80.06 | 1.6664 | 81.5162 | 0 | 3.2689 | 0.025398 | 0 | 78 | 78.3113 | 78.3113 | 0.00036199 | 0.00080228 | 9.7562e-05 | 0 | 0 | 0.0067932 | 0.0027908 | 5.3616e-05 | 0.0058248 | 0.0021726 | 8.1049e-06 | 0.0002862 | 8.2986e-05 | 0.0050623 | 0.0010617 | 0 | 0 | 0 | 0 | 0 | 0 | 0 | 0 | 0 | 0 | 0 | 0.28501 | 0 | 0 | 0 | 0 | 1.3814 | 0 | 0 | 0
6 | 153 | 10 | 80.96 | 1.6991 | 81.5162 | 0 | 3.2689 | 0.027122 | 0 | 78.3113 | 78.6436 | 78.6436 | 0.00046544 | 0.0010316 | 0.00012544 | 0 | 0 | 0.0080404 | 0.0034137 | 6.88e-05 | 0.0071102 | 0.0026498 | 1.0421e-05 | 0.00036799 | 9.087e-05 | 0.0030973 | 0.00065039 | 0 | 0 | 0 | 0 | 0 | 0 | 0 | 0 | 0 | 0 | 0 | 0.28485 | 0 | 0 | 0 | 0 | 1.4143 | 0 | 0 | 0
6 | 153 | 11 | 84.02 | 1.7318 | 81.5162 | 0 | 3.2689 | 0.03991 | 0 | 78.6436 | 79.1327 | 79.1327 | 0.00094474 | 0.0020939 | 0.00025462 | 0 | 0 | 0.010182 | 0.00607 | 0.00013992 | 0.011928 | 0.0035633 | 2.1153e-05 | 0.00074694 | 0.00021694 | 0.0030973 | 0.00065039 | 0 | 0 | 0 | 0 | 0 | 0 | 0 | 0 | 0 | 0 | 0 | 0.28461 | 0 | 0 | 0 | 0 | 1.4472 | 0 | 0 | 0
6 | 153 | 12 | 84.92 | 1.6549 | 81.5162 | 0 | 2.3134 | 0.046529 | 0 | 79.1327 | 79.703 | 79.703 | 0.0010169 | 0.0022539 | 0.00027408 | 0 | 0 | 0.0080654 | 0.0088086 | 0.0001508 | 0.017132 | 0.002724 | 2.277e-05 | 0.00080403 | 0.00027913 | 0.0041315 | 0.0008666 | 0 | 0 | 0 | 0 | 0 | 0 | 0 | 0 | 0 | 0 | 0 | 0.20775 | 0 | 0 | 0 | 0 | 1.4472 | 0 | 0 | 0
6 | 153 | 13 | 87.98 | 3.0021 | 81.5162 | 0 | 2.3134 | 0.048215 | 0.023978 | 79.703 | 80.2939 | 80 | 0.0014545 | 0.0032235 | 0.000392 | 0 | 0 | 0.0091594 | 0.0080534 | 0.00021655 | 0.01664 | 0.0036422 | 3.2565e-05 | 0.0011499 | 0.00050288 | 0.0030973 | 0.00065039 | 0 | 0 | 0 | 0 | 0 | 0 | 1.3802 | 0 | 0 | 0 | 0 | 0.20761 | 0 | 0 | 0 | 0 | 1.4143 | 0 | 0 | 0
6 | 153 | 14 | 91.04 | 4.5569 | 81.5162 | 0 | 1.8608 | 0.052191 | 0.052191 | 80 | 80.6396 | 80 | 0.00194 | 0.0042996 | 0.00052285 | 0 | 0 | 0.0079509 | 0.0085126 | 0.00029041 | 0.018822 | 0.0042259 | 4.3436e-05 | 0.0015338 | 0.0009246 | 0.0025838 | 0.00054141 | 0 | 0 | 0 | 0 | 0 | 0 | 3.0042 | 0 | 0 | 0 | 0 | 0.17133 | 0 | 0 | 0 | 0 | 1.3814 | 0 | 0 | 0
6 | 153 | 15 | 93.02 | 13.7217 | 81.5162 | 0 | 1.8608 | 0.048768 | 0.21196 | 80 | 80.5977 | 78 | 0.0022879 | 0.0050707 | 0.00061663 | 0 | 0 | 0.0061153 | 0.007017 | 0.00033974 | 0.01702 | 0.0043734 | 5.1226e-05 | 0.0018089 | 0.00081714 | 0.0026854 | 0.00056426 | 0 | 0 | 0 | 0 | 0 | 0 | 12.2009 | 0 | 0 | 0 | 0 | 0.17231 | 0 | 0 | 0 | 0 | 1.3485 | 0 | 0 | 0
6 | 153 | 16 | 93.02 | 4.3355 | 81.5162 | 0 | 1.8608 | 0.047757 | 0.047757 | 78 | 78.5853 | 78 | 0.0026393 | 0.0058496 | 0.00071135 | 0 | 0 | 0.0055289 | 0.0056063 | 0.00039563 | 0.015388 | 0.004754 | 5.9095e-05 | 0.0020867 | 0.0014886 | 0.0026854 | 0.00056426 | 0 | 0 | 0 | 0 | 0 | 0 | 2.7489 | 0 | 0 | 0 | 0 | 0.17231 | 0 | 0 | 0 | 0 | 1.4143 | 0 | 0 | 0
6 | 153 | 17 | 91.04 | 4.0879 | 81.5162 | 0 | 1.8608 | 0.038883 | 0.038883 | 78 | 78.4765 | 78 | 0.0022914 | 0.0050785 | 0.00061757 | 0 | 0 | 0.0066834 | 0.0030793 | 0.00034403 | 0.008959 | 0.0038494 | 5.1305e-05 | 0.0018117 | 0.0013669 | 0.0039265 | 0.00082442 | 0 | 0 | 0 | 0 | 0 | 0 | 2.2382 | 0 | 0 | 0 | 0 | 0.17231 | 0 | 0 | 0 | 0 | 1.6774 | 0 | 0 | 0
6 | 153 | 18 | 89.96 | 4.3086 | 81.5162 | 0 | 3.1683 | 0.033469 | 0.033469 | 78 | 78.4102 | 78 | 0.0021016 | 0.0046579 | 0.00056643 | 0 | 0 | 0.0041717 | 0.0018496 | 0.00031407 | 0.0079883 | 0.0039656 | 4.7056e-05 | 0.0016616 | 0.0010209 | 0.0042349 | 0.00088946 | 0 | 0 | 0 | 0 | 0 | 0 | 1.9265 | 0 | 0 | 0 | 0 | 0.2771 | 0 | 0 | 0 | 0 | 2.105 | 0 | 0 | 0
6 | 153 | 19 | 87.98 | 3.7065 | 81.5162 | 0 | 3.1683 | 0.02358 | 0.02358 | 78 | 78.289 | 78 | 0.0017537 | 0.0038868 | 0.00047265 | 0 | 0 | 0.0027635 | 0.00052429 | 0.00025969 | 0.0037743 | 0.0026533 | 3.9266e-05 | 0.0013865 | 0.00056672 | 0.0045452 | 0.0009545 | 0 | 0 | 0 | 0 | 0 | 0 | 1.3573 | 0 | 0 | 0 | 0 | 0.2771 | 0 | 0 | 0 | 0 | 2.0721 | 0 | 0 | 0
6 | 153 | 20 | 84.92 | 3.2067 | 81.5162 | 0 | 3.1683 | 0.017184 | 0.017184 | 78 | 78.2106 | 78 | 0.001216 | 0.002695 | 0.00032773 | 0 | 0 | 0 | 0 | 0.0001777 | 0.0018655 | 0.001131 | 2.7226e-05 | 0.0009614 | 0.00015885 | 0.0071272 | 0.0014959 | 0 | 0 | 0 | 0 | 0 | 0 | 0.98911 | 0 | 0 | 0 | 0 | 0.2771 | 0 | 0 | 0 | 0 | 1.9405 | 0 | 0 | 0
6 | 153 | 21 | 82.04 | 2.9024 | 81.5162 | 0 | 3.1683 | 0.013611 | 0.013611 | 78 | 78.1668 | 78 | 0.00070992 | 0.0015734 | 0.00019133 | 0 | 0 | 0 | 0 | 0.00010412 | 0.0010891 | 0.0006602 | 1.5895e-05 | 0.00056128 | 8.2561e-05 | 0.0071272 | 0.0014959 | 0 | 0 | 0 | 0 | 0 | 0 | 0.78346 | 0 | 0 | 0 | 0 | 0.2771 | 0 | 0 | 0 | 0 | 1.8419 | 0 | 0 | 0
6 | 153 | 22 | 80.06 | 2.6359 | 81.5162 | 0 | 2.5649 | 0.011535 | 0.011535 | 78 | 78.1414 | 78 | 0.00036199 | 0.00080228 | 9.7562e-05 | 0 | 0 | 0 | 0 | 5.3059e-05 | 0.00055535 | 0.00033663 | 8.1049e-06 | 0.0002862 | 3.1945e-05 | 0.0074411 | 0.0015609 | 0 | 0 | 0 | 0 | 0 | 0 | 0.66398 | 0 | 0 | 0 | 0 | 0.22874 | 0 | 0 | 0 | 0 | 1.7432 | 0 | 0 | 0
6 | 153 | 23 | 78.08 | 2.2326 | 81.5162 | 0 | 2.5649 | 0.0091004 | 0.0091004 | 78 | 78.1115 | 78 | 1.4058e-05 | 3.1157e-05 | 3.7888e-06 | 0 | 0 | 0 | 0 | 2.0673e-06 | 2.1567e-05 | 1.3075e-05 | 3.1475e-07 | 1.1114e-05 | 1.2458e-06 | 0.0074411 | 0.0015609 | 0 | 0 | 0 | 0 | 0 | 0 | 0.52383 | 0 | 0 | 0 | 0 | 0.22874 | 0 | 0 | 0 | 0 | 1.4801 | 0 | 0 | 0
6 | 153 | 24 | 77 | 1.2744 | 81.5162 | 0 | 0.42748 | 0.0054986 | 0 | 78 | 78.0674 | 78 | -0.00017572 | -0.00038946 | -4.736e-05 | 0 | 0 | 0 | 0 | -2.553e-05 | -0.00026959 | -0.00016335 | -3.9344e-06 | -0.00013893 | -2.7834e-06 | 0.0067153 | 0.0014098 | 0 | 0 | 0 | 0 | 0 | 0 | 0 | 0 | 0 | 0 | 0 | 0.057451 | 0 | 0 | 0 | 0 | 1.2169 | 0 | 0 | 0
6 | 154 | 1 | 75.92 | 0.97812 | 81.7108 | 0 | 0.42609 | -0.00048108 | 0 | 78 | 77.9941 | 77.9941 | -0.0003655 | -0.00081007 | -9.8509e-05 | 0 | 0 | 0 | 0 | -5.3401e-05 | -0.00056074 | -0.00033985 | -8.1836e-06 | -0.00028898 | -2.2515e-05 | 0.0020667 | 0.00043418 | 0 | 0 | 0 | 0 | 0 | 0 | 0 | 0 | 0 | 0 | 0 | 0.057191 | 0 | 0 | 0 | 0 | 0.92093 | 0 | 0 | 0
6 | 154 | 2 | 73.94 | 0.91235 | 81.7108 | 0 | 0.42609 | -0.0029199 | 0 | 77.9941 | 77.9583 | 77.9583 | -0.00071239 | -0.0015789 | -0.000192 | 0 | 0 | 0 | 0 | -0.00010429 | -0.0010929 | -0.00066245 | -1.5951e-05 | -0.00056324 | -6.4409e-05 | 0.0020667 | 0.00043418 | 0 | 0 | 0 | 0 | 0 | 0 | 0 | 0 | 0 | 0 | 0 | 0.057208 | 0 | 0 | 0 | 0 | 0.85515 | 0 | 0 | 0
6 | 154 | 3 | 73.94 | 0.87948 | 81.7108 | 0 | 0.42609 | -0.0029634 | 0 | 77.9583 | 77.922 | 77.922 | -0.00070611 | -0.001565 | -0.00019031 | 0 | 0 | 0 | 0 | -0.00010432 | -0.0010833 | -0.00065686 | -1.581e-05 | -0.00055827 | -0.00015015 | 0.0020667 | 0.00043418 | 0 | 0 | 0 | 0 | 0 | 0 | 0 | 0 | 0 | 0 | 0 | 0.057226 | 0 | 0 | 0 | 0 | 0.82226 | 0 | 0 | 0
6 | 154 | 4 | 73.94 | 0.84661 | 81.7108 | 0 | 0.42609 | -0.0029464 | 0 | 77.922 | 77.8859 | 77.8859 | -0.00069972 | -0.0015508 | -0.00018859 | 0 | 0 | 0 | 0 | -0.00010367 | -0.0010735 | -0.000651 | -1.5667e-05 | -0.00055322 | -0.0001769 | 0.0020667 | 0.00043418 | 0 | 0 | 0 | 0 | 0 | 0 | 0 | 0 | 0 | 0 | 0 | 0.057244 | 0 | 0 | 0 | 0 | 0.78937 | 0 | 0 | 0
6 | 154 | 5 | 73.04 | 0.84663 | 81.7108 | 0 | 0.42609 | -0.0039032 | 0 | 77.8859 | 77.8381 | 77.8381 | -0.00085153 | -0.0018873 | -0.0002295 | 0 | 0 | 0 | 0 | -0.00012449 | -0.0013064 | -0.00079177 | -1.9066e-05 | -0.00067325 | -8.6606e-05 | 0.0020667 | 0.00043418 | 0 | 0 | 0 | 0 | 0 | 0 | 0 | 0 | 0 | 0 | 0 | 0.057268 | 0 | 0 | 0 | 0 | 0.78937 | 0 | 0 | 0
6 | 154 | 6 | 71.96 | 0.95133 | 81.7108 | 0 | 0.50129 | -0.0050535 | 0 | 77.8381 | 77.7761 | 77.7761 | -0.0010329 | -0.0022893 | -0.00027838 | 0 | 0 | 0.0004973 | 6.2982e-05 | -0.00015196 | -0.0028795 | -0.0014209 | -2.3127e-05 | -0.00081665 | -0.00017395 | 0.0034529 | 0.00072422 | 0 | 0 | 0 | 0 | 0 | 0 | 0 | 0 | 0 | 0 | 0 | 0.063297 | 0 | 0 | 0 | 0 | 0.88804 | 0 | 0 | 0
6 | 154 | 7 | 73.94 | 1.4744 | 81.7108 | 0 | 3.7597 | 0.0081504 | 0 | 77.7761 | 77.876 | 77.876 | -0.00067409 | -0.001494 | -0.00018168 | 0 | 0 | 0.0033142 | 0.0015163 | -9.9332e-05 | 0.0007216 | 0.00046355 | -1.5093e-05 | -0.00053296 | -0.00011699 | 0.0043383 | 0.00091055 | 0 | 0 | 0 | 0 | 0 | 0 | 0 | 0 | 0 | 0 | 0 | 0.3232 | 0 | 0 | 0 | 0 | 1.1512 | 0 | 0 | 0
6 | 154 | 8 | 77 | 1.6716 | 81.7108 | 0 | 3.7597 | 0.025324 | 0 | 77.876 | 78.1864 | 78 | -0.00015393 | -0.00034117 | -4.1488e-05 | 0 | 0 | 0.0058437 | 0.0030578 | -2.2717e-05 | 0.0049267 | 0.0017027 | -3.4466e-06 | -0.00012171 | -2.0611e-05 | 0.0086767 | 0.0018211 | 0 | 0 | 0 | 0 | 0 | 0 | 0 | 0 | 0 | 0 | 0 | 0.32314 | 0 | 0 | 0 | 0 | 1.3485 | 0 | 0 | 0
6 | 154 | 9 | 80.06 | 1.6643 | 81.7108 | 0 | 3.2584 | 0.033502 | 0 | 78 | 78.4106 | 78.4106 | 0.00036199 | 0.00080228 | 9.7562e-05 | 0 | 0 | 0.0065732 | 0.0056531 | 5.2857e-05 | 0.010712 | 0.0028187 | 8.1049e-06 | 0.0002862 | 1.1691e-05 | 0.0050623 | 0.0010617 | 0 | 0 | 0 | 0 | 0 | 0 | 0 | 0 | 0 | 0 | 0 | 0.28295 | 0 | 0 | 0 | 0 | 1.3814 | 0 | 0 | 0
6 | 154 | 10 | 82.94 | 1.697 | 81.7108 | 0 | 3.2584 | 0.038165 | 0 | 78.4106 | 78.8783 | 78.8783 | 0.00079592 | 0.001764 | 0.00021451 | 0 | 0 | 0.0062205 | 0.0074032 | 0.00011669 | 0.01425 | 0.0029283 | 1.7821e-05 | 0.00062928 | 7.7371e-05 | 0.0030973 | 0.00065039 | 0 | 0 | 0 | 0 | 0 | 0 | 0 | 0 | 0 | 0 | 0 | 0.28272 | 0 | 0 | 0 | 0 | 1.4143 | 0 | 0 | 0
6 | 154 | 11 | 86 | 1.7296 | 81.7108 | 0 | 3.2584 | 0.044627 | 0 | 78.8783 | 79.4252 | 79.4252 | 0.0012514 | 0.0027736 | 0.00033728 | 0 | 0 | 0.0069081 | 0.0084891 | 0.00018494 | 0.016673 | 0.0029748 | 2.802e-05 | 0.00098943 | 0.00026997 | 0.0030973 | 0.00065039 | 0 | 0 | 0 | 0 | 0 | 0 | 0 | 0 | 0 | 0 | 0 | 0.28245 | 0 | 0 | 0 | 0 | 1.4472 | 0 | 0 | 0
6 | 154 | 12 | 87.08 | 1.7313 | 81.7108 | 0 | 2.3059 | 0.048257 | 0.001355 | 79.4252 | 80.0166 | 80 | 0.0013451 | 0.0029812 | 0.00036253 | 0 | 0 | 0.006619 | 0.0094174 | 0.00019746 | 0.018556 | 0.0024643 | 3.0117e-05 | 0.0010635 | 0.00022246 | 0.0041315 | 0.0008666 | 0 | 0 | 0 | 0 | 0 | 0 | 0.077994 | 0 | 0 | 0 | 0 | 0.20618 | 0 | 0 | 0 | 0 | 1.4472 | 0 | 0 | 0
6 | 154 | 13 | 89.06 | 4.4569 | 81.7108 | 0 | 2.3059 | 0.049277 | 0.049277 | 80 | 80.6039 | 80 | 0.001592 | 0.0035285 | 0.00042908 | 0 | 0 | 0.0066351 | 0.0093977 | 0.00023575 | 0.019186 | 0.0027944 | 3.5646e-05 | 0.0012587 | 0.00043673 | 0.0030973 | 0.00065039 | 0 | 0 | 0 | 0 | 0 | 0 | 2.8365 | 0 | 0 | 0 | 0 | 0.20618 | 0 | 0 | 0 | 0 | 1.4143 | 0 | 0 | 0
6 | 154 | 14 | 91.04 | 4.4995 | 81.7108 | 0 | 1.8548 | 0.051214 | 0.051214 | 80 | 80.6276 | 80 | 0.00194 | 0.0042996 | 0.00052285 | 0 | 0 | 0.0065382 | 0.0087703 | 0.00028731 | 0.019586 | 0.00399 | 4.3436e-05 | 0.0015338 | 0.0005773 | 0.0025838 | 0.00054141 | 0 | 0 | 0 | 0 | 0 | 0 | 2.9479 | 0 | 0 | 0 | 0 | 0.17019 | 0 | 0 | 0 | 0 | 1.3814 | 0 | 0 | 0
6 | 154 | 15 | 91.94 | 13.6636 | 81.7108 | 0 | 1.8548 | 0.047778 | 0.21097 | 80 | 80.5855 | 78 | 0.0020981 | 0.0046501 | 0.00056548 | 0 | 0 | 0.0059728 | 0.0073011 | 0.00030896 | 0.01726 | 0.0041507 | 4.6977e-05 | 0.0016588 | 0.00051462 | 0.0026854 | 0.00056426 | 0 | 0 | 0 | 0 | 0 | 0 | 12.1439 | 0 | 0 | 0 | 0 | 0.17117 | 0 | 0 | 0 | 0 | 1.3485 | 0 | 0 | 0
6 | 154 | 16 | 91.94 | 4.2115 | 81.7108 | 0 | 1.8548 | 0.045622 | 0.045622 | 78 | 78.5591 | 78 | 0.0024496 | 0.005429 | 0.0006602 | 0 | 0 | 0.0050274 | 0.0057086 | 0.00036426 | 0.015292 | 0.0044526 | 5.4846e-05 | 0.0019367 | 0.00099728 | 0.0026854 | 0.00056426 | 0 | 0 | 0 | 0 | 0 | 0 | 2.6261 | 0 | 0 | 0 | 0 | 0.17117 | 0 | 0 | 0 | 0 | 1.4143 | 0 | 0 | 0
6 | 154 | 17 | 91.94 | 4.2843 | 81.7108 | 0 | 1.8548 | 0.042316 | 0.042316 | 78 | 78.5186 | 78 | 0.0024496 | 0.005429 | 0.0006602 | 0 | 0 | 0.0060125 | 0.0037329 | 0.00036337 | 0.011545 | 0.0044812 | 5.4846e-05 | 0.0019367 | 0.00089961 | 0.0039265 | 0.00082442 | 0 | 0 | 0 | 0 | 0 | 0 | 2.4357 | 0 | 0 | 0 | 0 | 0.17117 | 0 | 0 | 0 | 0 | 1.6774 | 0 | 0 | 0
6 | 154 | 18 | 89.06 | 4.2081 | 81.7108 | 0 | 3.1581 | 0.031757 | 0.031757 | 78 | 78.3892 | 78 | 0.0019435 | 0.0043074 | 0.0005238 | 0 | 0 | 0.0037997 | 0.0017585 | 0.00029038 | 0.007672 | 0.0038301 | 4.3515e-05 | 0.0015366 | 0.00092666 | 0.0042349 | 0.00088946 | 0 | 0 | 0 | 0 | 0 | 0 | 1.8279 | 0 | 0 | 0 | 0 | 0.27515 | 0 | 0 | 0 | 0 | 2.105 | 0 | 0 | 0
6 | 154 | 19 | 87.08 | 3.6196 | 81.7108 | 0 | 3.1581 | 0.022104 | 0.022104 | 78 | 78.2709 | 78 | 0.0015956 | 0.0035363 | 0.00043003 | 0 | 0 | 0.0027553 | 0.00047956 | 0.00023773 | 0.003225 | 0.0023953 | 3.5725e-05 | 0.0012615 | 0.00065226 | 0.0045452 | 0.0009545 | 0 | 0 | 0 | 0 | 0 | 0 | 1.2723 | 0 | 0 | 0 | 0 | 0.27515 | 0 | 0 | 0 | 0 | 2.0721 | 0 | 0 | 0
6 | 154 | 20 | 84.92 | 3.2107 | 81.7108 | 0 | 3.1581 | 0.017286 | 0.017286 | 78 | 78.2118 | 78 | 0.001216 | 0.002695 | 0.00032773 | 0 | 0 | 0 | 0 | 0.00017913 | 0.0018655 | 0.0011312 | 2.7226e-05 | 0.0009614 | 0.00025923 | 0.0071272 | 0.0014959 | 0 | 0 | 0 | 0 | 0 | 0 | 0.99498 | 0 | 0 | 0 | 0 | 0.27515 | 0 | 0 | 0 | 0 | 1.9405 | 0 | 0 | 0
6 | 154 | 21 | 84.02 | 3.0486 | 81.7108 | 0 | 3.1581 | 0.016185 | 0.016185 | 78 | 78.1984 | 78 | 0.0010578 | 0.0023445 | 0.00028511 | 0 | 0 | 0 | 0 | 0.00015623 | 0.0016229 | 0.00098405 | 2.3685e-05 | 0.00083637 | 0.00025132 | 0.0071272 | 0.0014959 | 0 | 0 | 0 | 0 | 0 | 0 | 0.93163 | 0 | 0 | 0 | 0 | 0.27515 | 0 | 0 | 0 | 0 | 1.8419 | 0 | 0 | 0
6 | 154 | 22 | 82.94 | 2.845 | 81.7108 | 0 | 2.5566 | 0.015196 | 0.015196 | 78 | 78.1862 | 78 | 0.00086806 | 0.0019239 | 0.00023396 | 0 | 0 | 0 | 0 | 0.00012817 | 0.0013318 | 0.00080751 | 1.9436e-05 | 0.00068632 | 0.00019462 | 0.0074411 | 0.0015609 | 0 | 0 | 0 | 0 | 0 | 0 | 0.87469 | 0 | 0 | 0 | 0 | 0.22716 | 0 | 0 | 0 | 0 | 1.7432 | 0 | 0 | 0
6 | 154 | 23 | 82.04 | 2.5182 | 81.7108 | 0 | 2.5566 | 0.014089 | 0.014089 | 78 | 78.1727 | 78 | 0.00070992 | 0.0015734 | 0.00019133 | 0 | 0 | 0 | 0 | 0.00010513 | 0.0010891 | 0.00066047 | 1.5895e-05 | 0.00056128 | 0.00017998 | 0.0074411 | 0.0015609 | 0 | 0 | 0 | 0 | 0 | 0 | 0.81095 | 0 | 0 | 0 | 0 | 0.22716 | 0 | 0 | 0 | 0 | 1.4801 | 0 | 0 | 0
6 | 154 | 24 | 80.96 | 1.9622 | 81.7108 | 0 | 0.42609 | 0.011953 | 0.011953 | 78 | 78.1465 | 78 | 0.00052014 | 0.0011528 | 0.00014019 | 0 | 0 | 0 | 0 | 7.7903e-05 | 0.00079798 | 0.00048415 | 1.1646e-05 | 0.00041124 | 0.00023213 | 0.0067153 | 0.0014098 | 0 | 0 | 0 | 0 | 0 | 0 | 0.68804 | 0 | 0 | 0 | 0 | 0.057188 | 0 | 0 | 0 | 0 | 1.2169 | 0 | 0 | 0
6 | 155 | 1 | 80.06 | 1.2773 | 81.903 | 0 | 0.42472 | 0.0052028 | 0.0052028 | 78 | 78.0638 | 78 | 0.00036199 | 0.00080228 | 9.7562e-05 | 0 | 0 | 0 | 0 | 5.4478e-05 | 0.00055535 | 0.00033702 | 8.1049e-06 | 0.0002862 | 0.00019899 | 0.0020667 | 0.00043418 | 0 | 0 | 0 | 0 | 0 | 0 | 0.29948 | 0 | 0 | 0 | 0 | 0.056928 | 0 | 0 | 0 | 0 | 0.92093 | 0 | 0 | 0
6 | 155 | 2 | 78.98 | 1.1282 | 81.903 | 0 | 0.42472 | 0.0037554 | 0.0037554 | 78 | 78.046 | 78 | 0.00017221 | 0.00038167 | 4.6413e-05 | 0 | 0 | 0 | 0 | 2.5733e-05 | 0.0002642 | 0.00016028 | 3.8557e-06 | 0.00013615 | 6.4038e-05 | 0.0020667 | 0.00043418 | 0 | 0 | 0 | 0 | 0 | 0 | 0.21616 | 0 | 0 | 0 | 0 | 0.056928 | 0 | 0 | 0 | 0 | 0.85515 | 0 | 0 | 0
6 | 155 | 3 | 78.08 | 1.0288 | 81.903 | 0 | 0.42472 | 0.0025997 | 0.0025997 | 78 | 78.0319 | 78 | 1.4058e-05 | 3.1157e-05 | 3.7888e-06 | 0 | 0 | 0 | 0 | 2.071e-06 | 2.1567e-05 | 1.3076e-05 | 3.1475e-07 | 1.1114e-05 | 1.7283e-06 | 0.0020667 | 0.00043418 | 0 | 0 | 0 | 0 | 0 | 0 | 0.14964 | 0 | 0 | 0 | 0 | 0.056928 | 0 | 0 | 0 | 0 | 0.82226 | 0 | 0 | 0
6 | 155 | 4 | 77 | 0.84629 | 81.903 | 0 | 0.42472 | 0.00080607 | 0 | 78 | 78.0099 | 78 | -0.00017572 | -0.00038946 | -4.736e-05 | 0 | 0 | 0 | 0 | -2.6113e-05 | -0.00026959 | -0.00016351 | -3.9344e-06 | -0.00013893 | -4.5976e-05 | 0.0020667 | 0.00043418 | 0 | 0 | 0 | 0 | 0 | 0 | 0 | 0 | 0 | 0 | 0 | 0.056928 | 0 | 0 | 0 | 0 | 0.78937 | 0 | 0 | 0
6 | 155 | 5 | 75.92 | 0.8463 | 81.903 | 0 | 0.42472 | -0.00051408 | 0 | 78 | 77.9937 | 77.9937 | -0.0003655 | -0.00081007 | -9.8509e-05 | 0 | 0 | 0 | 0 | -5.3876e-05 | -0.00056074 | -0.00033998 | -8.1836e-06 | -0.00028898 | -5.4907e-05 | 0.0020667 | 0.00043418 | 0 | 0 | 0 | 0 | 0 | 0 | 0 | 0 | 0 | 0 | 0 | 0.056931 | 0 | 0 | 0 | 0 | 0.78937 | 0 | 0 | 0
6 | 155 | 6 | 75.92 | 0.95092 | 81.903 | 0 | 0.49967 | 0.00084642 | 0 | 77.9937 | 78.0041 | 78 | -0.00036439 | -0.00080762 | -9.821e-05 | 0 | 0 | 0.00028323 | 5.2746e-05 | -5.4576e-05 | -0.0008108 | -0.00035129 | -8.1588e-06 | -0.0002881 | -0.00015931 | 0.0034529 | 0.00072422 | 0 | 0 | 0 | 0 | 0 | 0 | 0 | 0 | 0 | 0 | 0 | 0.062881 | 0 | 0 | 0 | 0 | 0.88804 | 0 | 0 | 0
6 | 155 | 7 | 75.02 | 1.472 | 81.903 | 0 | 3.7475 | 0.0082536 | 0 | 78 | 78.1011 | 78 | -0.00052365 | -0.0011606 | -0.00014113 | 0 | 0 | 0.0029547 | 0.0012572 | -7.7187e-05 | 0.0008927 | 0.00031341 | -1.1725e-05 | -0.00041401 | -8.4961e-05 | 0.0043383 | 0.00091055 | 0 | 0 | 0 | 0 | 0 | 0 | 0 | 0 | 0 | 0 | 0 | 0.32085 | 0 | 0 | 0 | 0 | 1.1512 | 0 | 0 | 0
6 | 155 | 8 | 78.08 | 3.2376 | 81.903 | 0 | 3.7475 | 0.027245 | 0.027245 | 78 | 78.3339 | 78 | 1.4058e-05 | 3.1157e-05 | 3.7888e-06 | 0 | 0 | 0.005873 | 0.0033475 | 2.0644e-06 | 0.0055312 | 0.0019325 | 3.1475e-07 | 1.1114e-05 | 8.3327e-07 | 0.0086767 | 0.0018211 | 0 | 0 | 0 | 0 | 0 | 0 | 1.5683 | 0 | 0 | 0 | 0 | 0.32085 | 0 | 0 | 0 | 0 | 1.3485 | 0 | 0 | 0
6 | 155 | 9 | 80.96 | 1.6624 | 81.903 | 0 | 3.2479 | 0.032752 | 0 | 78 | 78.4014 | 78.4014 | 0.00052014 | 0.0011528 | 0.00014019 | 0 | 0 | 0.0060878 | 0.0055579 | 7.6215e-05 | 0.010141 | 0.0024901 | 1.1646e-05 | 0.00041124 | 3.8782e-05 | 0.0050623 | 0.0010617 | 0 | 0 | 0 | 0 | 0 | 0 | 0 | 0 | 0 | 0 | 0 | 0.28096 | 0 | 0 | 0 | 0 | 1.3814 | 0 | 0 | 0
6 | 155 | 10 | 84.02 | 1.695 | 81.903 | 0 | 3.2479 | 0.038082 | 0 | 78.4014 | 78.8681 | 78.8681 | 0.00098731 | 0.0021882 | 0.0002661 | 0 | 0 | 0.0068068 | 0.0069912 | 0.00014587 | 0.013181 | 0.0027709 | 2.2106e-05 | 0.0007806 | 0.00019416 | 0.0030973 | 0.00065039 | 0 | 0 | 0 | 0 | 0 | 0 | 0 | 0 | 0 | 0 | 0 | 0.28073 | 0 | 0 | 0 | 0 | 1.4143 | 0 | 0 | 0
6 | 155 | 11 | 86 | 1.7276 | 81.903 | 0 | 3.2479 | 0.04511 | 0 | 78.8681 | 79.4209 | 79.4209 | 0.0012532 | 0.0027776 | 0.00033777 | 0 | 0 | 0.006742 | 0.0086155 | 0.00018414 | 0.017139 | 0.0030953 | 2.806e-05 | 0.00099084 | 0.00019856 | 0.0030973 | 0.00065039 | 0 | 0 | 0 | 0 | 0 | 0 | 0 | 0 | 0 | 0 | 0 | 0.28046 | 0 | 0 | 0 | 0 | 1.4472 | 0 | 0 | 0
6 | 155 | 12 | 87.08 | 1.8528 | 81.903 | 0 | 2.2985 | 0.050741 | 0.0034886 | 79.4209 | 80.0428 | 80 | 0.0013459 | 0.0029829 | 0.00036273 | 0 | 0 | 0.0080455 | 0.0093306 | 0.00019809 | 0.018884 | 0.003241 | 3.0134e-05 | 0.0010641 | 0.00025789 | 0.0041315 | 0.0008666 | 0 | 0 | 0 | 0 | 0 | 0 | 0.20081 | 0 | 0 | 0 | 0 | 0.20477 | 0 | 0 | 0 | 0 | 1.4472 | 0 | 0 | 0
6 | 155 | 13 | 87.08 | 4.046 | 81.903 | 0 | 2.2985 | 0.042164 | 0.042164 | 80 | 80.5167 | 80 | 0.0012441 | 0.0027574 | 0.00033531 | 0 | 0 | 0.011055 | 0.005692 | 0.00018491 | 0.011781 | 0.0039418 | 2.7856e-05 | 0.00098363 | 0.00041348 | 0.0030973 | 0.00065039 | 0 | 0 | 0 | 0 | 0 | 0 | 2.427 | 0 | 0 | 0 | 0 | 0.20477 | 0 | 0 | 0 | 0 | 1.4143 | 0 | 0 | 0
6 | 155 | 14 | 87.98 | 4.3579 | 81.903 | 0 | 1.8488 | 0.048774 | 0.048774 | 80 | 80.5977 | 80 | 0.0014023 | 0.0031079 | 0.00037793 | 0 | 0 | 0.0078516 | 0.008726 | 0.00020688 | 0.018674 | 0.0038443 | 3.1397e-05 | 0.0011087 | 0.00031755 | 0.0025838 | 0.00054141 | 0 | 0 | 0 | 0 | 0 | 0 | 2.8075 | 0 | 0 | 0 | 0 | 0.16905 | 0 | 0 | 0 | 0 | 1.3814 | 0 | 0 | 0
6 | 155 | 15 | 86 | 13.2721 | 81.903 | 0 | 1.8488 | 0.040996 | 0.20419 | 80 | 80.5024 | 78 | 0.0010543 | 0.0023367 | 0.00028416 | 0 | 0 | 0.0071125 | 0.0068884 | 0.00015868 | 0.014961 | 0.0034753 | 2.3607e-05 | 0.00083359 | 0.00061825 | 0.0026854 | 0.00056426 | 0 | 0 | 0 | 0 | 0 | 0 | 11.7536 | 0 | 0 | 0 | 0 | 0.17004 | 0 | 0 | 0 | 0 | 1.3485 | 0 | 0 | 0
6 | 155 | 16 | 87.98 | 3.9743 | 81.903 | 0 | 1.8488 | 0.041521 | 0.041521 | 78 | 78.5089 | 78 | 0.0017537 | 0.0038868 | 0.00047265 | 0 | 0 | 0.0079177 | 0.004984 | 0.00026296 | 0.0124 | 0.0042628 | 3.9266e-05 | 0.0013865 | 0.00090508 | 0.0026854 | 0.00056426 | 0 | 0 | 0 | 0 | 0 | 0 | 2.39 | 0 | 0 | 0 | 0 | 0.17004 | 0 | 0 | 0 | 0 | 1.4143 | 0 | 0 | 0
6 | 155 | 17 | 87.08 | 3.9994 | 81.903 | 0 | 1.8488 | 0.037386 | 0.037386 | 78 | 78.4582 | 78 | 0.0015956 | 0.0035363 | 0.00043003 | 0 | 0 | 0.0054556 | 0.0038824 | 0.0002378 | 0.011453 | 0.0040955 | 3.5725e-05 | 0.0012615 | 0.00065226 | 0.0039265 | 0.00082442 | 0 | 0 | 0 | 0 | 0 | 0 | 2.152 | 0 | 0 | 0 | 0 | 0.17004 | 0 | 0 | 0 | 0 | 1.6774 | 0 | 0 | 0
6 | 155 | 18 | 86 | 4.086 | 81.903 | 0 | 3.1479 | 0.029669 | 0.029669 | 78 | 78.3636 | 78 | 0.0014058 | 0.0031157 | 0.00037888 | 0 | 0 | 0.0044309 | 0.001936 | 0.00021106 | 0.0075284 | 0.0036218 | 3.1475e-05 | 0.0011114 | 0.00077288 | 0.0042349 | 0.00088946 | 0 | 0 | 0 | 0 | 0 | 0 | 1.7078 | 0 | 0 | 0 | 0 | 0.27322 | 0 | 0 | 0 | 0 | 2.105 | 0 | 0 | 0
6 | 155 | 19 | 84.02 | 3.2547 | 81.903 | 0 | 3.1479 | 0.015798 | 0.015798 | 78 | 78.1936 | 78 | 0.0010578 | 0.0023445 | 0.00028511 | 0 | 0 | 0.0010741 | 0.00041602 | 0.00015922 | 0.0023139 | 0.0011673 | 2.3685e-05 | 0.00083637 | 0.0006205 | 0.0045452 | 0.0009545 | 0 | 0 | 0 | 0 | 0 | 0 | 0.90936 | 0 | 0 | 0 | 0 | 0.27322 | 0 | 0 | 0 | 0 | 2.0721 | 0 | 0 | 0
6 | 155 | 20 | 82.04 | 3.0159 | 81.903 | 0 | 3.1479 | 0.013935 | 0.013935 | 78 | 78.1708 | 78 | 0.00070992 | 0.0015734 | 0.00019133 | 0 | 0 | 0 | 0 | 0.00010686 | 0.0010891 | 0.00066096 | 1.5895e-05 | 0.00056128 | 0.00040342 | 0.0071272 | 0.0014959 | 0 | 0 | 0 | 0 | 0 | 0 | 0.80213 | 0 | 0 | 0 | 0 | 0.27322 | 0 | 0 | 0 | 0 | 1.9405 | 0 | 0 | 0
6 | 155 | 21 | 80.06 | 2.7658 | 81.903 | 0 | 3.1479 | 0.011304 | 0.011304 | 78 | 78.1385 | 78 | 0.00036199 | 0.00080228 | 9.7562e-05 | 0 | 0 | 0 | 0 | 5.437e-05 | 0.00055535 | 0.00033699 | 8.1049e-06 | 0.0002862 | 0.00017828 | 0.0071272 | 0.0014959 | 0 | 0 | 0 | 0 | 0 | 0 | 0.65068 | 0 | 0 | 0 | 0 | 0.27322 | 0 | 0 | 0 | 0 | 1.8419 | 0 | 0 | 0
6 | 155 | 22 | 78.98 | 2.5592 | 81.903 | 0 | 2.5483 | 0.010257 | 0.010257 | 78 | 78.1257 | 78 | 0.00017221 | 0.00038167 | 4.6413e-05 | 0 | 0 | 0 | 0 | 2.5732e-05 | 0.0002642 | 0.00016028 | 3.8557e-06 | 0.00013615 | 6.4038e-05 | 0.0074411 | 0.0015609 | 0 | 0 | 0 | 0 | 0 | 0 | 0.59038 | 0 | 0 | 0 | 0 | 0.2256 | 0 | 0 | 0 | 0 | 1.7432 | 0 | 0 | 0
6 | 155 | 23 | 78.08 | 2.2297 | 81.903 | 0 | 2.5483 | 0.0091043 | 0.0091043 | 78 | 78.1116 | 78 | 1.4058e-05 | 3.1157e-05 | 3.7888e-06 | 0 | 0 | 0 | 0 | 2.1006e-06 | 2.1567e-05 | 1.3084e-05 | 3.1475e-07 | 1.1114e-05 | 5.0893e-06 | 0.0074411 | 0.0015609 | 0 | 0 | 0 | 0 | 0 | 0 | 0.52405 | 0 | 0 | 0 | 0 | 0.2256 | 0 | 0 | 0 | 0 | 1.4801 | 0 | 0 | 0
6 | 155 | 24 | 78.08 | 1.7475 | 81.903 | 0 | 0.42472 | 0.0082289 | 0.0082289 | 78 | 78.1008 | 78 | 1.4058e-05 | 3.1157e-05 | 3.7888e-06 | 0 | 0 | 0 | 0 | 2.1103e-06 | 2.1567e-05 | 1.3087e-05 | 3.1475e-07 | 1.1114e-05 | 6.6471e-06 | 0.0067153 | 0.0014098 | 0 | 0 | 0 | 0 | 0 | 0 | 0.47367 | 0 | 0 | 0 | 0 | 0.056928 | 0 | 0 | 0 | 0 | 1.2169 | 0 | 0 | 0
6 | 156 | 1 | 77 | 0.9776 | 82.0928 | 0 | 0.42335 | 0.00076699 | 0 | 78 | 78.0094 | 78 | -0.00017572 | -0.00038946 | -4.736e-05 | 0 | 0 | 0 | 0 | -2.639e-05 | -0.00026959 | -0.00016358 | -3.9344e-06 | -0.00013893 | -8.4701e-05 | 0.0020667 | 0.00043418 | 0 | 0 | 0 | 0 | 0 | 0 | 0 | 0 | 0 | 0 | 0 | 0.056671 | 0 | 0 | 0 | 0 | 0.92093 | 0 | 0 | 0
6 | 156 | 2 | 75.92 | 0.91182 | 82.0928 | 0 | 0.42335 | -0.00062012 | 0 | 78 | 77.9924 | 77.9924 | -0.0003655 | -0.00081007 | -9.8509e-05 | 0 | 0 | 0 | 0 | -5.4764e-05 | -0.00056074 | -0.00034022 | -8.1836e-06 | -0.00028898 | -0.00015982 | 0.0020667 | 0.00043418 | 0 | 0 | 0 | 0 | 0 | 0 | 0 | 0 | 0 | 0 | 0 | 0.056675 | 0 | 0 | 0 | 0 | 0.85515 | 0 | 0 | 0
6 | 156 | 3 | 75.02 | 0.87894 | 82.0928 | 0 | 0.42335 | -0.0016926 | 0 | 77.9924 | 77.9717 | 77.9717 | -0.00052231 | -0.0011576 | -0.00014077 | 0 | 0 | 0 | 0 | -7.7626e-05 | -0.00080132 | -0.00048601 | -1.1695e-05 | -0.00041296 | -0.0001489 | 0.0020667 | 0.00043418 | 0 | 0 | 0 | 0 | 0 | 0 | 0 | 0 | 0 | 0 | 0 | 0.056685 | 0 | 0 | 0 | 0 | 0.82226 | 0 | 0 | 0
6 | 156 | 4 | 75.02 | 0.84606 | 82.0928 | 0 | 0.42335 | -0.0016662 | 0 | 77.9717 | 77.9512 | 77.9512 | -0.00051867 | -0.0011495 | -0.00013979 | 0 | 0 | 0 | 0 | -7.7045e-05 | -0.00079573 | -0.00048261 | -1.1613e-05 | -0.00041008 | -0.00014774 | 0.0020667 | 0.00043418 | 0 | 0 | 0 | 0 | 0 | 0 | 0 | 0 | 0 | 0 | 0 | 0.056695 | 0 | 0 | 0 | 0 | 0.78937 | 0 | 0 | 0
6 | 156 | 5 | 73.94 | 0.84608 | 82.0928 | 0 | 0.42335 | -0.0030555 | 0 | 77.9512 | 77.9138 | 77.9138 | -0.00070486 | -0.0015622 | -0.00018997 | 0 | 0 | 0 | 0 | -0.00010511 | -0.0010814 | -0.00065597 | -1.5782e-05 | -0.00055729 | -0.00024959 | 0.0020667 | 0.00043418 | 0 | 0 | 0 | 0 | 0 | 0 | 0 | 0 | 0 | 0 | 0 | 0.056713 | 0 | 0 | 0 | 0 | 0.78937 | 0 | 0 | 0
6 | 156 | 6 | 73.04 | 0.95068 | 82.0928 | 0 | 0.49806 | -0.0028541 | 0 | 77.9138 | 77.8788 | 77.8788 | -0.00085643 | -0.0018981 | -0.00023082 | 0 | 0 | 4.5704e-05 | 1.7703e-05 | -0.00012771 | -0.0013942 | -0.00085543 | -1.9176e-05 | -0.00067712 | -0.00031139 | 0.0034529 | 0.00072422 | 0 | 0 | 0 | 0 | 0 | 0 | 0 | 0 | 0 | 0 | 0 | 0.062638 | 0 | 0 | 0 | 0 | 0.88804 | 0 | 0 | 0
6 | 156 | 7 | 71.06 | 1.4698 | 82.0928 | 0 | 3.7354 | -0.0011315 | 0 | 77.8788 | 77.8649 | 77.8649 | -0.0011982 | -0.0026556 | -0.00032294 | 0 | 0 | 0.0012112 | 0.00046913 | -0.00017645 | -0.00083058 | -0.00077559 | -2.6828e-05 | -0.00094735 | -0.00021656 | 0.0043383 | 0.00091055 | 0 | 0 | 0 | 0 | 0 | 0 | 0 | 0 | 0 | 0 | 0 | 0.31864 | 0 | 0 | 0 | 0 | 1.1512 | 0 | 0 | 0
6 | 156 | 8 | 69.98 | 1.6671 | 82.0928 | 0 | 3.7354 | 0.0020258 | 0 | 77.8649 | 77.8898 | 77.8898 | -0.0013856 | -0.0030708 | -0.00037343 | 0 | 0 | 0.0013026 | 0.00050453 | -0.00020499 | -0.0010224 | -0.00091371 | -3.1023e-05 | -0.0010955 | -0.00036062 | 0.0086767 | 0.0018211 | 0 | 0 | 0 | 0 | 0 | 0 | 0 | 0 | 0 | 0 | 0 | 0.31863 | 0 | 0 | 0 | 0 | 1.3485 | 0 | 0 | 0
6 | 156 | 9 | 69.98 | 1.6606 | 82.0928 | 0 | 3.2374 | 0.00020218 | 0 | 77.8898 | 77.8923 | 77.8923 | -0.0013899 | -0.0030805 | -0.00037461 | 0 | 0 | 0.0019653 | 0.00076122 | -0.0002049 | -0.00040571 | -0.00068742 | -3.112e-05 | -0.0010989 | -0.00031354 | 0.0050623 | 0.0010617 | 0 | 0 | 0 | 0 | 0 | 0 | 0 | 0 | 0 | 0 | 0 | 0.27925 | 0 | 0 | 0 | 0 | 1.3814 | 0 | 0 | 0
6 | 156 | 10 | 69.98 | 1.6935 | 82.0928 | 0 | 3.2374 | 0.0021763 | 0 | 77.8923 | 77.9189 | 77.9189 | -0.0013904 | -0.0030815 | -0.00037472 | 0 | 0 | 0.0034964 | 0.0013543 | -0.0002061 | 0.0010018 | -0.00017413 | -3.113e-05 | -0.0010993 | -0.0004163 | 0.0030973 | 0.00065039 | 0 | 0 | 0 | 0 | 0 | 0 | 0 | 0 | 0 | 0 | 0 | 0.27923 | 0 | 0 | 0 | 0 | 1.4143 | 0 | 0 | 0
6 | 156 | 11 | 71.06 | 1.7264 | 82.0928 | 0 | 3.2374 | 0.0039568 | 0 | 77.9189 | 77.9674 | 77.9674 | -0.0012053 | -0.0026713 | -0.00032484 | 0 | 0 | 0.003405 | 0.0013189 | -0.00017799 | 0.0011846 | -4.1322e-05 | -2.6986e-05 | -0.00095292 | -0.00029872 | 0.0030973 | 0.00065039 | 0 | 0 | 0 | 0 | 0 | 0 | 0 | 0 | 0 | 0 | 0 | 0.27921 | 0 | 0 | 0 | 0 | 1.4472 | 0 | 0 | 0
6 | 156 | 12 | 71.06 | 1.6515 | 82.0928 | 0 | 2.2911 | 0.0054722 | 0 | 77.9674 | 78.0345 | 78.0345 | -0.0012138 | -0.0026901 | -0.00032714 | 0 | 0 | 0.0036335 | 0.0014074 | -0.00018186 | 0.0013921 | 3.0785e-05 | -2.7177e-05 | -0.00095965 | -0.00058991 | 0.0041315 | 0.0008666 | 0 | 0 | 0 | 0 | 0 | 0 | 0 | 0 | 0 | 0 | 0 | 0.20435 | 0 | 0 | 0 | 0 | 1.4472 | 0 | 0 | 0
6 | 156 | 13 | 69.08 | 1.6186 | 82.0928 | 0 | 2.2911 | 0.00046243 | 0 | 78.0345 | 78.0401 | 78.0401 | -0.0015735 | -0.0034874 | -0.00042408 | 0 | 0 | 0.0035649 | 0.0013808 | -0.00023756 | 0.00079551 | -0.00032095 | -3.5231e-05 | -0.0012441 | -0.0010533 | 0.0030973 | 0.00065039 | 0 | 0 | 0 | 0 | 0 | 0 | 0 | 0 | 0 | 0 | 0 | 0.20434 | 0 | 0 | 0 | 0 | 1.4143 | 0 | 0 | 0
6 | 156 | 14 | 66.92 | 1.5503 | 82.0928 | 0 | 1.8428 | 0.00045245 | 0 | 78.0401 | 78.0457 | 78.0457 | -0.001954 | -0.0043308 | -0.00052665 | 0 | 0 | 0.0048289 | 0.0019343 | -0.00029441 | 0.0012821 | -0.00024584 | -4.3751e-05 | -0.0015449 | -0.0012362 | 0.0025838 | 0.00054141 | 0 | 0 | 0 | 0 | 0 | 0 | 0 | 0 | 0 | 0 | 0 | 0.16889 | 0 | 0 | 0 | 0 | 1.3814 | 0 | 0 | 0
6 | 156 | 15 | 68 | 1.5174 | 82.0928 | 0 | 1.8428 | 0.0097815 | 0 | 78.0457 | 78.1656 | 78 | -0.0017652 | -0.0039124 | -0.00047576 | 0 | 0 | 0.0075049 | 0.0030727 | -0.00026506 | 0.0039806 | 0.00083159 | -3.9524e-05 | -0.0013957 | -0.0010043 | 0.0026854 | 0.00056426 | 0 | 0 | 0 | 0 | 0 | 0 | 0 | 0 | 0 | 0 | 0 | 0.16892 | 0 | 0 | 0 | 0 | 1.3485 | 0 | 0 | 0
6 | 156 | 16 | 69.98 | 1.5832 | 82.0928 | 0 | 1.8428 | 9.5189e-05 | 0 | 78 | 78.0012 | 78 | -0.0014093 | -0.0031234 | -0.00037983 | 0 | 0 | 0.0029708 | 0.0011507 | -0.00021 | 0.00048852 | -0.00037155 | -3.1554e-05 | -0.0011142 | -0.00056029 | 0.0026854 | 0.00056426 | 0 | 0 | 0 | 0 | 0 | 0 | 0 | 0 | 0 | 0 | 0 | 0.16892 | 0 | 0 | 0 | 0 | 1.4143 | 0 | 0 | 0
6 | 156 | 17 | 69.98 | 1.8463 | 82.0928 | 0 | 1.8428 | 0.0062909 | 0 | 78 | 78.0771 | 78 | -0.0014093 | -0.0031234 | -0.00037983 | 0 | 0 | 0.0044689 | 0.0017591 | -0.00020775 | 0.0017623 | 0.00013564 | -3.1554e-05 | -0.0011142 | -0.00031984 | 0.0039265 | 0.00082442 | 0 | 0 | 0 | 0 | 0 | 0 | 0 | 0 | 0 | 0 | 0 | 0.16892 | 0 | 0 | 0 | 0 | 1.6774 | 0 | 0 | 0
6 | 156 | 18 | 71.06 | 2.3763 | 82.0928 | 0 | 3.1378 | 0.0017072 | 0 | 78 | 78.0209 | 78 | -0.0012195 | -0.0027028 | -0.00032868 | 0 | 0 | 0.002468 | 0.00095595 | -0.00018171 | 0.00031001 | -0.00036671 | -2.7305e-05 | -0.00096418 | -0.00047075 | 0.0042349 | 0.00088946 | 0 | 0 | 0 | 0 | 0 | 0 | 0 | 0 | 0 | 0 | 0 | 0.27132 | 0 | 0 | 0 | 0 | 2.105 | 0 | 0 | 0
6 | 156 | 19 | 69.98 | 2.3434 | 82.0928 | 0 | 3.1378 | -0.0044848 | 0 | 78 | 77.945 | 77.945 | -0.0014093 | -0.0031234 | -0.00037983 | 0 | 0 | 0.0004799 | 0.00018588 | -0.00020904 | -0.0018027 | -0.0012019 | -3.1554e-05 | -0.0011142 | -0.00042373 | 0.0045452 | 0.0009545 | 0 | 0 | 0 | 0 | 0 | 0 | 0 | 0 | 0 | 0 | 0 | 0.27134 | 0 | 0 | 0 | 0 | 2.0721 | 0 | 0 | 0
6 | 156 | 20 | 69.98 | 2.2119 | 82.0928 | 0 | 3.1378 | -0.0029115 | 0 | 77.945 | 77.9094 | 77.9094 | -0.0013996 | -0.003102 | -0.00037722 | 0 | 0 | 0 | 0 | -0.00020691 | -0.0021473 | -0.0013021 | -3.1338e-05 | -0.0011066 | -0.00036563 | 0.0071272 | 0.0014959 | 0 | 0 | 0 | 0 | 0 | 0 | 0 | 0 | 0 | 0 | 0 | 0.27136 | 0 | 0 | 0 | 0 | 1.9405 | 0 | 0 | 0
6 | 156 | 21 | 69.98 | 2.1132 | 82.0928 | 0 | 3.1378 | -0.0030574 | 0 | 77.9094 | 77.8719 | 77.8719 | -0.0013934 | -0.0030881 | -0.00037553 | 0 | 0 | 0 | 0 | -0.00020775 | -0.0021377 | -0.0012967 | -3.1197e-05 | -0.0011016 | -0.00055261 | 0.0071272 | 0.0014959 | 0 | 0 | 0 | 0 | 0 | 0 | 0 | 0 | 0 | 0 | 0 | 0.27138 | 0 | 0 | 0 | 0 | 1.8419 | 0 | 0 | 0
6 | 156 | 22 | 69.98 | 1.9673 | 82.0928 | 0 | 2.5401 | -0.0025042 | 0 | 77.8719 | 77.8412 | 77.8412 | -0.0013868 | -0.0030736 | -0.00037376 | 0 | 0 | 0 | 0 | -0.000205 | -0.0021276 | -0.0012901 | -3.105e-05 | -0.0010964 | -0.00036105 | 0.0074411 | 0.0015609 | 0 | 0 | 0 | 0 | 0 | 0 | 0 | 0 | 0 | 0 | 0 | 0.22413 | 0 | 0 | 0 | 0 | 1.7432 | 0 | 0 | 0
6 | 156 | 23 | 69.98 | 1.7042 | 82.0928 | 0 | 2.5401 | -0.0024159 | 0 | 77.8412 | 77.8116 | 77.8116 | -0.0013814 | -0.0030616 | -0.00037231 | 0 | 0 | 0 | 0 | -0.00020364 | -0.0021193 | -0.0012849 | -3.0929e-05 | -0.0010922 | -0.00031078 | 0.0074411 | 0.0015609 | 0 | 0 | 0 | 0 | 0 | 0 | 0 | 0 | 0 | 0 | 0 | 0.22415 | 0 | 0 | 0 | 0 | 1.4801 | 0 | 0 | 0
6 | 156 | 24 | 69.08 | 1.2737 | 82.0928 | 0 | 0.42335 | -0.0041621 | 0 | 77.8116 | 77.7606 | 77.7606 | -0.0015343 | -0.0034006 | -0.00041353 | 0 | 0 | 0 | 0 | -0.00022523 | -0.0023539 | -0.0014269 | -3.4354e-05 | -0.0012131 | -0.00027545 | 0.0067153 | 0.0014098 | 0 | 0 | 0 | 0 | 0 | 0 | 0 | 0 | 0 | 0 | 0 | 0.056789 | 0 | 0 | 0 | 0 | 1.2169 | 0 | 0 | 0
6 | 157 | 1 | 69.08 | 0.97752 | 82.28 | 0 | 0.42199 | -0.0087459 | 0 | 77.7606 | 77.6534 | 77.6534 | -0.0015254 | -0.0033807 | -0.00041111 | 0 | 0 | 0 | 0 | -0.00022368 | -0.0023402 | -0.0014185 | -3.4153e-05 | -0.001206 | -0.00027283 | 0.0020667 | 0.00043418 | 0 | 0 | 0 | 0 | 0 | 0 | 0 | 0 | 0 | 0 | 0 | 0.056588 | 0 | 0 | 0 | 0 | 0.92093 | 0 | 0 | 0
6 | 157 | 2 | 69.08 | 0.91179 | 82.28 | 0 | 0.42199 | -0.00865 | 0 | 77.6534 | 77.5474 | 77.5474 | -0.0015065 | -0.003339 | -0.00040604 | 0 | 0 | 0 | 0 | -0.00022152 | -0.0023113 | -0.0014012 | -3.3731e-05 | -0.0011911 | -0.00030631 | 0.0020667 | 0.00043418 | 0 | 0 | 0 | 0 | 0 | 0 | 0 | 0 | 0 | 0 | 0 | 0.05664 | 0 | 0 | 0 | 0 | 0.85515 | 0 | 0 | 0
6 | 157 | 3 | 69.98 | 0.87894 | 82.28 | 0 | 0.42199 | -0.0074169 | 0 | 77.5474 | 77.4565 | 77.4565 | -0.0013298 | -0.0029472 | -0.00035839 | 0 | 0 | 0 | 0 | -0.00019587 | -0.0020401 | -0.0012368 | -2.9773e-05 | -0.0010513 | -0.00029429 | 0.0020667 | 0.00043418 | 0 | 0 | 0 | 0 | 0 | 0 | 0 | 0 | 0 | 0 | 0 | 0.056685 | 0 | 0 | 0 | 0 | 0.82226 | 0 | 0 | 0
6 | 157 | 4 | 68 | 0.84611 | 82.28 | 0 | 0.42199 | -0.0099461 | 0 | 77.4565 | 77.3346 | 77.3346 | -0.0016617 | -0.0036829 | -0.00044786 | 0 | 0 | 0 | 0 | -0.00024668 | -0.0025494 | -0.0015461 | -3.7206e-05 | -0.0013138 | -0.00052708 | 0.0020667 | 0.00043418 | 0 | 0 | 0 | 0 | 0 | 0 | 0 | 0 | 0 | 0 | 0 | 0.056745 | 0 | 0 | 0 | 0 | 0.78937 | 0 | 0 | 0
6 | 157 | 5 | 68 | 0.84617 | 82.28 | 0 | 0.42199 | -0.0097886 | 0 | 77.3346 | 77.2146 | 77.2146 | -0.0016403 | -0.0036354 | -0.00044209 | 0 | 0 | 0 | 0 | -0.00024319 | -0.0025165 | -0.0015261 | -3.6726e-05 | -0.0012969 | -0.00051801 | 0.0020667 | 0.00043418 | 0 | 0 | 0 | 0 | 0 | 0 | 0 | 0 | 0 | 0 | 0 | 0.056804 | 0 | 0 | 0 | 0 | 0.78937 | 0 | 0 | 0
6 | 157 | 6 | 68 | 0.95076 | 82.28 | 0 | 0.49645 | -0.0095256 | 0 | 77.2146 | 77.0979 | 77.0979 | -0.0016192 | -0.0035887 | -0.00043641 | 0 | 0 | 2.2852e-05 | 8.8514e-06 | -0.00023876 | -0.0033724 | -0.0020469 | -3.6254e-05 | -0.0012802 | -0.00039136 | 0.0034529 | 0.00072422 | 0 | 0 | 0 | 0 | 0 | 0 | 0 | 0 | 0 | 0 | 0 | 0.062725 | 0 | 0 | 0 | 0 | 0.88804 | 0 | 0 | 0
6 | 157 | 7 | 68 | 1.468 | 82.28 | 0 | 3.7234 | -0.0056083 | 0 | 77.0979 | 77.0292 | 77.0292 | -0.0015987 | -0.0035432 | -0.00043088 | 0 | 0 | 0.00061701 | 0.00023899 | -0.00023267 | -0.0020823 | -0.0014006 | -3.5795e-05 | -0.001264 | -0.00021449 | 0.0043383 | 0.00091055 | 0 | 0 | 0 | 0 | 0 | 0 | 0 | 0 | 0 | 0 | 0 | 0.31682 | 0 | 0 | 0 | 0 | 1.1512 | 0 | 0 | 0
6 | 157 | 8 | 66.92 | 1.6653 | 82.28 | 0 | 3.7234 | -0.00027183 | 0 | 77.0292 | 77.0258 | 77.0258 | -0.0017764 | -0.0039371 | -0.00047877 | 0 | 0 | 0.0014625 | 0.00056649 | -0.00026225 | -0.0014313 | -0.0011988 | -3.9774e-05 | -0.0014045 | -0.00044872 | 0.0086767 | 0.0018211 | 0 | 0 | 0 | 0 | 0 | 0 | 0 | 0 | 0 | 0 | 0 | 0.31682 | 0 | 0 | 0 | 0 | 1.3485 | 0 | 0 | 0
6 | 157 | 9 | 68 | 1.6591 | 82.28 | 0 | 3.2269 | -0.00035194 | 0 | 77.0258 | 77.0215 | 77.0215 | -0.001586 | -0.0035152 | -0.00042746 | 0 | 0 | 0.0024223 | 0.00093825 | -0.00023638 | -0.00032732 | -0.00074551 | -3.5512e-05 | -0.001254 | -0.00064746 | 0.0050623 | 0.0010617 | 0 | 0 | 0 | 0 | 0 | 0 | 0 | 0 | 0 | 0 | 0 | 0.27773 | 0 | 0 | 0 | 0 | 1.3814 | 0 | 0 | 0
6 | 157 | 10 | 69.08 | 1.692 | 82.28 | 0 | 3.2269 | 0.0066358 | 0 | 77.0215 | 77.1029 | 77.1029 | -0.0013955 | -0.0030929 | -0.00037611 | 0 | 0 | 0.0053319 | 0.0022135 | -0.00021096 | 0.002285 | 0.00027063 | -3.1245e-05 | -0.0011033 | -0.0010028 | 0.0030973 | 0.00065039 | 0 | 0 | 0 | 0 | 0 | 0 | 0 | 0 | 0 | 0 | 0 | 0.27769 | 0 | 0 | 0 | 0 | 1.4143 | 0 | 0 | 0
6 | 157 | 11 | 73.04 | 1.7247 | 82.28 | 0 | 3.2269 | 0.031524 | 0 | 77.1029 | 77.4892 | 77.4892 | -0.00071393 | -0.0015823 | -0.00019242 | 0 | 0 | 0.010236 | 0.0071289 | -0.00010729 | 0.01171 | 0.0022434 | -1.5985e-05 | -0.00056446 | -0.00036561 | 0.0030973 | 0.00065039 | 0 | 0 | 0 | 0 | 0 | 0 | 0 | 0 | 0 | 0 | 0 | 0.27751 | 0 | 0 | 0 | 0 | 1.4472 | 0 | 0 | 0
6 | 157 | 12 | 75.2 | 1.6502 | 82.28 | 0 | 2.2837 | 0.037095 | 0 | 77.4892 | 77.9438 | 77.9438 | -0.00040226 | -0.00089154 | -0.00010842 | 0 | 0 | 0.0093442 | 0.0078619 | -5.9951e-05 | 0.014322 | 0.0024886 | -9.0066e-06 | -0.00031804 | -0.00013073 | 0.0041315 | 0.0008666 | 0 | 0 | 0 | 0 | 0 | 0 | 0 | 0 | 0 | 0 | 0 | 0.20302 | 0 | 0 | 0 | 0 | 1.4472 | 0 | 0 | 0
6 | 157 | 13 | 78.08 | 1.6171 | 82.28 | 0 | 2.2837 | 0.03923 | 0 | 77.9438 | 78.4246 | 78.4246 | 2.3935e-05 | 5.3049e-05 | 6.451e-06 | 0 | 0 | 0.009185 | 0.0079506 | 3.5884e-06 | 0.015329 | 0.0029012 | 5.3591e-07 | 1.8924e-05 | 9.9825e-06 | 0.0030973 | 0.00065039 | 0 | 0 | 0 | 0 | 0 | 0 | 0 | 0 | 0 | 0 | 0 | 0.20278 | 0 | 0 | 0 | 0 | 1.4143 | 0 | 0 | 0
6 | 157 | 14 | 78.98 | 1.5488 | 82.28 | 0 | 1.8369 | 0.037641 | 0 | 78.4246 | 78.8859 | 78.8859 | 9.7603e-05 | 0.00021632 | 2.6306e-05 | 0 | 0 | 0.0085323 | 0.0074813 | 1.4622e-05 | 0.014907 | 0.0031192 | 2.1853e-06 | 7.7168e-05 | 4.1134e-05 | 0.0025838 | 0.00054141 | 0 | 0 | 0 | 0 | 0 | 0 | 0 | 0 | 0 | 0 | 0 | 0.16738 | 0 | 0 | 0 | 0 | 1.3814 | 0 | 0 | 0
6 | 157 | 15 | 80.96 | 7.7629 | 82.28 | 0 | 1.8369 | 0.036236 | 0.10852 | 78.8859 | 79.3299 | 78 | 0.00036447 | 0.00080779 | 9.8232e-05 | 0 | 0 | 0.007032 | 0.0066981 | 5.4057e-05 | 0.014306 | 0.0032465 | 8.1606e-06 | 0.00028816 | 8.362e-05 | 0.0026854 | 0.00056426 | 0 | 0 | 0 | 0 | 0 | 0 | 6.2466 | 0 | 0 | 0 | 0 | 0.16781 | 0 | 0 | 0 | 0 | 1.3485 | 0 | 0 | 0
6 | 157 | 16 | 82.04 | 3.5762 | 82.28 | 0 | 1.8369 | 0.034644 | 0.034644 | 78 | 78.4246 | 78 | 0.00070992 | 0.0015734 | 0.00019133 | 0 | 0 | 0.0051362 | 0.0057238 | 0.00010524 | 0.013734 | 0.0034636 | 1.5895e-05 | 0.00056128 | 0.00017998 | 0.0026854 | 0.00056426 | 0 | 0 | 0 | 0 | 0 | 0 | 1.9942 | 0 | 0 | 0 | 0 | 0.16781 | 0 | 0 | 0 | 0 | 1.4143 | 0 | 0 | 0
6 | 157 | 17 | 82.04 | 3.6788 | 82.28 | 0 | 1.8369 | 0.031854 | 0.031854 | 78 | 78.3904 | 78 | 0.00070992 | 0.0015734 | 0.00019133 | 0 | 0 | 0.0055044 | 0.0038949 | 0.00010608 | 0.010665 | 0.0035939 | 1.5895e-05 | 0.00056128 | 0.0002873 | 0.0039265 | 0.00082442 | 0 | 0 | 0 | 0 | 0 | 0 | 1.8336 | 0 | 0 | 0 | 0 | 0.16781 | 0 | 0 | 0 | 0 | 1.6774 | 0 | 0 | 0
6 | 157 | 18 | 78.98 | 3.3057 | 82.28 | 0 | 3.1277 | 0.016179 | 0.016179 | 78 | 78.1983 | 78 | 0.00017221 | 0.00038167 | 4.6413e-05 | 0 | 0 | 0.0042828 | 0.0017394 | 2.5691e-05 | 0.0031191 | 0.0010919 | 3.8557e-06 | 0.00013615 | 5.5124e-05 | 0.0042349 | 0.00088946 | 0 | 0 | 0 | 0 | 0 | 0 | 0.93126 | 0 | 0 | 0 | 0 | 0.26944 | 0 | 0 | 0 | 0 | 2.105 | 0 | 0 | 0
6 | 157 | 19 | 78.98 | 3.0342 | 82.28 | 0 | 3.1277 | 0.012034 | 0.012034 | 78 | 78.1475 | 78 | 0.00017221 | 0.00038167 | 4.6413e-05 | 0 | 0 | 0.0028664 | 0.00061154 | 2.5429e-05 | 0.0012475 | 0.0010135 | 3.8557e-06 | 0.00013615 | 2.9893e-05 | 0.0045452 | 0.0009545 | 0 | 0 | 0 | 0 | 0 | 0 | 0.69271 | 0 | 0 | 0 | 0 | 0.26944 | 0 | 0 | 0 | 0 | 2.0721 | 0 | 0 | 0
6 | 157 | 20 | 77 | 2.21 | 82.28 | 0 | 3.1277 | 0.0059001 | 0 | 78 | 78.0723 | 78 | -0.00017572 | -0.00038946 | -4.736e-05 | 0 | 0 | 0 | 0 | -2.5778e-05 | -0.00026959 | -0.00016345 | -3.9344e-06 | -0.00013893 | -1.2803e-05 | 0.0071272 | 0.0014959 | 0 | 0 | 0 | 0 | 0 | 0 | 0 | 0 | 0 | 0 | 0 | 0.26944 | 0 | 0 | 0 | 0 | 1.9405 | 0 | 0 | 0
6 | 157 | 21 | 73.04 | 2.1113 | 82.28 | 0 | 3.1277 | 0.0010146 | 0 | 78 | 78.0124 | 78 | -0.00087158 | -0.0019317 | -0.00023491 | 0 | 0 | 0 | 0 | -0.00012795 | -0.0013372 | -0.00081057 | -1.9515e-05 | -0.0006891 | -9.0054e-05 | 0.0071272 | 0.0014959 | 0 | 0 | 0 | 0 | 0 | 0 | 0 | 0 | 0 | 0 | 0 | 0.26944 | 0 | 0 | 0 | 0 | 1.8419 | 0 | 0 | 0
6 | 157 | 22 | 69.98 | 1.9657 | 82.28 | 0 | 2.5319 | -0.0025373 | 0 | 78 | 77.9689 | 77.9689 | -0.0014093 | -0.0031234 | -0.00037983 | 0 | 0 | 0 | 0 | -0.00020732 | -0.0021621 | -0.0013108 | -3.1554e-05 | -0.0011142 | -0.00023986 | 0.0074411 | 0.0015609 | 0 | 0 | 0 | 0 | 0 | 0 | 0 | 0 | 0 | 0 | 0 | 0.22255 | 0 | 0 | 0 | 0 | 1.7432 | 0 | 0 | 0
6 | 157 | 23 | 66.92 | 1.7026 | 82.28 | 0 | 2.5319 | -0.0064314 | 0 | 77.9689 | 77.8901 | 77.8901 | -0.0019415 | -0.0043031 | -0.00052328 | 0 | 0 | 0 | 0 | -0.00028642 | -0.0029786 | -0.001806 | -4.3471e-05 | -0.001535 | -0.00045498 | 0.0074411 | 0.0015609 | 0 | 0 | 0 | 0 | 0 | 0 | 0 | 0 | 0 | 0 | 0 | 0.22259 | 0 | 0 | 0 | 0 | 1.4801 | 0 | 0 | 0
6 | 157 | 24 | 68 | 1.2734 | 82.28 | 0 | 0.42199 | -0.0055415 | 0 | 77.8901 | 77.8222 | 77.8222 | -0.0017379 | -0.0038518 | -0.00046839 | 0 | 0 | 0 | 0 | -0.00025225 | -0.0026662 | -0.0016154 | -3.8912e-05 | -0.001374 | -0.00025189 | 0.0067153 | 0.0014098 | 0 | 0 | 0 | 0 | 0 | 0 | 0 | 0 | 0 | 0 | 0 | 0.056505 | 0 | 0 | 0 | 0 | 1.2169 | 0 | 0 | 0
6 | 158 | 1 | 66.92 | 0.97725 | 82.4647 | 0 | 0.42063 | -0.011473 | 0 | 77.8222 | 77.6816 | 77.6816 | -0.0019157 | -0.0042459 | -0.00051633 | 0 | 0 | 0 | 0 | -0.00027975 | -0.0029391 | -0.0017812 | -4.2894e-05 | -0.0015147 | -0.00030369 | 0.0020667 | 0.00043418 | 0 | 0 | 0 | 0 | 0 | 0 | 0 | 0 | 0 | 0 | 0 | 0.056324 | 0 | 0 | 0 | 0 | 0.92093 | 0 | 0 | 0
6 | 158 | 2 | 66.02 | 0.91155 | 82.4647 | 0 | 0.42063 | -0.012436 | 0 | 77.6816 | 77.5292 | 77.5292 | -0.0020492 | -0.0045417 | -0.00055229 | 0 | 0 | 0 | 0 | -0.0002992 | -0.0031438 | -0.0019053 | -4.5882e-05 | -0.0016202 | -0.00034547 | 0.0020667 | 0.00043418 | 0 | 0 | 0 | 0 | 0 | 0 | 0 | 0 | 0 | 0 | 0 | 0.056399 | 0 | 0 | 0 | 0 | 0.85515 | 0 | 0 | 0
6 | 158 | 3 | 64.04 | 0.87874 | 82.4647 | 0 | 0.42063 | -0.014767 | 0 | 77.5292 | 77.3482 | 77.3482 | -0.0023703 | -0.0052535 | -0.00063885 | 0 | 0 | 0 | 0 | -0.00034691 | -0.0036365 | -0.0022041 | -5.3072e-05 | -0.0018741 | -0.00045604 | 0.0020667 | 0.00043418 | 0 | 0 | 0 | 0 | 0 | 0 | 0 | 0 | 0 | 0 | 0 | 0.056489 | 0 | 0 | 0 | 0 | 0.82226 | 0 | 0 | 0
6 | 158 | 4 | 62.96 | 0.84595 | 82.4647 | 0 | 0.42063 | -0.015917 | 0 | 77.3482 | 77.1531 | 77.1531 | -0.0025283 | -0.0056036 | -0.00068143 | 0 | 0 | 0 | 0 | -0.00036963 | -0.0038789 | -0.0023509 | -5.6609e-05 | -0.001999 | -0.00051551 | 0.0020667 | 0.00043418 | 0 | 0 | 0 | 0 | 0 | 0 | 0 | 0 | 0 | 0 | 0 | 0.056585 | 0 | 0 | 0 | 0 | 0.78937 | 0 | 0 | 0
6 | 158 | 5 | 62.96 | 0.84605 | 82.4647 | 0 | 0.42063 | -0.015666 | 0 | 77.1531 | 76.9611 | 76.9611 | -0.002494 | -0.0055276 | -0.00067219 | 0 | 0 | 0 | 0 | -0.00036393 | -0.0038263 | -0.0023188 | -5.5842e-05 | -0.0019719 | -0.00050233 | 0.0020667 | 0.00043418 | 0 | 0 | 0 | 0 | 0 | 0 | 0 | 0 | 0 | 0 | 0 | 0.056679 | 0 | 0 | 0 | 0 | 0.78937 | 0 | 0 | 0
6 | 158 | 6 | 62.96 | 0.95063 | 82.4647 | 0 | 0.49486 | -0.015988 | 0 | 76.9611 | 76.7652 | 76.7652 | -0.0024603 | -0.0054528 | -0.00066309 | 0 | 0 | 0.00053623 | 7.6675e-05 | -0.000359 | -0.0055879 | -0.003041 | -5.5086e-05 | -0.0019452 | -0.0004895 | 0.0034529 | 0.00072422 | 0 | 0 | 0 | 0 | 0 | 0 | 0 | 0 | 0 | 0 | 0 | 0.062595 | 0 | 0 | 0 | 0 | 0.88804 | 0 | 0 | 0
6 | 158 | 7 | 69.08 | 1.4659 | 82.4647 | 0 | 3.7114 | 0.0018016 | 0 | 76.7652 | 76.7873 | 76.7873 | -0.0013505 | -0.0029931 | -0.00036397 | 0 | 0 | 0.0033337 | 0.0015129 | -0.00019808 | -0.00075561 | -0.00043368 | -3.0237e-05 | -0.0010677 | -0.00019053 | 0.0043383 | 0.00091055 | 0 | 0 | 0 | 0 | 0 | 0 | 0 | 0 | 0 | 0 | 0 | 0.31473 | 0 | 0 | 0 | 0 | 1.1512 | 0 | 0 | 0
6 | 158 | 8 | 73.94 | 1.6631 | 82.4647 | 0 | 3.7114 | 0.023571 | 0 | 76.7873 | 77.0762 | 77.0762 | -0.00050033 | -0.0011089 | -0.00013485 | 0 | 0 | 0.0057994 | 0.0036552 | -7.3144e-05 | 0.0046305 | 0.0012346 | -1.1202e-05 | -0.00039558 | -2.2169e-05 | 0.0086767 | 0.0018211 | 0 | 0 | 0 | 0 | 0 | 0 | 0 | 0 | 0 | 0 | 0 | 0.31459 | 0 | 0 | 0 | 0 | 1.3485 | 0 | 0 | 0
6 | 158 | 9 | 77 | 1.657 | 82.4647 | 0 | 3.2166 | 0.02807 | 0 | 77.0762 | 77.4202 | 77.4202 | -1.3382e-05 | -2.9658e-05 | -3.6066e-06 | 0 | 0 | 0.0062592 | 0.0054684 | -1.9524e-06 | 0.0086346 | 0.0016431 | -2.9961e-07 | -1.058e-05 | -1.629e-08 | 0.0050623 | 0.0010617 | 0 | 0 | 0 | 0 | 0 | 0 | 0 | 0 | 0 | 0 | 0 | 0.27563 | 0 | 0 | 0 | 0 | 1.3814 | 0 | 0 | 0
6 | 158 | 10 | 80.96 | 1.6897 | 82.4647 | 0 | 3.2166 | 0.035454 | 0 | 77.4202 | 77.8547 | 77.8547 | 0.00062203 | 0.0013786 | 0.00016765 | 0 | 0 | 0.0065662 | 0.00725 | 9.1509e-05 | 0.012844 | 0.0022127 | 1.3927e-05 | 0.0004918 | 6.7984e-05 | 0.0030973 | 0.00065039 | 0 | 0 | 0 | 0 | 0 | 0 | 0 | 0 | 0 | 0 | 0 | 0.27542 | 0 | 0 | 0 | 0 | 1.4143 | 0 | 0 | 0
6 | 158 | 11 | 80.96 | 1.7224 | 82.4647 | 0 | 3.2166 | 0.03855 | 0 | 77.8547 | 78.3271 | 78.3271 | 0.00054568 | 0.0012094 | 0.00014707 | 0 | 0 | 0.0069252 | 0.0084242 | 7.9901e-05 | 0.015019 | 0.0019522 | 1.2218e-05 | 0.00043143 | 5.6295e-05 | 0.0030973 | 0.00065039 | 0 | 0 | 0 | 0 | 0 | 0 | 0 | 0 | 0 | 0 | 0 | 0.27518 | 0 | 0 | 0 | 0 | 1.4472 | 0 | 0 | 0
6 | 158 | 12 | 82.94 | 1.6484 | 82.4647 | 0 | 2.2763 | 0.044431 | 0 | 78.3271 | 78.8716 | 78.8716 | 0.00081059 | 0.0017965 | 0.00021847 | 0 | 0 | 0.0077467 | 0.0090997 | 0.00011933 | 0.0168 | 0.0020596 | 1.8149e-05 | 0.00064088 | 0.00012286 | 0.0041315 | 0.0008666 | 0 | 0 | 0 | 0 | 0 | 0 | 0 | 0 | 0 | 0 | 0 | 0.20121 | 0 | 0 | 0 | 0 | 1.4472 | 0 | 0 | 0
6 | 158 | 13 | 84.92 | 1.6152 | 82.4647 | 0 | 2.2763 | 0.044979 | 0 | 78.8716 | 79.4228 | 79.4228 | 0.0010628 | 0.0023556 | 0.00028645 | 0 | 0 | 0.006944 | 0.0093045 | 0.00015571 | 0.017955 | 0.0021776 | 2.3797e-05 | 0.00084031 | 0.00012604 | 0.0030973 | 0.00065039 | 0 | 0 | 0 | 0 | 0 | 0 | 0 | 0 | 0 | 0 | 0 | 0.20094 | 0 | 0 | 0 | 0 | 1.4143 | 0 | 0 | 0
6 | 158 | 14 | 86 | 1.5471 | 82.4647 | 0 | 1.831 | 0.044804 | 0 | 79.4228 | 79.9719 | 79.9719 | 0.0011558 | 0.0025615 | 0.00031149 | 0 | 0 | 0.0062984 | 0.0087741 | 0.00016963 | 0.018262 | 0.003032 | 2.5877e-05 | 0.00091377 | 0.00017454 | 0.0025838 | 0.00054141 | 0 | 0 | 0 | 0 | 0 | 0 | 0 | 0 | 0 | 0 | 0 | 0.16576 | 0 | 0 | 0 | 0 | 1.3814 | 0 | 0 | 0
6 | 158 | 15 | 86 | 13.113 | 82.4647 | 0 | 1.831 | 0.040583 | 0.20149 | 79.9719 | 80.4692 | 78 | 0.0010593 | 0.0023477 | 0.00028549 | 0 | 0 | 0.0052356 | 0.0075885 | 0.000157 | 0.01643 | 0.0030746 | 2.3717e-05 | 0.00083749 | 0.00029377 | 0.0026854 | 0.00056426 | 0 | 0 | 0 | 0 | 0 | 0 | 11.5978 | 0 | 0 | 0 | 0 | 0.16673 | 0 | 0 | 0 | 0 | 1.3485 | 0 | 0 | 0
6 | 158 | 16 | 87.08 | 3.8215 | 82.4647 | 0 | 1.831 | 0.038923 | 0.038923 | 78 | 78.477 | 78 | 0.0015956 | 0.0035363 | 0.00043003 | 0 | 0 | 0.0047689 | 0.0059394 | 0.00023727 | 0.013993 | 0.0033106 | 3.5725e-05 | 0.0012615 | 0.00056587 | 0.0026854 | 0.00056426 | 0 | 0 | 0 | 0 | 0 | 0 | 2.2405 | 0 | 0 | 0 | 0 | 0.16673 | 0 | 0 | 0 | 0 | 1.4143 | 0 | 0 | 0
6 | 158 | 17 | 87.08 | 3.9349 | 82.4647 | 0 | 1.831 | 0.036322 | 0.036322 | 78 | 78.4451 | 78 | 0.0015956 | 0.0035363 | 0.00043003 | 0 | 0 | 0.0051694 | 0.0039342 | 0.00023654 | 0.011097 | 0.0037761 | 3.5725e-05 | 0.0012615 | 0.00049923 | 0.0039265 | 0.00082442 | 0 | 0 | 0 | 0 | 0 | 0 | 2.0908 | 0 | 0 | 0 | 0 | 0.16673 | 0 | 0 | 0 | 0 | 1.6774 | 0 | 0 | 0
6 | 158 | 18 | 86 | 3.9583 | 82.4647 | 0 | 3.1176 | 0.027548 | 0.027548 | 78 | 78.3376 | 78 | 0.0014058 | 0.0031157 | 0.00037888 | 0 | 0 | 0.0038285 | 0.0018127 | 0.00020703 | 0.0068913 | 0.0033221 | 3.1475e-05 | 0.0011114 | 0.00031869 | 0.0042349 | 0.00088946 | 0 | 0 | 0 | 0 | 0 | 0 | 1.5857 | 0 | 0 | 0 | 0 | 0.26759 | 0 | 0 | 0 | 0 | 2.105 | 0 | 0 | 0
6 | 158 | 19 | 84.02 | 3.3678 | 82.4647 | 0 | 3.1176 | 0.017862 | 0.017862 | 78 | 78.2189 | 78 | 0.0010578 | 0.0023445 | 0.00028511 | 0 | 0 | 0.0028592 | 0.00048591 | 0.00015489 | 0.0023023 | 0.0018608 | 2.3685e-05 | 0.00083637 | 0.0001518 | 0.0045452 | 0.0009545 | 0 | 0 | 0 | 0 | 0 | 0 | 1.0282 | 0 | 0 | 0 | 0 | 0.26759 | 0 | 0 | 0 | 0 | 2.0721 | 0 | 0 | 0
6 | 158 | 20 | 80.06 | 2.8516 | 82.4647 | 0 | 3.1176 | 0.011179 | 0.011179 | 78 | 78.137 | 78 | 0.00036199 | 0.00080228 | 9.7562e-05 | 0 | 0 | 0 | 0 | 5.3446e-05 | 0.00055535 | 0.00033678 | 8.1049e-06 | 0.0002862 | 5.4282e-05 | 0.0071272 | 0.0014959 | 0 | 0 | 0 | 0 | 0 | 0 | 0.64348 | 0 | 0 | 0 | 0 | 0.26759 | 0 | 0 | 0 | 0 | 1.9405 | 0 | 0 | 0
6 | 158 | 21 | 78.98 | 2.6756 | 82.4647 | 0 | 3.1176 | 0.0098364 | 0.0098364 | 78 | 78.1205 | 78 | 0.00017221 | 0.00038167 | 4.6413e-05 | 0 | 0 | 0 | 0 | 2.537e-05 | 0.0002642 | 0.00016018 | 3.8557e-06 | 0.00013615 | 2.3303e-05 | 0.0071272 | 0.0014959 | 0 | 0 | 0 | 0 | 0 | 0 | 0.5662 | 0 | 0 | 0 | 0 | 0.26759 | 0 | 0 | 0 | 0 | 1.8419 | 0 | 0 | 0
6 | 158 | 22 | 78.08 | 2.4881 | 82.4647 | 0 | 2.5238 | 0.009102 | 0.009102 | 78 | 78.1115 | 78 | 1.4058e-05 | 3.1157e-05 | 3.7888e-06 | 0 | 0 | 0 | 0 | 2.0828e-06 | 2.1567e-05 | 1.3079e-05 | 3.1475e-07 | 1.1114e-05 | 2.8733e-06 | 0.0074411 | 0.0015609 | 0 | 0 | 0 | 0 | 0 | 0 | 0.52392 | 0 | 0 | 0 | 0 | 0.22103 | 0 | 0 | 0 | 0 | 1.7432 | 0 | 0 | 0
6 | 158 | 23 | 78.08 | 2.225 | 82.4647 | 0 | 2.5238 | 0.0091009 | 0.0091009 | 78 | 78.1115 | 78 | 1.4058e-05 | 3.1157e-05 | 3.7888e-06 | 0 | 0 | 0 | 0 | 2.0693e-06 | 2.1567e-05 | 1.3075e-05 | 3.1475e-07 | 1.1114e-05 | 1.7283e-06 | 0.0074411 | 0.0015609 | 0 | 0 | 0 | 0 | 0 | 0 | 0.52386 | 0 | 0 | 0 | 0 | 0.22103 | 0 | 0 | 0 | 0 | 1.4801 | 0 | 0 | 0
6 | 158 | 24 | 75.02 | 1.2731 | 82.4647 | 0 | 0.42063 | 0.0030288 | 0 | 78 | 78.0371 | 78 | -0.00052365 | -0.0011606 | -0.00014113 | 0 | 0 | 0 | 0 | -7.7135e-05 | -0.00080337 | -0.00048707 | -1.1725e-05 | -0.00041401 | -6.7756e-05 | 0.0067153 | 0.0014098 | 0 | 0 | 0 | 0 | 0 | 0 | 0 | 0 | 0 | 0 | 0 | 0.056167 | 0 | 0 | 0 | 0 | 1.2169 | 0 | 0 | 0
6 | 159 | 1 | 73.94 | 0.97687 | 82.6467 | 0 | 0.41928 | -0.002927 | 0 | 78 | 77.9641 | 77.9641 | -0.00071343 | -0.0015812 | -0.00019228 | 0 | 0 | 0 | 0 | -0.0001043 | -0.0010945 | -0.00066337 | -1.5974e-05 | -0.00056406 | -6.4563e-05 | 0.0020667 | 0.00043418 | 0 | 0 | 0 | 0 | 0 | 0 | 0 | 0 | 0 | 0 | 0 | 0.055939 | 0 | 0 | 0 | 0 | 0.92093 | 0 | 0 | 0
6 | 159 | 2 | 73.04 | 0.91111 | 82.6467 | 0 | 0.41928 | -0.0040754 | 0 | 77.9641 | 77.9142 | 77.9142 | -0.00086528 | -0.0019177 | -0.00023321 | 0 | 0 | 0 | 0 | -0.0001276 | -0.0013275 | -0.00080486 | -1.9374e-05 | -0.00068411 | -0.00016242 | 0.0020667 | 0.00043418 | 0 | 0 | 0 | 0 | 0 | 0 | 0 | 0 | 0 | 0 | 0 | 0.055963 | 0 | 0 | 0 | 0 | 0.85515 | 0 | 0 | 0
6 | 159 | 3 | 69.98 | 0.87827 | 82.6467 | 0 | 0.41928 | -0.0084162 | 0 | 77.9142 | 77.811 | 77.811 | -0.0013942 | -0.00309 | -0.00037576 | 0 | 0 | 0 | 0 | -0.00021009 | -0.002139 | -0.0012981 | -3.1216e-05 | -0.0011023 | -0.00084216 | 0.0020667 | 0.00043418 | 0 | 0 | 0 | 0 | 0 | 0 | 0 | 0 | 0 | 0 | 0 | 0.056014 | 0 | 0 | 0 | 0 | 0.82226 | 0 | 0 | 0
6 | 159 | 4 | 69.08 | 0.84544 | 82.6467 | 0 | 0.41928 | -0.009859 | 0 | 77.811 | 77.6902 | 77.6902 | -0.0015342 | -0.0034004 | -0.0004135 | 0 | 0 | 0 | 0 | -0.00023313 | -0.0023538 | -0.001429 | -3.4352e-05 | -0.001213 | -0.0013142 | 0.0020667 | 0.00043418 | 0 | 0 | 0 | 0 | 0 | 0 | 0 | 0 | 0 | 0 | 0 | 0.056074 | 0 | 0 | 0 | 0 | 0.78937 | 0 | 0 | 0
6 | 159 | 5 | 68 | 0.8455 | 82.6467 | 0 | 0.41928 | -0.010411 | 0 | 77.6902 | 77.5626 | 77.5626 | -0.0017028 | -0.0037739 | -0.00045893 | 0 | 0 | 0 | 0 | -0.00025402 | -0.0026124 | -0.0015847 | -3.8125e-05 | -0.0013463 | -0.00070702 | 0.0020667 | 0.00043418 | 0 | 0 | 0 | 0 | 0 | 0 | 0 | 0 | 0 | 0 | 0 | 0.056136 | 0 | 0 | 0 | 0 | 0.78937 | 0 | 0 | 0
6 | 159 | 6 | 66.02 | 0.95002 | 82.6467 | 0 | 0.49327 | -0.011427 | 0 | 77.5626 | 77.4226 | 77.4226 | -0.0020283 | -0.0044954 | -0.00054666 | 0 | 0 | 2.2852e-05 | 8.8514e-06 | -0.0003004 | -0.0032821 | -0.0019948 | -4.5414e-05 | -0.0016036 | -0.0006154 | 0.0034529 | 0.00072422 | 0 | 0 | 0 | 0 | 0 | 0 | 0 | 0 | 0 | 0 | 0 | 0.061981 | 0 | 0 | 0 | 0 | 0.88804 | 0 | 0 | 0
6 | 159 | 7 | 66.02 | 1.4635 | 82.6467 | 0 | 3.6995 | -0.0084769 | 0 | 77.4226 | 77.3187 | 77.3187 | -0.0020037 | -0.0044408 | -0.00054003 | 0 | 0 | 0.00061701 | 0.00023899 | -0.00029312 | -0.0026423 | -0.0017411 | -4.4863e-05 | -0.0015842 | -0.00038121 | 0.0043383 | 0.00091055 | 0 | 0 | 0 | 0 | 0 | 0 | 0 | 0 | 0 | 0 | 0 | 0.31229 | 0 | 0 | 0 | 0 | 1.1512 | 0 | 0 | 0
6 | 159 | 8 | 66.02 | 1.6608 | 82.6467 | 0 | 3.6995 | 0.0027413 | 0 | 77.3187 | 77.3523 | 77.3523 | -0.0019854 | -0.0044004 | -0.00053511 | 0 | 0 | 0.003085 | 0.0011949 | -0.00028933 | -0.00023351 | -0.00083227 | -4.4454e-05 | -0.0015697 | -0.0003252 | 0.0086767 | 0.0018211 | 0 | 0 | 0 | 0 | 0 | 0 | 0 | 0 | 0 | 0 | 0 | 0.31228 | 0 | 0 | 0 | 0 | 1.3485 | 0 | 0 | 0
6 | 159 | 9 | 66.92 | 1.6552 | 82.6467 | 0 | 3.2063 | -0.0030027 | 0 | 77.3523 | 77.3155 | 77.3155 | -0.0018332 | -0.0040629 | -0.00049407 | 0 | 0 | 0.0019653 | 0.00076122 | -0.00026867 | -0.001139 | -0.001134 | -4.1045e-05 | -0.0014494 | -0.00036929 | 0.0050623 | 0.0010617 | 0 | 0 | 0 | 0 | 0 | 0 | 0 | 0 | 0 | 0 | 0 | 0.27379 | 0 | 0 | 0 | 0 | 1.3814 | 0 | 0 | 0
6 | 159 | 10 | 66.92 | 1.6881 | 82.6467 | 0 | 3.2063 | -0.0028742 | 0 | 77.3155 | 77.2803 | 77.2803 | -0.0018267 | -0.0040486 | -0.00049233 | 0 | 0 | 0.0027651 | 0.001071 | -0.000268 | -0.00043472 | -0.00088495 | -4.09e-05 | -0.0014443 | -0.00036713 | 0.0030973 | 0.00065039 | 0 | 0 | 0 | 0 | 0 | 0 | 0 | 0 | 0 | 0 | 0 | 0.27381 | 0 | 0 | 0 | 0 | 1.4143 | 0 | 0 | 0
6 | 159 | 11 | 69.08 | 1.7209 | 82.6467 | 0 | 3.2063 | 0.0079441 | 0 | 77.2803 | 77.3776 | 77.3776 | -0.001441 | -0.0031937 | -0.00038836 | 0 | 0 | 0.0055302 | 0.002142 | -0.00021088 | 0.0027393 | 0.00043886 | -3.2263e-05 | -0.0011393 | -0.00024867 | 0.0030973 | 0.00065039 | 0 | 0 | 0 | 0 | 0 | 0 | 0 | 0 | 0 | 0 | 0 | 0.27376 | 0 | 0 | 0 | 0 | 1.4472 | 0 | 0 | 0
6 | 159 | 12 | 69.98 | 1.6477 | 82.6467 | 0 | 2.269 | 0.0089226 | 0 | 77.3776 | 77.487 | 77.487 | -0.0012999 | -0.0028811 | -0.00035035 | 0 | 0 | 0.0057011 | 0.0022791 | -0.00018964 | 0.0019258 | -2.5363e-05 | -2.9105e-05 | -0.0010278 | -0.00017831 | 0.0041315 | 0.0008666 | 0 | 0 | 0 | 0 | 0 | 0 | 0 | 0 | 0 | 0 | 0 | 0.20056 | 0 | 0 | 0 | 0 | 1.4472 | 0 | 0 | 0
6 | 159 | 13 | 73.94 | 1.6147 | 82.6467 | 0 | 2.269 | 0.019901 | 0 | 77.487 | 77.7309 | 77.7309 | -0.00062328 | -0.0013814 | -0.00016798 | 0 | 0 | 0.0083546 | 0.0035598 | -9.2001e-05 | 0.0055546 | 0.0015612 | -1.3955e-05 | -0.00049278 | -0.0001058 | 0.0030973 | 0.00065039 | 0 | 0 | 0 | 0 | 0 | 0 | 0 | 0 | 0 | 0 | 0 | 0.20044 | 0 | 0 | 0 | 0 | 1.4143 | 0 | 0 | 0
6 | 159 | 14 | 75.92 | 1.547 | 82.6467 | 0 | 1.8251 | 0.031299 | 0 | 77.7309 | 78.1144 | 78.1144 | -0.00031821 | -0.00070525 | -8.5762e-05 | 0 | 0 | 0.010476 | 0.0060596 | -4.6911e-05 | 0.010497 | 0.0026035 | -7.1247e-06 | -0.00025158 | -4.6649e-05 | 0.0025838 | 0.00054141 | 0 | 0 | 0 | 0 | 0 | 0 | 0 | 0 | 0 | 0 | 0 | 0.1656 | 0 | 0 | 0 | 0 | 1.3814 | 0 | 0 | 0
6 | 159 | 15 | 78.08 | 3.5264 | 82.6467 | 0 | 1.8251 | 0.025621 | 0.034958 | 78.1144 | 78.4284 | 78 | -6.0501e-06 | -1.3409e-05 | -1.6306e-06 | 0 | 0 | 0.0089407 | 0.0040744 | -8.9478e-07 | 0.0071568 | 0.0022272 | -1.3546e-07 | -4.7834e-06 | -9.7468e-07 | 0.0026854 | 0.00056426 | 0 | 0 | 0 | 0 | 0 | 0 | 2.0122 | 0 | 0 | 0 | 0 | 0.16565 | 0 | 0 | 0 | 0 | 1.3485 | 0 | 0 | 0
6 | 159 | 16 | 78.98 | 3.3029 | 82.6467 | 0 | 1.8251 | 0.029933 | 0.029933 | 78 | 78.3668 | 78 | 0.00017221 | 0.00038167 | 4.6413e-05 | 0 | 0 | 0.0056069 | 0.0057946 | 2.5301e-05 | 0.012068 | 0.0024307 | 3.8557e-06 | 0.00013615 | 1.7474e-05 | 0.0026854 | 0.00056426 | 0 | 0 | 0 | 0 | 0 | 0 | 1.723 | 0 | 0 | 0 | 0 | 0.16565 | 0 | 0 | 0 | 0 | 1.4143 | 0 | 0 | 0
6 | 159 | 17 | 80.06 | 3.431 | 82.6467 | 0 | 1.8251 | 0.027587 | 0.027587 | 78 | 78.3381 | 78 | 0.00036199 | 0.00080228 | 9.7562e-05 | 0 | 0 | 0.0050799 | 0.0038995 | 5.2886e-05 | 0.0094535 | 0.002772 | 8.1049e-06 | 0.0002862 | 2.2191e-05 | 0.0039265 | 0.00082442 | 0 | 0 | 0 | 0 | 0 | 0 | 1.5879 | 0 | 0 | 0 | 0 | 0.16565 | 0 | 0 | 0 | 0 | 1.6774 | 0 | 0 | 0
6 | 159 | 18 | 80.06 | 3.5341 | 82.6467 | 0 | 3.1076 | 0.020211 | 0.020211 | 78 | 78.2477 | 78 | 0.00036199 | 0.00080228 | 9.7562e-05 | 0 | 0 | 0.003981 | 0.0018268 | 5.3146e-05 | 0.0053018 | 0.0023253 | 8.1049e-06 | 0.0002862 | 4.2228e-05 | 0.0042349 | 0.00088946 | 0 | 0 | 0 | 0 | 0 | 0 | 1.1634 | 0 | 0 | 0 | 0 | 0.26576 | 0 | 0 | 0 | 0 | 2.105 | 0 | 0 | 0
6 | 159 | 19 | 78.98 | 3.0447 | 82.6467 | 0 | 3.1076 | 0.012281 | 0.012281 | 78 | 78.1505 | 78 | 0.00017221 | 0.00038167 | 4.6413e-05 | 0 | 0 | 0.00288 | 0.00056864 | 2.513e-05 | 0.0013818 | 0.0011775 | 3.8557e-06 | 0.00013615 | 7.769e-06 | 0.0045452 | 0.0009545 | 0 | 0 | 0 | 0 | 0 | 0 | 0.7069 | 0 | 0 | 0 | 0 | 0.26576 | 0 | 0 | 0 | 0 | 2.0721 | 0 | 0 | 0
6 | 159 | 20 | 75.92 | 2.2063 | 82.6467 | 0 | 3.1076 | 0.0024195 | 0 | 78 | 78.0297 | 78 | -0.0003655 | -0.00081007 | -9.8509e-05 | 0 | 0 | 2.2852e-05 | 8.8514e-06 | -5.3829e-05 | -0.0019122 | -0.0011594 | -8.1836e-06 | -0.00028898 | -4.274e-05 | 0.0071272 | 0.0014959 | 0 | 0 | 0 | 0 | 0 | 0 | 0 | 0 | 0 | 0 | 0 | 0.26576 | 0 | 0 | 0 | 0 | 1.9405 | 0 | 0 | 0
6 | 159 | 21 | 73.94 | 2.1076 | 82.6467 | 0 | 3.1076 | 0.0020943 | 0 | 78 | 78.0257 | 78 | -0.00071343 | -0.0015812 | -0.00019228 | 0 | 0 | 0 | 0 | -0.00010501 | -0.0010945 | -0.00066353 | -1.5974e-05 | -0.00056406 | -0.00010282 | 0.0071272 | 0.0014959 | 0 | 0 | 0 | 0 | 0 | 0 | 0 | 0 | 0 | 0 | 0 | 0.26576 | 0 | 0 | 0 | 0 | 1.8419 | 0 | 0 | 0
6 | 159 | 22 | 71.96 | 1.9627 | 82.6467 | 0 | 2.5157 | -4.546e-05 | 0 | 78 | 77.9994 | 77.9994 | -0.0010614 | -0.0023523 | -0.00028605 | 0 | 0 | 0 | 0 | -0.00015589 | -0.0016283 | -0.00098708 | -2.3764e-05 | -0.00083914 | -0.0001526 | 0.0074411 | 0.0015609 | 0 | 0 | 0 | 0 | 0 | 0 | 0 | 0 | 0 | 0 | 0 | 0.21956 | 0 | 0 | 0 | 0 | 1.7432 | 0 | 0 | 0
6 | 159 | 23 | 71.96 | 1.6996 | 82.6467 | 0 | 2.5157 | -0.00014581 | 0 | 77.9994 | 77.9977 | 77.9977 | -0.0010613 | -0.0023521 | -0.00028603 | 0 | 0 | 0 | 0 | -0.00015685 | -0.0016282 | -0.00098726 | -2.3762e-05 | -0.00083907 | -0.00025239 | 0.0074411 | 0.0015609 | 0 | 0 | 0 | 0 | 0 | 0 | 0 | 0 | 0 | 0 | 0 | 0.21956 | 0 | 0 | 0 | 0 | 1.4801 | 0 | 0 | 0
6 | 159 | 24 | 71.06 | 1.2729 | 82.6467 | 0 | 0.41928 | -0.0018984 | 0 | 77.9977 | 77.9744 | 77.9744 | -0.0012191 | -0.0027019 | -0.00032857 | 0 | 0 | 0 | 0 | -0.00017887 | -0.0018703 | -0.0011337 | -2.7296e-05 | -0.00096386 | -0.00018999 | 0.0067153 | 0.0014098 | 0 | 0 | 0 | 0 | 0 | 0 | 0 | 0 | 0 | 0 | 0 | 0.055934 | 0 | 0 | 0 | 0 | 1.2169 | 0 | 0 | 0
6 | 160 | 1 | 71.06 | 0.97666 | 82.8261 | 0 | 0.41794 | -0.0065502 | 0 | 77.9744 | 77.8941 | 77.8941 | -0.001215 | -0.0026929 | -0.00032747 | 0 | 0 | 0 | 0 | -0.00017859 | -0.001864 | -0.00113 | -2.7204e-05 | -0.00096062 | -0.00022111 | 0.0020667 | 0.00043418 | 0 | 0 | 0 | 0 | 0 | 0 | 0 | 0 | 0 | 0 | 0 | 0.05573 | 0 | 0 | 0 | 0 | 0.92093 | 0 | 0 | 0
6 | 160 | 2 | 71.06 | 0.91092 | 82.8261 | 0 | 0.41794 | -0.0064489 | 0 | 77.8941 | 77.8151 | 77.8151 | -0.0012009 | -0.0026616 | -0.00032366 | 0 | 0 | 0 | 0 | -0.00017651 | -0.0018424 | -0.0011169 | -2.6888e-05 | -0.00094947 | -0.00021729 | 0.0020667 | 0.00043418 | 0 | 0 | 0 | 0 | 0 | 0 | 0 | 0 | 0 | 0 | 0 | 0.055769 | 0 | 0 | 0 | 0 | 0.85515 | 0 | 0 | 0
6 | 160 | 3 | 71.96 | 0.87806 | 82.8261 | 0 | 0.41794 | -0.0052487 | 0 | 77.8151 | 77.7508 | 77.7508 | -0.0010289 | -0.0022803 | -0.0002773 | 0 | 0 | 0 | 0 | -0.0001515 | -0.0015785 | -0.00095697 | -2.3036e-05 | -0.00081345 | -0.00020544 | 0.0020667 | 0.00043418 | 0 | 0 | 0 | 0 | 0 | 0 | 0 | 0 | 0 | 0 | 0 | 0.055801 | 0 | 0 | 0 | 0 | 0.82226 | 0 | 0 | 0
6 | 160 | 4 | 69.98 | 0.84521 | 82.8261 | 0 | 0.41794 | -0.0076331 | 0 | 77.7508 | 77.6572 | 77.6572 | -0.0013655 | -0.0030264 | -0.00036802 | 0 | 0 | 0 | 0 | -0.00020113 | -0.0020949 | -0.0012701 | -3.0573e-05 | -0.0010796 | -0.00026361 | 0.0020667 | 0.00043418 | 0 | 0 | 0 | 0 | 0 | 0 | 0 | 0 | 0 | 0 | 0 | 0.055847 | 0 | 0 | 0 | 0 | 0.78937 | 0 | 0 | 0
6 | 160 | 5 | 69.98 | 0.84526 | 82.8261 | 0 | 0.41794 | -0.0074782 | 0 | 77.6572 | 77.5656 | 77.5656 | -0.0013491 | -0.0029899 | -0.00036359 | 0 | 0 | 0 | 0 | -0.00019777 | -0.0020697 | -0.0012545 | -3.0205e-05 | -0.0010666 | -0.00022351 | 0.0020667 | 0.00043418 | 0 | 0 | 0 | 0 | 0 | 0 | 0 | 0 | 0 | 0 | 0 | 0.055892 | 0 | 0 | 0 | 0 | 0.78937 | 0 | 0 | 0
6 | 160 | 6 | 69.98 | 0.9497 | 82.8261 | 0 | 0.49169 | -0.0068642 | 0 | 77.5656 | 77.4814 | 77.4814 | -0.0013329 | -0.0029543 | -0.00035925 | 0 | 0 | 0.00014938 | 3.7998e-05 | -0.00019651 | -0.0026869 | -0.0015956 | -2.9845e-05 | -0.0010539 | -0.0002953 | 0.0034529 | 0.00072422 | 0 | 0 | 0 | 0 | 0 | 0 | 0 | 0 | 0 | 0 | 0 | 0.061666 | 0 | 0 | 0 | 0 | 0.88804 | 0 | 0 | 0
6 | 160 | 7 | 71.06 | 1.4612 | 82.8261 | 0 | 3.6877 | 0.0019654 | 0 | 77.4814 | 77.5055 | 77.5055 | -0.0011284 | -0.0025009 | -0.00030412 | 0 | 0 | 0.0026022 | 0.0010549 | -0.00016614 | -0.00026275 | -0.00051687 | -2.5265e-05 | -0.00089214 | -0.00023345 | 0.0043383 | 0.00091055 | 0 | 0 | 0 | 0 | 0 | 0 | 0 | 0 | 0 | 0 | 0 | 0.31006 | 0 | 0 | 0 | 0 | 1.1512 | 0 | 0 | 0
6 | 160 | 8 | 75.02 | 1.6584 | 82.8261 | 0 | 3.6877 | 0.020698 | 0 | 77.5055 | 77.7592 | 77.7592 | -0.00043676 | -0.00096801 | -0.00011771 | 0 | 0 | 0.0055908 | 0.0025166 | -6.4816e-05 | 0.003234 | 0.00090382 | -9.7791e-06 | -0.00034532 | -0.00010243 | 0.0086767 | 0.0018211 | 0 | 0 | 0 | 0 | 0 | 0 | 0 | 0 | 0 | 0 | 0 | 0.30994 | 0 | 0 | 0 | 0 | 1.3485 | 0 | 0 | 0
6 | 160 | 9 | 78.08 | 1.6529 | 82.8261 | 0 | 3.196 | 0.029726 | 0 | 77.7592 | 78.1235 | 78.1235 | 5.6373e-05 | 0.00012494 | 1.5193e-05 | 0 | 0 | 0.0067652 | 0.0055042 | 8.4111e-06 | 0.0090955 | 0.001969 | 1.2622e-06 | 4.457e-05 | 1.762e-05 | 0.0050623 | 0.0010617 | 0 | 0 | 0 | 0 | 0 | 0 | 0 | 0 | 0 | 0 | 0 | 0.27154 | 0 | 0 | 0 | 0 | 1.3814 | 0 | 0 | 0
6 | 160 | 10 | 82.04 | 1.6856 | 82.8261 | 0 | 3.196 | 0.036302 | 0 | 78.1235 | 78.5684 | 78.5684 | 0.00068821 | 0.0015253 | 0.00018549 | 0 | 0 | 0.0064401 | 0.0071937 | 0.00010276 | 0.013157 | 0.0024587 | 1.5409e-05 | 0.00054412 | 0.00024298 | 0.0030973 | 0.00065039 | 0 | 0 | 0 | 0 | 0 | 0 | 0 | 0 | 0 | 0 | 0 | 0.27133 | 0 | 0 | 0 | 0 | 1.4143 | 0 | 0 | 0
6 | 160 | 11 | 84.92 | 1.7182 | 82.8261 | 0 | 3.196 | 0.043573 | 0 | 78.5684 | 79.1024 | 79.1024 | 0.0011161 | 0.0024737 | 0.00030081 | 0 | 0 | 0.0071322 | 0.0083075 | 0.00016701 | 0.016091 | 0.0028513 | 2.499e-05 | 0.00088244 | 0.00047872 | 0.0030973 | 0.00065039 | 0 | 0 | 0 | 0 | 0 | 0 | 0 | 0 | 0 | 0 | 0 | 0.27106 | 0 | 0 | 0 | 0 | 1.4472 | 0 | 0 | 0
6 | 160 | 12 | 86 | 1.6453 | 82.8261 | 0 | 2.2618 | 0.048411 | 0 | 79.1024 | 79.6957 | 79.6957 | 0.0012121 | 0.0026863 | 0.00032667 | 0 | 0 | 0.007911 | 0.0088126 | 0.00018079 | 0.017735 | 0.0030953 | 2.7138e-05 | 0.0009583 | 0.00046732 | 0.0041315 | 0.0008666 | 0 | 0 | 0 | 0 | 0 | 0 | 0 | 0 | 0 | 0 | 0 | 0.19816 | 0 | 0 | 0 | 0 | 1.4472 | 0 | 0 | 0
6 | 160 | 13 | 89.96 | 3.1857 | 82.8261 | 0 | 2.2618 | 0.052168 | 0.027334 | 79.6957 | 80.335 | 80 | 0.0018037 | 0.0039975 | 0.00048612 | 0 | 0 | 0.0069192 | 0.0093661 | 0.00027009 | 0.019875 | 0.0033911 | 4.0384e-05 | 0.001426 | 0.00084563 | 0.0030973 | 0.00065039 | 0 | 0 | 0 | 0 | 0 | 0 | 1.5734 | 0 | 0 | 0 | 0 | 0.19801 | 0 | 0 | 0 | 0 | 1.4143 | 0 | 0 | 0
6 | 160 | 14 | 91.04 | 4.5286 | 82.8261 | 0 | 1.8193 | 0.051833 | 0.051833 | 80 | 80.6352 | 80 | 0.00194 | 0.0042996 | 0.00052285 | 0 | 0 | 0.0068874 | 0.0086434 | 0.00029221 | 0.019276 | 0.0040434 | 4.3436e-05 | 0.0015338 | 0.0012259 | 0.0025838 | 0.00054141 | 0 | 0 | 0 | 0 | 0 | 0 | 2.9836 | 0 | 0 | 0 | 0 | 0.16361 | 0 | 0 | 0 | 0 | 1.3814 | 0 | 0 | 0
6 | 160 | 15 | 91.94 | 13.7065 | 82.8261 | 0 | 1.8193 | 0.048638 | 0.21183 | 80 | 80.5961 | 78 | 0.0020981 | 0.0046501 | 0.00056548 | 0 | 0 | 0.0055596 | 0.0073996 | 0.00031529 | 0.017683 | 0.0041809 | 4.6977e-05 | 0.0016588 | 0.0012305 | 0.0026854 | 0.00056426 | 0 | 0 | 0 | 0 | 0 | 0 | 12.1934 | 0 | 0 | 0 | 0 | 0.1646 | 0 | 0 | 0 | 0 | 1.3485 | 0 | 0 | 0
6 | 160 | 16 | 91.94 | 4.2603 | 82.8261 | 0 | 1.8193 | 0.046584 | 0.046584 | 78 | 78.5709 | 78 | 0.0024496 | 0.005429 | 0.0006602 | 0 | 0 | 0.0050907 | 0.0057763 | 0.00036713 | 0.015612 | 0.0046011 | 5.4846e-05 | 0.0019367 | 0.0013568 | 0.0026854 | 0.00056426 | 0 | 0 | 0 | 0 | 0 | 0 | 2.6814 | 0 | 0 | 0 | 0 | 0.1646 | 0 | 0 | 0 | 0 | 1.4143 | 0 | 0 | 0
6 | 160 | 17 | 91.94 | 4.2898 | 82.8261 | 0 | 1.8193 | 0.042525 | 0.042525 | 78 | 78.5211 | 78 | 0.0024496 | 0.005429 | 0.0006602 | 0 | 0 | 0.0053585 | 0.0038314 | 0.00036719 | 0.011899 | 0.004431 | 5.4846e-05 | 0.0019367 | 0.0013568 | 0.0039265 | 0.00082442 | 0 | 0 | 0 | 0 | 0 | 0 | 2.4478 | 0 | 0 | 0 | 0 | 0.1646 | 0 | 0 | 0 | 0 | 1.6774 | 0 | 0 | 0
6 | 160 | 18 | 91.04 | 4.3727 | 82.8261 | 0 | 3.0977 | 0.034811 | 0.034811 | 78 | 78.4266 | 78 | 0.0022914 | 0.0050785 | 0.00061757 | 0 | 0 | 0.0041107 | 0.0018785 | 0.0003465 | 0.0078863 | 0.0038705 | 5.1305e-05 | 0.0018117 | 0.0017432 | 0.0042349 | 0.00088946 | 0 | 0 | 0 | 0 | 0 | 0 | 2.0037 | 0 | 0 | 0 | 0 | 0.26396 | 0 | 0 | 0 | 0 | 2.105 | 0 | 0 | 0
6 | 160 | 19 | 87.98 | 3.7484 | 82.8261 | 0 | 3.0977 | 0.024536 | 0.024536 | 78 | 78.3007 | 78 | 0.0017537 | 0.0038868 | 0.00047265 | 0 | 0 | 0.0028662 | 0.00057194 | 0.00026275 | 0.0040966 | 0.0027946 | 3.9266e-05 | 0.0013865 | 0.00090508 | 0.0045452 | 0.0009545 | 0 | 0 | 0 | 0 | 0 | 0 | 1.4123 | 0 | 0 | 0 | 0 | 0.26396 | 0 | 0 | 0 | 0 | 2.0721 | 0 | 0 | 0
6 | 160 | 20 | 87.08 | 3.2407 | 82.8261 | 0 | 3.0977 | 0.018003 | 0.018003 | 78 | 78.2206 | 78 | 0.0015956 | 0.0035363 | 0.00043003 | 0 | 0 | 2.2852e-05 | 8.8514e-06 | 0.00023841 | 0.0009447 | 0.00057666 | 3.5725e-05 | 0.0012615 | 0.00072899 | 0.0071272 | 0.0014959 | 0 | 0 | 0 | 0 | 0 | 0 | 1.0363 | 0 | 0 | 0 | 0 | 0.26396 | 0 | 0 | 0 | 0 | 1.9405 | 0 | 0 | 0
6 | 160 | 21 | 84.02 | 3.0426 | 82.8261 | 0 | 3.0977 | 0.016274 | 0.016274 | 78 | 78.1994 | 78 | 0.0010578 | 0.0023445 | 0.00028511 | 0 | 0 | 0 | 0 | 0.00015726 | 0.0016229 | 0.00098435 | 2.3685e-05 | 0.00083637 | 0.00033887 | 0.0071272 | 0.0014959 | 0 | 0 | 0 | 0 | 0 | 0 | 0.93675 | 0 | 0 | 0 | 0 | 0.26396 | 0 | 0 | 0 | 0 | 1.8419 | 0 | 0 | 0
6 | 160 | 22 | 84.02 | 2.9233 | 82.8261 | 0 | 2.5076 | 0.016712 | 0.016712 | 78 | 78.2048 | 78 | 0.0010578 | 0.0023445 | 0.00028511 | 0 | 0 | 0 | 0 | 0.00015769 | 0.0016229 | 0.00098445 | 2.3685e-05 | 0.00083637 | 0.00039784 | 0.0074411 | 0.0015609 | 0 | 0 | 0 | 0 | 0 | 0 | 0.96199 | 0 | 0 | 0 | 0 | 0.2181 | 0 | 0 | 0 | 0 | 1.7432 | 0 | 0 | 0
6 | 160 | 23 | 82.04 | 2.5091 | 82.8261 | 0 | 2.5076 | 0.014089 | 0.014089 | 78 | 78.1727 | 78 | 0.00070992 | 0.0015734 | 0.00019133 | 0 | 0 | 0 | 0 | 0.00010521 | 0.0010891 | 0.0006605 | 1.5895e-05 | 0.00056128 | 0.00017998 | 0.0074411 | 0.0015609 | 0 | 0 | 0 | 0 | 0 | 0 | 0.81096 | 0 | 0 | 0 | 0 | 0.2181 | 0 | 0 | 0 | 0 | 1.4801 | 0 | 0 | 0
6 | 160 | 24 | 80.96 | 1.9591 | 82.8261 | 0 | 0.41794 | 0.011925 | 0.011925 | 78 | 78.1461 | 78 | 0.00052014 | 0.0011528 | 0.00014019 | 0 | 0 | 0 | 0 | 7.7708e-05 | 0.00079798 | 0.0004841 | 1.1646e-05 | 0.00041124 | 0.00020452 | 0.0067153 | 0.0014098 | 0 | 0 | 0 | 0 | 0 | 0 | 0.68644 | 0 | 0 | 0 | 0 | 0.055678 | 0 | 0 | 0 | 0 | 1.2169 | 0 | 0 | 0
6 | 161 | 1 | 80.06 | 1.2735 | 83.0027 | 0 | 0.41661 | 0.0051617 | 0.0051617 | 78 | 78.0633 | 78 | 0.00036199 | 0.00080228 | 9.7562e-05 | 0 | 0 | 0 | 0 | 5.4217e-05 | 0.00055535 | 0.00033694 | 8.1049e-06 | 0.0002862 | 0.0001582 | 0.0020667 | 0.00043418 | 0 | 0 | 0 | 0 | 0 | 0 | 0.29711 | 0 | 0 | 0 | 0 | 0.055439 | 0 | 0 | 0 | 0 | 0.92093 | 0 | 0 | 0
6 | 161 | 2 | 78.98 | 1.1256 | 83.0027 | 0 | 0.41661 | 0.0037362 | 0.0037362 | 78 | 78.0458 | 78 | 0.00017221 | 0.00038167 | 4.6413e-05 | 0 | 0 | 0 | 0 | 2.5585e-05 | 0.0002642 | 0.00016024 | 3.8557e-06 | 0.00013615 | 4.5015e-05 | 0.0020667 | 0.00043418 | 0 | 0 | 0 | 0 | 0 | 0 | 0.21506 | 0 | 0 | 0 | 0 | 0.055439 | 0 | 0 | 0 | 0 | 0.85515 | 0 | 0 | 0
6 | 161 | 3 | 78.08 | 1.0276 | 83.0027 | 0 | 0.41661 | 0.0026039 | 0.0026039 | 78 | 78.0319 | 78 | 1.4058e-05 | 3.1157e-05 | 3.7888e-06 | 0 | 0 | 0 | 0 | 2.1058e-06 | 2.1567e-05 | 1.3085e-05 | 3.1475e-07 | 1.1114e-05 | 5.8547e-06 | 0.0020667 | 0.00043418 | 0 | 0 | 0 | 0 | 0 | 0 | 0.14988 | 0 | 0 | 0 | 0 | 0.055439 | 0 | 0 | 0 | 0 | 0.82226 | 0 | 0 | 0
6 | 161 | 4 | 77 | 0.84481 | 83.0027 | 0 | 0.41661 | 0.0007769 | 0 | 78 | 78.0095 | 78 | -0.00017572 | -0.00038946 | -4.736e-05 | 0 | 0 | 0 | 0 | -2.6327e-05 | -0.00026959 | -0.00016357 | -3.9344e-06 | -0.00013893 | -7.4871e-05 | 0.0020667 | 0.00043418 | 0 | 0 | 0 | 0 | 0 | 0 | 0 | 0 | 0 | 0 | 0 | 0.055439 | 0 | 0 | 0 | 0 | 0.78937 | 0 | 0 | 0
6 | 161 | 5 | 77 | 0.84481 | 83.0027 | 0 | 0.41661 | 0.00080609 | 0 | 78 | 78.0099 | 78 | -0.00017572 | -0.00038946 | -4.736e-05 | 0 | 0 | 0 | 0 | -2.6096e-05 | -0.00026959 | -0.0001635 | -3.9344e-06 | -0.00013893 | -4.5976e-05 | 0.0020667 | 0.00043418 | 0 | 0 | 0 | 0 | 0 | 0 | 0 | 0 | 0 | 0 | 0 | 0.055439 | 0 | 0 | 0 | 0 | 0.78937 | 0 | 0 | 0
6 | 161 | 6 | 78.08 | 1.1151 | 83.0027 | 0 | 0.49013 | 0.0028825 | 0.0028825 | 78 | 78.0353 | 78 | 1.4058e-05 | 3.1157e-05 | 3.7888e-06 | 0 | 0 | 8.4269e-05 | 3.0098e-05 | 2.0888e-06 | -0.00046561 | -0.00028523 | 3.1475e-07 | 1.1114e-05 | 3.5218e-06 | 0.0034529 | 0.00072422 | 0 | 0 | 0 | 0 | 0 | 0 | 0.16592 | 0 | 0 | 0 | 0 | 0.061129 | 0 | 0 | 0 | 0 | 0.88804 | 0 | 0 | 0
6 | 161 | 7 | 78.08 | 2.0145 | 83.0027 | 0 | 3.6759 | 0.0096532 | 0.0096532 | 78 | 78.1183 | 78 | 1.4058e-05 | 3.1157e-05 | 3.7888e-06 | 0 | 0 | 0.0021086 | 0.00082733 | 2.0998e-06 | 0.001126 | 0.00027474 | 3.1475e-07 | 1.1114e-05 | 5.0893e-06 | 0.0043383 | 0.00091055 | 0 | 0 | 0 | 0 | 0 | 0 | 0.55565 | 0 | 0 | 0 | 0 | 0.30771 | 0 | 0 | 0 | 0 | 1.1512 | 0 | 0 | 0
6 | 161 | 8 | 80.06 | 3.0508 | 83.0027 | 0 | 3.6759 | 0.024229 | 0.024229 | 78 | 78.2969 | 78 | 0.00036199 | 0.00080228 | 9.7562e-05 | 0 | 0 | 0.0043762 | 0.0017618 | 5.4256e-05 | 0.0041457 | 0.0016785 | 8.1049e-06 | 0.0002862 | 0.0001582 | 0.0086767 | 0.0018211 | 0 | 0 | 0 | 0 | 0 | 0 | 1.3946 | 0 | 0 | 0 | 0 | 0.30771 | 0 | 0 | 0 | 0 | 1.3485 | 0 | 0 | 0
6 | 161 | 9 | 80.96 | 1.651 | 83.0027 | 0 | 3.1858 | 0.024534 | 0 | 78 | 78.3007 | 78.3007 | 0.00052014 | 0.0011528 | 0.00014019 | 0 | 0 | 0.0060405 | 0.0024255 | 7.8479e-05 | 0.0053027 | 0.0020065 | 1.1646e-05 | 0.00041124 | 0.00032069 | 0.0050623 | 0.0010617 | 0 | 0 | 0 | 0 | 0 | 0 | 0 | 0 | 0 | 0 | 0 | 0.26963 | 0 | 0 | 0 | 0 | 1.3814 | 0 | 0 | 0
6 | 161 | 10 | 84.02 | 1.6837 | 83.0027 | 0 | 3.1858 | 0.032372 | 0 | 78.3007 | 78.6974 | 78.6974 | 0.001005 | 0.0022274 | 0.00027087 | 0 | 0 | 0.0084357 | 0.0036196 | 0.00015175 | 0.0082214 | 0.0032314 | 2.2502e-05 | 0.00079459 | 0.00064434 | 0.0030973 | 0.00065039 | 0 | 0 | 0 | 0 | 0 | 0 | 0 | 0 | 0 | 0 | 0 | 0.26943 | 0 | 0 | 0 | 0 | 1.4143 | 0 | 0 | 0
6 | 161 | 11 | 84.92 | 1.7164 | 83.0027 | 0 | 3.1858 | 0.041313 | 0 | 78.6974 | 79.2037 | 79.2037 | 0.0010934 | 0.0024234 | 0.0002947 | 0 | 0 | 0.010619 | 0.0057204 | 0.00016214 | 0.011993 | 0.0040644 | 2.4482e-05 | 0.00086451 | 0.00030576 | 0.0030973 | 0.00065039 | 0 | 0 | 0 | 0 | 0 | 0 | 0 | 0 | 0 | 0 | 0 | 0.26919 | 0 | 0 | 0 | 0 | 1.4472 | 0 | 0 | 0
6 | 161 | 12 | 86 | 1.6441 | 83.0027 | 0 | 2.2546 | 0.03512 | 0 | 79.2037 | 79.6341 | 79.6341 | 0.0011943 | 0.0026469 | 0.00032187 | 0 | 0 | 0.0086088 | 0.0038911 | 0.00017814 | 0.0086168 | 0.0032339 | 2.674e-05 | 0.00094422 | 0.00045915 | 0.0041315 | 0.0008666 | 0 | 0 | 0 | 0 | 0 | 0 | 0 | 0 | 0 | 0 | 0 | 0.1969 | 0 | 0 | 0 | 0 | 1.4472 | 0 | 0 | 0
6 | 161 | 13 | 87.98 | 2.7041 | 83.0027 | 0 | 2.2546 | 0.048846 | 0.01899 | 79.6341 | 80.2327 | 80 | 0.0014666 | 0.0032504 | 0.00039526 | 0 | 0 | 0.010562 | 0.0076067 | 0.00021768 | 0.01582 | 0.0041404 | 3.2836e-05 | 0.0011595 | 0.00044648 | 0.0030973 | 0.00065039 | 0 | 0 | 0 | 0 | 0 | 0 | 1.0931 | 0 | 0 | 0 | 0 | 0.19672 | 0 | 0 | 0 | 0 | 1.4143 | 0 | 0 | 0
6 | 161 | 14 | 91.04 | 3.306 | 83.0027 | 0 | 1.8135 | 0.030612 | 0.030612 | 80 | 80.3752 | 80 | 0.00194 | 0.0042996 | 0.00052285 | 0 | 0 | 0.0058353 | 0.0025405 | 0.00028974 | 0.0067961 | 0.0028525 | 4.3436e-05 | 0.0015338 | 0.00083281 | 0.0025838 | 0.00054141 | 0 | 0 | 0 | 0 | 0 | 0 | 1.7621 | 0 | 0 | 0 | 0 | 0.16257 | 0 | 0 | 0 | 0 | 1.3814 | 0 | 0 | 0
6 | 161 | 15 | 87.98 | 13.2238 | 83.0027 | 0 | 1.8135 | 0.04027 | 0.20347 | 80 | 80.4935 | 78 | 0.0014023 | 0.0031079 | 0.00037793 | 0 | 0 | 0.0099353 | 0.0049951 | 0.00021346 | 0.010775 | 0.0037933 | 3.1397e-05 | 0.0011087 | 0.0012795 | 0.0026854 | 0.00056426 | 0 | 0 | 0 | 0 | 0 | 0 | 11.7118 | 0 | 0 | 0 | 0 | 0.16355 | 0 | 0 | 0 | 0 | 1.3485 | 0 | 0 | 0
6 | 161 | 16 | 87.08 | 3.6413 | 83.0027 | 0 | 1.8135 | 0.035848 | 0.035848 | 78 | 78.4393 | 78 | 0.0015956 | 0.0035363 | 0.00043003 | 0 | 0 | 0.0081963 | 0.0038657 | 0.0002412 | 0.008904 | 0.0033704 | 3.5725e-05 | 0.0012615 | 0.0011618 | 0.0026854 | 0.00056426 | 0 | 0 | 0 | 0 | 0 | 0 | 2.0635 | 0 | 0 | 0 | 0 | 0.16355 | 0 | 0 | 0 | 0 | 1.4143 | 0 | 0 | 0
6 | 161 | 17 | 87.98 | 4.0796 | 83.0027 | 0 | 1.8135 | 0.038891 | 0.038891 | 78 | 78.4766 | 78 | 0.0017537 | 0.0038868 | 0.00047265 | 0 | 0 | 0.005605 | 0.0039312 | 0.00026594 | 0.011357 | 0.0040281 | 3.9266e-05 | 0.0013865 | 0.0014137 | 0.0039265 | 0.00082442 | 0 | 0 | 0 | 0 | 0 | 0 | 2.2386 | 0 | 0 | 0 | 0 | 0.16355 | 0 | 0 | 0 | 0 | 1.6774 | 0 | 0 | 0
6 | 161 | 18 | 87.08 | 4.1031 | 83.0027 | 0 | 3.0878 | 0.030159 | 0.030159 | 78 | 78.3696 | 78 | 0.0015956 | 0.0035363 | 0.00043003 | 0 | 0 | 0.0040185 | 0.0018829 | 0.00023839 | 0.007603 | 0.0037036 | 3.5725e-05 | 0.0012615 | 0.00072899 | 0.0042349 | 0.00088946 | 0 | 0 | 0 | 0 | 0 | 0 | 1.736 | 0 | 0 | 0 | 0 | 0.26219 | 0 | 0 | 0 | 0 | 2.105 | 0 | 0 | 0
6 | 161 | 19 | 87.08 | 3.6927 | 83.0027 | 0 | 3.0878 | 0.0236 | 0.0236 | 78 | 78.2892 | 78 | 0.0015956 | 0.0035363 | 0.00043003 | 0 | 0 | 0.002965 | 0.00055818 | 0.00024022 | 0.0038136 | 0.0026844 | 3.5725e-05 | 0.0012615 | 0.0009803 | 0.0045452 | 0.0009545 | 0 | 0 | 0 | 0 | 0 | 0 | 1.3585 | 0 | 0 | 0 | 0 | 0.26219 | 0 | 0 | 0 | 0 | 2.0721 | 0 | 0 | 0
6 | 161 | 20 | 84.92 | 3.0674 | 83.0027 | 0 | 3.0878 | 0.015022 | 0.015022 | 78 | 78.1841 | 78 | 0.001216 | 0.002695 | 0.00032773 | 0 | 0 | 2.2852e-05 | 8.8514e-06 | 0.0001817 | 0.00026468 | 0.00016478 | 2.7226e-05 | 0.0009614 | 0.00052871 | 0.0071272 | 0.0014959 | 0 | 0 | 0 | 0 | 0 | 0 | 0.86469 | 0 | 0 | 0 | 0 | 0.26219 | 0 | 0 | 0 | 0 | 1.9405 | 0 | 0 | 0
6 | 161 | 21 | 82.94 | 2.9612 | 83.0027 | 0 | 3.0878 | 0.014891 | 0.014891 | 78 | 78.1825 | 78 | 0.00086806 | 0.0019239 | 0.00023396 | 0 | 0 | 0 | 0 | 0.00012898 | 0.0013318 | 0.00080778 | 1.9436e-05 | 0.00068632 | 0.00026735 | 0.0071272 | 0.0014959 | 0 | 0 | 0 | 0 | 0 | 0 | 0.85712 | 0 | 0 | 0 | 0 | 0.26219 | 0 | 0 | 0 | 0 | 1.8419 | 0 | 0 | 0
6 | 161 | 22 | 82.94 | 2.8416 | 83.0027 | 0 | 2.4996 | 0.015319 | 0.015319 | 78 | 78.1877 | 78 | 0.00086806 | 0.0019239 | 0.00023396 | 0 | 0 | 0 | 0 | 0.00012938 | 0.0013318 | 0.00080784 | 1.9436e-05 | 0.00068632 | 0.00031625 | 0.0074411 | 0.0015609 | 0 | 0 | 0 | 0 | 0 | 0 | 0.88178 | 0 | 0 | 0 | 0 | 0.21666 | 0 | 0 | 0 | 0 | 1.7432 | 0 | 0 | 0
6 | 161 | 23 | 82.94 | 2.5892 | 83.0027 | 0 | 2.4996 | 0.015505 | 0.015505 | 78 | 78.19 | 78 | 0.00086806 | 0.0019239 | 0.00023396 | 0 | 0 | 0 | 0 | 0.00013066 | 0.0013318 | 0.00080819 | 1.9436e-05 | 0.00068632 | 0.00050054 | 0.0074411 | 0.0015609 | 0 | 0 | 0 | 0 | 0 | 0 | 0.89248 | 0 | 0 | 0 | 0 | 0.21666 | 0 | 0 | 0 | 0 | 1.4801 | 0 | 0 | 0
6 | 161 | 24 | 73.04 | 1.2724 | 83.0027 | 0 | 0.41661 | 0.00032805 | 0 | 78 | 78.004 | 78 | -0.00087158 | -0.0019317 | -0.00023491 | 0 | 0 | 0 | 0 | -0.00013076 | -0.0013372 | -0.00081134 | -1.9515e-05 | -0.0006891 | -0.00036118 | 0.0067153 | 0.0014098 | 0 | 0 | 0 | 0 | 0 | 0 | 0 | 0 | 0 | 0 | 0 | 0.055439 | 0 | 0 | 0 | 0 | 1.2169 | 0 | 0 | 0
6 | 162 | 1 | 75.92 | 0.97613 | 83.1766 | 0 | 0.41529 | -0.00047032 | 0 | 78 | 77.9942 | 77.9942 | -0.0003655 | -0.00081007 | -9.8509e-05 | 0 | 0 | 0 | 0 | -5.3269e-05 | -0.00056074 | -0.00033981 | -8.1836e-06 | -0.00028898 | -1.1917e-05 | 0.0020667 | 0.00043418 | 0 | 0 | 0 | 0 | 0 | 0 | 0 | 0 | 0 | 0 | 0 | 0.055206 | 0 | 0 | 0 | 0 | 0.92093 | 0 | 0 | 0
6 | 162 | 2 | 75.92 | 0.91036 | 83.1766 | 0 | 0.41529 | -0.00059296 | 0 | 77.9942 | 77.987 | 77.987 | -0.00036449 | -0.00080783 | -9.8236e-05 | 0 | 0 | 0 | 0 | -5.4454e-05 | -0.00055919 | -0.00033923 | -8.1609e-06 | -0.00028818 | -0.00013986 | 0.0020667 | 0.00043418 | 0 | 0 | 0 | 0 | 0 | 0 | 0 | 0 | 0 | 0 | 0 | 0.05521 | 0 | 0 | 0 | 0 | 0.85515 | 0 | 0 | 0
6 | 162 | 3 | 75.92 | 0.87747 | 83.1766 | 0 | 0.41529 | -0.00066595 | 0 | 77.987 | 77.9788 | 77.9788 | -0.00036321 | -0.000805 | -9.7892e-05 | 0 | 0 | 0 | 0 | -5.4785e-05 | -0.00055723 | -0.00033819 | -8.1323e-06 | -0.00028717 | -0.00022101 | 0.0020667 | 0.00043418 | 0 | 0 | 0 | 0 | 0 | 0 | 0 | 0 | 0 | 0 | 0 | 0.055214 | 0 | 0 | 0 | 0 | 0.82226 | 0 | 0 | 0
6 | 162 | 4 | 77 | 0.84458 | 83.1766 | 0 | 0.41529 | 0.00080428 | 0 | 77.9788 | 77.9887 | 77.9887 | -0.000172 | -0.0003812 | -4.6356e-05 | 0 | 0 | 0 | 0 | -2.5765e-05 | -0.00026387 | -0.0001601 | -3.851e-06 | -0.00013599 | -7.3246e-05 | 0.0020667 | 0.00043418 | 0 | 0 | 0 | 0 | 0 | 0 | 0 | 0 | 0 | 0 | 0 | 0.055209 | 0 | 0 | 0 | 0 | 0.78937 | 0 | 0 | 0
6 | 162 | 5 | 77 | 0.84457 | 83.1766 | 0 | 0.41529 | 0.00079156 | 0 | 77.9887 | 77.9984 | 77.9984 | -0.00017373 | -0.00038504 | -4.6823e-05 | 0 | 0 | 0 | 0 | -2.6017e-05 | -0.00026653 | -0.00016171 | -3.8898e-06 | -0.00013736 | -7.4001e-05 | 0.0020667 | 0.00043418 | 0 | 0 | 0 | 0 | 0 | 0 | 0 | 0 | 0 | 0 | 0 | 0.055204 | 0 | 0 | 0 | 0 | 0.78937 | 0 | 0 | 0
6 | 162 | 6 | 75.92 | 0.94889 | 83.1766 | 0 | 0.48857 | 0.00052639 | 0 | 77.9984 | 78.0048 | 78 | -0.00036521 | -0.00080943 | -9.8431e-05 | 0 | 0 | 0.0004192 | 7.4415e-05 | -5.4586e-05 | -0.0011694 | -0.00048598 | -8.1772e-06 | -0.00028875 | -0.00014015 | 0.0034529 | 0.00072422 | 0 | 0 | 0 | 0 | 0 | 0 | 0 | 0 | 0 | 0 | 0 | 0.060852 | 0 | 0 | 0 | 0 | 0.88804 | 0 | 0 | 0
6 | 162 | 7 | 77 | 1.4568 | 83.1766 | 0 | 3.6643 | 0.013178 | 0 | 78 | 78.1615 | 78 | -0.00017572 | -0.00038946 | -4.736e-05 | 0 | 0 | 0.0035082 | 0.0015053 | -2.6323e-05 | 0.002476 | 0.0012966 | -3.9344e-06 | -0.00013893 | -7.4871e-05 | 0.0043383 | 0.00091055 | 0 | 0 | 0 | 0 | 0 | 0 | 0 | 0 | 0 | 0 | 0 | 0.30563 | 0 | 0 | 0 | 0 | 1.1512 | 0 | 0 | 0
6 | 162 | 8 | 78.98 | 2.895 | 83.1766 | 0 | 3.6643 | 0.021557 | 0.021557 | 78 | 78.2642 | 78 | 0.00017221 | 0.00038167 | 4.6413e-05 | 0 | 0 | 0.003883 | 0.0015524 | 2.5603e-05 | 0.003461 | 0.0013524 | 3.8557e-06 | 0.00013615 | 4.5015e-05 | 0.0086767 | 0.0018211 | 0 | 0 | 0 | 0 | 0 | 0 | 1.2409 | 0 | 0 | 0 | 0 | 0.30563 | 0 | 0 | 0 | 0 | 1.3485 | 0 | 0 | 0
6 | 162 | 9 | 82.04 | 1.6492 | 83.1766 | 0 | 3.1757 | 0.029132 | 0 | 78 | 78.357 | 78.357 | 0.00070992 | 0.0015734 | 0.00019133 | 0 | 0 | 0.0070729 | 0.0029411 | 0.00010564 | 0.0068698 | 0.0027554 | 1.5895e-05 | 0.00056128 | 0.00021125 | 0.0050623 | 0.0010617 | 0 | 0 | 0 | 0 | 0 | 0 | 0 | 0 | 0 | 0 | 0 | 0.2678 | 0 | 0 | 0 | 0 | 1.3814 | 0 | 0 | 0
6 | 162 | 10 | 84.02 | 1.6819 | 83.1766 | 0 | 3.1757 | 0.035555 | 0 | 78.357 | 78.7928 | 78.7928 | 0.00099511 | 0.0022055 | 0.0002682 | 0 | 0 | 0.0091004 | 0.0043832 | 0.00014803 | 0.0098313 | 0.0037521 | 2.2281e-05 | 0.00078676 | 0.00031472 | 0.0030973 | 0.00065039 | 0 | 0 | 0 | 0 | 0 | 0 | 0 | 0 | 0 | 0 | 0 | 0.26759 | 0 | 0 | 0 | 0 | 1.4143 | 0 | 0 | 0
6 | 162 | 11 | 86 | 1.7145 | 83.1766 | 0 | 3.1757 | 0.047436 | 0 | 78.7928 | 79.3741 | 79.3741 | 0.0012665 | 0.0028069 | 0.00034134 | 0 | 0 | 0.0084105 | 0.0080166 | 0.00018945 | 0.016966 | 0.0041066 | 2.8356e-05 | 0.0010013 | 0.0005544 | 0.0030973 | 0.00065039 | 0 | 0 | 0 | 0 | 0 | 0 | 0 | 0 | 0 | 0 | 0 | 0.2673 | 0 | 0 | 0 | 0 | 1.4472 | 0 | 0 | 0
6 | 162 | 12 | 87.98 | 1.6426 | 83.1766 | 0 | 2.2474 | 0.049473 | 0 | 79.3741 | 79.9804 | 79.9804 | 0.0015122 | 0.0033516 | 0.00040758 | 0 | 0 | 0.010939 | 0.0068132 | 0.0002239 | 0.014912 | 0.0046794 | 3.3859e-05 | 0.0011956 | 0.00040666 | 0.0041315 | 0.0008666 | 0 | 0 | 0 | 0 | 0 | 0 | 0 | 0 | 0 | 0 | 0 | 0.19545 | 0 | 0 | 0 | 0 | 1.4472 | 0 | 0 | 0
6 | 162 | 13 | 91.04 | 4.5346 | 83.1766 | 0 | 2.2474 | 0.052415 | 0.050814 | 79.9804 | 80.6227 | 80 | 0.0019434 | 0.0043072 | 0.00052378 | 0 | 0 | 0.0084844 | 0.0083787 | 0.00028874 | 0.018357 | 0.0041522 | 4.3513e-05 | 0.0015365 | 0.00065172 | 0.0030973 | 0.00065039 | 0 | 0 | 0 | 0 | 0 | 0 | 2.9249 | 0 | 0 | 0 | 0 | 0.19544 | 0 | 0 | 0 | 0 | 1.4143 | 0 | 0 | 0
6 | 162 | 14 | 91.94 | 4.6302 | 83.1766 | 0 | 1.8077 | 0.053634 | 0.053634 | 80 | 80.6573 | 80 | 0.0020981 | 0.0046501 | 0.00056548 | 0 | 0 | 0.0074494 | 0.0086791 | 0.00031307 | 0.019678 | 0.0044501 | 4.6977e-05 | 0.0016588 | 0.00092021 | 0.0025838 | 0.00054141 | 0 | 0 | 0 | 0 | 0 | 0 | 3.0873 | 0 | 0 | 0 | 0 | 0.16155 | 0 | 0 | 0 | 0 | 1.3814 | 0 | 0 | 0
6 | 162 | 15 | 91.94 | 13.7606 | 83.1766 | 0 | 1.8077 | 0.049613 | 0.21281 | 80 | 80.608 | 78 | 0.0020981 | 0.0046501 | 0.00056548 | 0 | 0 | 0.0058696 | 0.0073692 | 0.00031594 | 0.017964 | 0.0044823 | 4.6977e-05 | 0.0016588 | 0.0013426 | 0.0026854 | 0.00056426 | 0 | 0 | 0 | 0 | 0 | 0 | 12.2496 | 0 | 0 | 0 | 0 | 0.16253 | 0 | 0 | 0 | 0 | 1.3485 | 0 | 0 | 0
6 | 162 | 16 | 93.92 | 4.4614 | 83.1766 | 0 | 1.8077 | 0.050113 | 0.050113 | 78 | 78.6141 | 78 | 0.0027975 | 0.0062002 | 0.00075397 | 0 | 0 | 0.0053823 | 0.0056678 | 0.00042246 | 0.016179 | 0.0051483 | 6.2636e-05 | 0.0022118 | 0.0020382 | 0.0026854 | 0.00056426 | 0 | 0 | 0 | 0 | 0 | 0 | 2.8846 | 0 | 0 | 0 | 0 | 0.16253 | 0 | 0 | 0 | 0 | 1.4143 | 0 | 0 | 0
6 | 162 | 17 | 93.02 | 4.4635 | 83.1766 | 0 | 1.8077 | 0.045578 | 0.045578 | 78 | 78.5586 | 78 | 0.0026393 | 0.0058496 | 0.00071135 | 0 | 0 | 0.0065601 | 0.0037162 | 0.00039827 | 0.011981 | 0.004922 | 5.9095e-05 | 0.0020867 | 0.0019031 | 0.0039265 | 0.00082442 | 0 | 0 | 0 | 0 | 0 | 0 | 2.6235 | 0 | 0 | 0 | 0 | 0.16253 | 0 | 0 | 0 | 0 | 1.6774 | 0 | 0 | 0
6 | 162 | 18 | 93.02 | 4.4955 | 83.1766 | 0 | 3.078 | 0.037005 | 0.037005 | 78 | 78.4535 | 78 | 0.0026393 | 0.0058496 | 0.00071135 | 0 | 0 | 0.0047671 | 0.0019578 | 0.00039658 | 0.0078855 | 0.0039061 | 5.9095e-05 | 0.0020867 | 0.0016218 | 0.0042349 | 0.00088946 | 0 | 0 | 0 | 0 | 0 | 0 | 2.1301 | 0 | 0 | 0 | 0 | 0.26044 | 0 | 0 | 0 | 0 | 2.105 | 0 | 0 | 0
6 | 162 | 19 | 91.04 | 4.033 | 83.1766 | 0 | 3.078 | 0.029542 | 0.029542 | 78 | 78.362 | 78 | 0.0022914 | 0.0050785 | 0.00061757 | 0 | 0 | 0.0029865 | 0.00064169 | 0.00034484 | 0.0052829 | 0.003447 | 5.1305e-05 | 0.0018117 | 0.0014885 | 0.0045452 | 0.0009545 | 0 | 0 | 0 | 0 | 0 | 0 | 1.7005 | 0 | 0 | 0 | 0 | 0.26044 | 0 | 0 | 0 | 0 | 2.0721 | 0 | 0 | 0
6 | 162 | 20 | 89.06 | 3.4574 | 83.1766 | 0 | 3.078 | 0.021828 | 0.021828 | 78 | 78.2675 | 78 | 0.0019435 | 0.0043074 | 0.0005238 | 0 | 0 | 4.5704e-05 | 1.7703e-05 | 0.00029175 | 0.0021003 | 0.0012703 | 4.3515e-05 | 0.0015366 | 0.001124 | 0.0071272 | 0.0014959 | 0 | 0 | 0 | 0 | 0 | 0 | 1.2564 | 0 | 0 | 0 | 0 | 0.26044 | 0 | 0 | 0 | 0 | 1.9405 | 0 | 0 | 0
6 | 162 | 21 | 89.06 | 3.431 | 83.1766 | 0 | 3.078 | 0.023083 | 0.023083 | 78 | 78.2829 | 78 | 0.0019435 | 0.0043074 | 0.0005238 | 0 | 0 | 0 | 0 | 0.00029126 | 0.0029816 | 0.0018092 | 4.3515e-05 | 0.0015366 | 0.0010233 | 0.0071272 | 0.0014959 | 0 | 0 | 0 | 0 | 0 | 0 | 1.3287 | 0 | 0 | 0 | 0 | 0.26044 | 0 | 0 | 0 | 0 | 1.8419 | 0 | 0 | 0
6 | 162 | 22 | 78.98 | 2.5591 | 83.1766 | 0 | 2.4917 | 0.010436 | 0.010436 | 78 | 78.1279 | 78 | 0.00017221 | 0.00038167 | 4.6413e-05 | 0 | 0 | 0 | 0 | 2.6624e-05 | 0.0002642 | 0.00016052 | 3.8557e-06 | 0.00013615 | 0.00024198 | 0.0074411 | 0.0015609 | 0 | 0 | 0 | 0 | 0 | 0 | 0.60069 | 0 | 0 | 0 | 0 | 0.21525 | 0 | 0 | 0 | 0 | 1.7432 | 0 | 0 | 0
6 | 162 | 23 | 71.96 | 1.6953 | 83.1766 | 0 | 2.4917 | -0.00029586 | 0 | 78 | 77.9964 | 77.9964 | -0.0010614 | -0.0023523 | -0.00028605 | 0 | 0 | 0 | 0 | -0.00015872 | -0.0016283 | -0.00098787 | -2.3764e-05 | -0.00083914 | -0.00039939 | 0.0074411 | 0.0015609 | 0 | 0 | 0 | 0 | 0 | 0 | 0 | 0 | 0 | 0 | 0 | 0.21525 | 0 | 0 | 0 | 0 | 1.4801 | 0 | 0 | 0
6 | 162 | 24 | 73.04 | 1.2721 | 83.1766 | 0 | 0.41529 | 0.00042692 | 0 | 77.9964 | 78.0016 | 78 | -0.00087094 | -0.0019303 | -0.00023473 | 0 | 0 | 0 | 0 | -0.00012934 | -0.0013362 | -0.00081039 | -1.95e-05 | -0.00068859 | -0.0002684 | 0.0067153 | 0.0014098 | 0 | 0 | 0 | 0 | 0 | 0 | 0 | 0 | 0 | 0 | 0 | 0.055204 | 0 | 0 | 0 | 0 | 1.2169 | 0 | 0 | 0
6 | 163 | 1 | 71.96 | 0.97593 | 83.3476 | 0 | 0.41397 | -0.0053922 | 0 | 78 | 77.9339 | 77.9339 | -0.0010614 | -0.0023523 | -0.00028605 | 0 | 0 | 0 | 0 | -0.00015526 | -0.0016283 | -0.00098691 | -2.3764e-05 | -0.00083914 | -0.00012574 | 0.0020667 | 0.00043418 | 0 | 0 | 0 | 0 | 0 | 0 | 0 | 0 | 0 | 0 | 0 | 0.055005 | 0 | 0 | 0 | 0 | 0.92093 | 0 | 0 | 0
6 | 163 | 2 | 69.98 | 0.9102 | 83.3476 | 0 | 0.41397 | -0.007828 | 0 | 77.9339 | 77.838 | 77.838 | -0.0013977 | -0.0030977 | -0.0003767 | 0 | 0 | 0 | 0 | -0.00020539 | -0.0021443 | -0.0012999 | -3.1294e-05 | -0.001105 | -0.00023667 | 0.0020667 | 0.00043418 | 0 | 0 | 0 | 0 | 0 | 0 | 0 | 0 | 0 | 0 | 0 | 0.055052 | 0 | 0 | 0 | 0 | 0.85515 | 0 | 0 | 0
6 | 163 | 3 | 71.96 | 0.87734 | 83.3476 | 0 | 0.41397 | -0.00516 | 0 | 77.838 | 77.7747 | 77.7747 | -0.0010329 | -0.0022892 | -0.00027838 | 0 | 0 | 0 | 0 | -0.00014975 | -0.0015846 | -0.00096009 | -2.3126e-05 | -0.00081663 | -9.1953e-05 | 0.0020667 | 0.00043418 | 0 | 0 | 0 | 0 | 0 | 0 | 0 | 0 | 0 | 0 | 0 | 0.055083 | 0 | 0 | 0 | 0 | 0.82226 | 0 | 0 | 0
6 | 163 | 4 | 71.96 | 0.84448 | 83.3476 | 0 | 0.41397 | -0.0051371 | 0 | 77.7747 | 77.7118 | 77.7118 | -0.0010218 | -0.0022646 | -0.00027539 | 0 | 0 | 0 | 0 | -0.00014973 | -0.0015676 | -0.00095017 | -2.2878e-05 | -0.00080785 | -0.00014378 | 0.0020667 | 0.00043418 | 0 | 0 | 0 | 0 | 0 | 0 | 0 | 0 | 0 | 0 | 0 | 0.055114 | 0 | 0 | 0 | 0 | 0.78937 | 0 | 0 | 0
6 | 163 | 5 | 71.06 | 0.84452 | 83.3476 | 0 | 0.41397 | -0.0062563 | 0 | 77.7118 | 77.6351 | 77.6351 | -0.0011689 | -0.0025906 | -0.00031503 | 0 | 0 | 0 | 0 | -0.00017242 | -0.0017932 | -0.0010873 | -2.6171e-05 | -0.00092414 | -0.00024523 | 0.0020667 | 0.00043418 | 0 | 0 | 0 | 0 | 0 | 0 | 0 | 0 | 0 | 0 | 0 | 0.055152 | 0 | 0 | 0 | 0 | 0.78937 | 0 | 0 | 0
6 | 163 | 6 | 69.98 | 0.94884 | 83.3476 | 0 | 0.48703 | -0.0075898 | 0 | 77.6351 | 77.5421 | 77.5421 | -0.0013452 | -0.0029813 | -0.00036255 | 0 | 0 | 4.5704e-05 | 1.7703e-05 | -0.00019953 | -0.0029372 | -0.0017879 | -3.0118e-05 | -0.0010635 | -0.00039875 | 0.0034529 | 0.00072422 | 0 | 0 | 0 | 0 | 0 | 0 | 0 | 0 | 0 | 0 | 0 | 0.060806 | 0 | 0 | 0 | 0 | 0.88804 | 0 | 0 | 0
6 | 163 | 7 | 69.98 | 1.455 | 83.3476 | 0 | 3.6527 | -0.0029144 | 0 | 77.5421 | 77.5064 | 77.5064 | -0.0013288 | -0.0029451 | -0.00035814 | 0 | 0 | 0.0012112 | 0.00046913 | -0.00019958 | -0.0012587 | -0.0010372 | -2.9753e-05 | -0.0010506 | -0.00072507 | 0.0043383 | 0.00091055 | 0 | 0 | 0 | 0 | 0 | 0 | 0 | 0 | 0 | 0 | 0 | 0.30383 | 0 | 0 | 0 | 0 | 1.1512 | 0 | 0 | 0
6 | 163 | 8 | 69.98 | 1.6523 | 83.3476 | 0 | 3.6527 | 0.0032484 | 0 | 77.5064 | 77.5462 | 77.5462 | -0.0013225 | -0.0029312 | -0.00035645 | 0 | 0 | 0.0017825 | 0.00069041 | -0.00019602 | -0.00076491 | -0.00086472 | -2.9612e-05 | -0.0010456 | -0.00039006 | 0.0086767 | 0.0018211 | 0 | 0 | 0 | 0 | 0 | 0 | 0 | 0 | 0 | 0 | 0 | 0.30381 | 0 | 0 | 0 | 0 | 1.3485 | 0 | 0 | 0
6 | 163 | 9 | 71.06 | 1.6477 | 83.3476 | 0 | 3.1657 | 0.01199 | 0 | 77.5462 | 77.6931 | 77.6931 | -0.0011398 | -0.0025261 | -0.00030719 | 0 | 0 | 0.0059942 | 0.002516 | -0.00016927 | 0.002503 | 0.00029259 | -2.5519e-05 | -0.00090113 | -0.00037115 | 0.0050623 | 0.0010617 | 0 | 0 | 0 | 0 | 0 | 0 | 0 | 0 | 0 | 0 | 0 | 0.26635 | 0 | 0 | 0 | 0 | 1.3814 | 0 | 0 | 0
6 | 163 | 10 | 73.94 | 1.6805 | 83.3476 | 0 | 3.1657 | 0.029315 | 0 | 77.6931 | 78.0524 | 78.0524 | -0.00065951 | -0.0014617 | -0.00017775 | 0 | 0 | 0.0075704 | 0.0070834 | -9.727e-05 | 0.01195 | 0.0020096 | -1.4766e-05 | -0.00052143 | -0.00011374 | 0.0030973 | 0.00065039 | 0 | 0 | 0 | 0 | 0 | 0 | 0 | 0 | 0 | 0 | 0 | 0.26618 | 0 | 0 | 0 | 0 | 1.4143 | 0 | 0 | 0
6 | 163 | 11 | 80.96 | 1.7131 | 83.3476 | 0 | 3.1657 | 0.041304 | 0 | 78.0524 | 78.5586 | 78.5586 | 0.00051093 | 0.0011324 | 0.0001377 | 0 | 0 | 0.0081425 | 0.0084937 | 7.722e-05 | 0.015684 | 0.0026477 | 1.144e-05 | 0.00040396 | 0.00031477 | 0.0030973 | 0.00065039 | 0 | 0 | 0 | 0 | 0 | 0 | 0 | 0 | 0 | 0 | 0 | 0.26593 | 0 | 0 | 0 | 0 | 1.4472 | 0 | 0 | 0
6 | 163 | 12 | 82.04 | 1.6418 | 83.3476 | 0 | 2.2403 | 0.039744 | 0 | 78.5586 | 79.0457 | 79.0457 | 0.00061176 | 0.0013559 | 0.00016488 | 0 | 0 | 0.010762 | 0.0055791 | 9.2105e-05 | 0.011518 | 0.0038206 | 1.3697e-05 | 0.00048368 | 0.00034446 | 0.0041315 | 0.0008666 | 0 | 0 | 0 | 0 | 0 | 0 | 0 | 0 | 0 | 0 | 0 | 0.19466 | 0 | 0 | 0 | 0 | 1.4472 | 0 | 0 | 0
6 | 163 | 13 | 84.02 | 1.6087 | 83.3476 | 0 | 2.2403 | 0.047329 | 0 | 79.0457 | 79.6257 | 79.6257 | 0.0008741 | 0.0019373 | 0.00023558 | 0 | 0 | 0.011186 | 0.0076827 | 0.00013104 | 0.016041 | 0.0043752 | 1.9571e-05 | 0.00069109 | 0.00040795 | 0.0030973 | 0.00065039 | 0 | 0 | 0 | 0 | 0 | 0 | 0 | 0 | 0 | 0 | 0 | 0.19437 | 0 | 0 | 0 | 0 | 1.4143 | 0 | 0 | 0
6 | 163 | 14 | 71.96 | 1.5421 | 83.3476 | 0 | 1.802 | 0.0034329 | 0 | 79.6257 | 79.6678 | 79.6678 | -0.001347 | -0.0029855 | -0.00036305 | 0 | 0 | 0.0043848 | 0.0018158 | -0.00020695 | 0.001624 | 5.0383e-05 | -3.016e-05 | -0.001065 | -0.0015696 | 0.0025838 | 0.00054141 | 0 | 0 | 0 | 0 | 0 | 0 | 0 | 0 | 0 | 0 | 0 | 0.1607 | 0 | 0 | 0 | 0 | 1.3814 | 0 | 0 | 0
6 | 163 | 15 | 68 | 1.51 | 83.3476 | 0 | 1.802 | -0.0037198 | 0 | 79.6678 | 79.6222 | 78 | -0.0020503 | -0.0045441 | -0.00055259 | 0 | 0 | 0.0031764 | 0.0012303 | -0.00030262 | -0.00030277 | -0.00089662 | -4.5906e-05 | -0.001621 | -0.00049606 | 0.0026854 | 0.00056426 | 0 | 0 | 0 | 0 | 0 | 0 | 0 | 0 | 0 | 0 | 0 | 0.16152 | 0 | 0 | 0 | 0 | 1.3485 | 0 | 0 | 0
6 | 163 | 16 | 66.92 | 1.5758 | 83.3476 | 0 | 1.802 | -0.0051886 | 0 | 78 | 77.9364 | 77.9364 | -0.001947 | -0.0043152 | -0.00052475 | 0 | 0 | 0.0026051 | 0.0010091 | -0.0002933 | -0.00062376 | -0.00097021 | -4.3593e-05 | -0.0015394 | -0.0012311 | 0.0026854 | 0.00056426 | 0 | 0 | 0 | 0 | 0 | 0 | 0 | 0 | 0 | 0 | 0 | 0.16155 | 0 | 0 | 0 | 0 | 1.4143 | 0 | 0 | 0
6 | 163 | 17 | 69.08 | 1.839 | 83.3476 | 0 | 1.802 | -0.0039184 | 0 | 77.9364 | 77.8884 | 77.8884 | -0.0015563 | -0.0034492 | -0.00041944 | 0 | 0 | 0.0018739 | 0.00072582 | -0.00023422 | -0.0013346 | -0.0012325 | -3.4845e-05 | -0.0012304 | -0.00095303 | 0.0039265 | 0.00082442 | 0 | 0 | 0 | 0 | 0 | 0 | 0 | 0 | 0 | 0 | 0 | 0.16158 | 0 | 0 | 0 | 0 | 1.6774 | 0 | 0 | 0
6 | 163 | 18 | 69.08 | 2.3637 | 83.3476 | 0 | 3.0683 | 0.0076137 | 0 | 77.8884 | 77.9817 | 77.9817 | -0.0015478 | -0.0034305 | -0.00041717 | 0 | 0 | 0.0045284 | 0.0020212 | -0.00023248 | 0.0029462 | 0.00074267 | -3.4656e-05 | -0.0012238 | -0.00086275 | 0.0042349 | 0.00088946 | 0 | 0 | 0 | 0 | 0 | 0 | 0 | 0 | 0 | 0 | 0 | 0.25874 | 0 | 0 | 0 | 0 | 2.105 | 0 | 0 | 0
6 | 163 | 19 | 69.08 | 2.3308 | 83.3476 | 0 | 3.0683 | -0.00027513 | 0 | 77.9817 | 77.9783 | 77.9783 | -0.0015642 | -0.0034668 | -0.00042158 | 0 | 0 | 0.0029756 | 0.0005803 | -0.00023322 | -0.00070049 | -8.1616e-05 | -3.5023e-05 | -0.0012367 | -0.00063651 | 0.0045452 | 0.0009545 | 0 | 0 | 0 | 0 | 0 | 0 | 0 | 0 | 0 | 0 | 0 | 0.25874 | 0 | 0 | 0 | 0 | 2.0721 | 0 | 0 | 0
6 | 163 | 20 | 69.08 | 2.1993 | 83.3476 | 0 | 3.0683 | -0.0053699 | 0 | 77.9783 | 77.9125 | 77.9125 | -0.0015636 | -0.0034655 | -0.00042142 | 0 | 0 | 0.00025601 | 3.5416e-05 | -0.00023314 | -0.0033333 | -0.001864 | -3.501e-05 | -0.0012363 | -0.00063621 | 0.0071272 | 0.0014959 | 0 | 0 | 0 | 0 | 0 | 0 | 0 | 0 | 0 | 0 | 0 | 0.25877 | 0 | 0 | 0 | 0 | 1.9405 | 0 | 0 | 0
6 | 163 | 21 | 69.08 | 2.1006 | 83.3476 | 0 | 3.0683 | -0.0042323 | 0 | 77.9125 | 77.8607 | 77.8607 | -0.0015521 | -0.0034399 | -0.00041831 | 0 | 0 | 0 | 0 | -0.00023142 | -0.0023811 | -0.0014444 | -3.4751e-05 | -0.0012271 | -0.00063043 | 0.0071272 | 0.0014959 | 0 | 0 | 0 | 0 | 0 | 0 | 0 | 0 | 0 | 0 | 0 | 0.2588 | 0 | 0 | 0 | 0 | 1.8419 | 0 | 0 | 0
6 | 163 | 22 | 69.98 | 1.9571 | 83.3476 | 0 | 2.4838 | -0.0028934 | 0 | 77.8607 | 77.8252 | 77.8252 | -0.0013848 | -0.0030692 | -0.00037323 | 0 | 0 | 0 | 0 | -0.00020793 | -0.0021245 | -0.0012891 | -3.1006e-05 | -0.0010949 | -0.00075978 | 0.0074411 | 0.0015609 | 0 | 0 | 0 | 0 | 0 | 0 | 0 | 0 | 0 | 0 | 0 | 0.21395 | 0 | 0 | 0 | 0 | 1.7432 | 0 | 0 | 0
6 | 163 | 23 | 71.96 | 1.694 | 83.3476 | 0 | 2.4838 | -1.1178e-05 | 0 | 77.8252 | 77.8251 | 77.8251 | -0.0010306 | -0.0022842 | -0.00027778 | 0 | 0 | 0 | 0 | -0.00015312 | -0.0015812 | -0.000959 | -2.3076e-05 | -0.00081486 | -0.00032834 | 0.0074411 | 0.0015609 | 0 | 0 | 0 | 0 | 0 | 0 | 0 | 0 | 0 | 0 | 0 | 0.21395 | 0 | 0 | 0 | 0 | 1.4801 | 0 | 0 | 0
6 | 163 | 24 | 71.96 | 1.272 | 83.3476 | 0 | 0.41397 | -0.00084643 | 0 | 77.8251 | 77.8147 | 77.8147 | -0.0010306 | -0.0022842 | -0.00027777 | 0 | 0 | 0 | 0 | -0.00015402 | -0.0015811 | -0.00095922 | -2.3076e-05 | -0.00081484 | -0.00043683 | 0.0067153 | 0.0014098 | 0 | 0 | 0 | 0 | 0 | 0 | 0 | 0 | 0 | 0 | 0 | 0.055063 | 0 | 0 | 0 | 0 | 1.2169 | 0 | 0 | 0
6 | 164 | 1 | 69.08 | 0.97582 | 83.5157 | 0 | 0.41268 | -0.0090816 | 0 | 77.8147 | 77.7034 | 77.7034 | -0.0015349 | -0.0034018 | -0.00041367 | 0 | 0 | 0 | 0 | -0.00022849 | -0.0023548 | -0.0014283 | -3.4366e-05 | -0.0012135 | -0.00053848 | 0.0020667 | 0.00043418 | 0 | 0 | 0 | 0 | 0 | 0 | 0 | 0 | 0 | 0 | 0 | 0.054891 | 0 | 0 | 0 | 0 | 0.92093 | 0 | 0 | 0
6 | 164 | 2 | 68 | 0.9101 | 83.5157 | 0 | 0.41268 | -0.010597 | 0 | 77.7034 | 77.5735 | 77.5735 | -0.0017051 | -0.0037791 | -0.00045955 | 0 | 0 | 0 | 0 | -0.00025563 | -0.0026159 | -0.0015872 | -3.8177e-05 | -0.0013481 | -0.00087543 | 0.0020667 | 0.00043418 | 0 | 0 | 0 | 0 | 0 | 0 | 0 | 0 | 0 | 0 | 0 | 0.054955 | 0 | 0 | 0 | 0 | 0.85515 | 0 | 0 | 0
6 | 164 | 3 | 68 | 0.87727 | 83.5157 | 0 | 0.41268 | -0.010167 | 0 | 77.5735 | 77.4489 | 77.4489 | -0.0016823 | -0.0037285 | -0.0004534 | 0 | 0 | 0 | 0 | -0.00025007 | -0.0025809 | -0.0015654 | -3.7666e-05 | -0.0013301 | -0.00060577 | 0.0020667 | 0.00043418 | 0 | 0 | 0 | 0 | 0 | 0 | 0 | 0 | 0 | 0 | 0 | 0.055016 | 0 | 0 | 0 | 0 | 0.82226 | 0 | 0 | 0
6 | 164 | 4 | 68 | 0.84444 | 83.5157 | 0 | 0.41268 | -0.0098717 | 0 | 77.4489 | 77.3279 | 77.3279 | -0.0016604 | -0.0036799 | -0.0004475 | 0 | 0 | 0 | 0 | -0.00024551 | -0.0025473 | -0.0015446 | -3.7176e-05 | -0.0013127 | -0.00046313 | 0.0020667 | 0.00043418 | 0 | 0 | 0 | 0 | 0 | 0 | 0 | 0 | 0 | 0 | 0 | 0.055076 | 0 | 0 | 0 | 0 | 0.78937 | 0 | 0 | 0
6 | 164 | 5 | 68 | 0.8445 | 83.5157 | 0 | 0.41268 | -0.00978 | 0 | 77.3279 | 77.2081 | 77.2081 | -0.0016391 | -0.0036328 | -0.00044177 | 0 | 0 | 0 | 0 | -0.00024302 | -0.0025147 | -0.001525 | -3.67e-05 | -0.0012959 | -0.00051751 | 0.0020667 | 0.00043418 | 0 | 0 | 0 | 0 | 0 | 0 | 0 | 0 | 0 | 0 | 0 | 0.055135 | 0 | 0 | 0 | 0 | 0.78937 | 0 | 0 | 0
6 | 164 | 6 | 68 | 0.94879 | 83.5157 | 0 | 0.4855 | -0.0089758 | 0 | 77.2081 | 77.0981 | 77.0981 | -0.0016181 | -0.0035861 | -0.00043609 | 0 | 0 | 2.2852e-05 | 8.8514e-06 | -0.00023989 | -0.0029587 | -0.0017974 | -3.6228e-05 | -0.0012793 | -0.00050864 | 0.0034529 | 0.00072422 | 0 | 0 | 0 | 0 | 0 | 0 | 0 | 0 | 0 | 0 | 0 | 0.060757 | 0 | 0 | 0 | 0 | 0.88804 | 0 | 0 | 0
6 | 164 | 7 | 69.08 | 1.4532 | 83.5157 | 0 | 3.6413 | -0.0044877 | 0 | 77.0981 | 77.0431 | 77.0431 | -0.0014089 | -0.0031227 | -0.00037974 | 0 | 0 | 0.00061701 | 0.00023899 | -0.00020414 | -0.0019393 | -0.0013137 | -3.1547e-05 | -0.001114 | -0.00016806 | 0.0043383 | 0.00091055 | 0 | 0 | 0 | 0 | 0 | 0 | 0 | 0 | 0 | 0 | 0 | 0.30205 | 0 | 0 | 0 | 0 | 1.1512 | 0 | 0 | 0
6 | 164 | 8 | 69.08 | 1.6505 | 83.5157 | 0 | 3.6413 | 0.0015501 | 0 | 77.0431 | 77.0621 | 77.0621 | -0.0013993 | -0.0031013 | -0.00037713 | 0 | 0 | 0.0013026 | 0.00050453 | -0.00020575 | -0.001336 | -0.001103 | -3.133e-05 | -0.0011063 | -0.00027359 | 0.0086767 | 0.0018211 | 0 | 0 | 0 | 0 | 0 | 0 | 0 | 0 | 0 | 0 | 0 | 0.30204 | 0 | 0 | 0 | 0 | 1.3485 | 0 | 0 | 0
6 | 164 | 9 | 71.96 | 1.6462 | 83.5157 | 0 | 3.1558 | 0.024609 | 0 | 77.0621 | 77.3637 | 77.3637 | -0.00089654 | -0.001987 | -0.00024163 | 0 | 0 | 0.0078816 | 0.0049457 | -0.00013368 | 0.007981 | 0.0019926 | -2.0074e-05 | -0.00070884 | -0.00032822 | 0.0050623 | 0.0010617 | 0 | 0 | 0 | 0 | 0 | 0 | 0 | 0 | 0 | 0 | 0 | 0.26477 | 0 | 0 | 0 | 0 | 1.3814 | 0 | 0 | 0
6 | 164 | 10 | 75.02 | 1.6789 | 83.5157 | 0 | 3.1558 | 0.030388 | 0 | 77.3637 | 77.7361 | 77.7361 | -0.00041183 | -0.00091276 | -0.000111 | 0 | 0 | 0.0091708 | 0.0060179 | -6.0928e-05 | 0.010654 | 0.0027073 | -9.221e-06 | -0.00032561 | -7.8788e-05 | 0.0030973 | 0.00065039 | 0 | 0 | 0 | 0 | 0 | 0 | 0 | 0 | 0 | 0 | 0 | 0.26459 | 0 | 0 | 0 | 0 | 1.4143 | 0 | 0 | 0
6 | 164 | 11 | 75.02 | 1.7117 | 83.5157 | 0 | 3.1558 | 0.010671 | 0 | 77.7361 | 77.8668 | 77.8668 | -0.00047727 | -0.0010578 | -0.00012863 | 0 | 0 | 0.0043678 | 0.0017533 | -7.112e-05 | 0.0024884 | 0.0005983 | -1.0686e-05 | -0.00037735 | -0.00016213 | 0.0030973 | 0.00065039 | 0 | 0 | 0 | 0 | 0 | 0 | 0 | 0 | 0 | 0 | 0 | 0.26453 | 0 | 0 | 0 | 0 | 1.4472 | 0 | 0 | 0
6 | 164 | 12 | 73.04 | 1.6411 | 83.5157 | 0 | 2.2333 | 0.0071016 | 0 | 77.8668 | 77.9539 | 77.9539 | -0.00084818 | -0.0018798 | -0.0002286 | 0 | 0 | 0.0039077 | 0.0015136 | -0.00012889 | 0.0012642 | -0.00010602 | -1.8991e-05 | -0.0006706 | -0.0007009 | 0.0041315 | 0.0008666 | 0 | 0 | 0 | 0 | 0 | 0 | 0 | 0 | 0 | 0 | 0 | 0.19396 | 0 | 0 | 0 | 0 | 1.4472 | 0 | 0 | 0
6 | 164 | 13 | 75.92 | 1.6082 | 83.5157 | 0 | 2.2333 | 0.008779 | 0 | 77.9539 | 78.0615 | 78.0615 | -0.00035739 | -0.00079211 | -9.6324e-05 | 0 | 0 | 0.0036421 | 0.0014757 | -5.3699e-05 | 0.0015199 | 0.00015962 | -8.0021e-06 | -0.00028257 | -0.00017593 | 0.0030973 | 0.00065039 | 0 | 0 | 0 | 0 | 0 | 0 | 0 | 0 | 0 | 0 | 0 | 0.19391 | 0 | 0 | 0 | 0 | 1.4143 | 0 | 0 | 0
6 | 164 | 14 | 78.98 | 1.5417 | 83.5157 | 0 | 1.7964 | 0.037695 | 0 | 78.0615 | 78.5234 | 78.5234 | 0.00016141 | 0.00035773 | 4.3502e-05 | 0 | 0 | 0.010031 | 0.0071355 | 2.4257e-05 | 0.013501 | 0.0031065 | 3.6139e-06 | 0.00012761 | 7.7671e-05 | 0.0025838 | 0.00054141 | 0 | 0 | 0 | 0 | 0 | 0 | 0 | 0 | 0 | 0 | 0 | 0.16028 | 0 | 0 | 0 | 0 | 1.3814 | 0 | 0 | 0
6 | 164 | 15 | 78.08 | 4.5853 | 83.5157 | 0 | 1.7964 | 0.010734 | 0.053444 | 78.5234 | 78.655 | 78 | -7.7918e-05 | -0.00017269 | -2.1e-05 | 0 | 0 | 0.0039241 | 0.0015762 | -1.1306e-05 | 0.0019533 | 0.00037734 | -1.7446e-06 | -6.1604e-05 | -5.5028e-07 | 0.0026854 | 0.00056426 | 0 | 0 | 0 | 0 | 0 | 0 | 3.0763 | 0 | 0 | 0 | 0 | 0.16053 | 0 | 0 | 0 | 0 | 1.3485 | 0 | 0 | 0
6 | 164 | 16 | 77 | 1.5748 | 83.5157 | 0 | 1.7964 | 0.007667 | 0 | 78 | 78.094 | 78 | -0.00017572 | -0.00038946 | -4.736e-05 | 0 | 0 | 0.0026051 | 0.0010091 | -2.5753e-05 | 0.0013529 | 0.00024421 | -3.9344e-06 | -0.00013893 | -1.2803e-05 | 0.0026854 | 0.00056426 | 0 | 0 | 0 | 0 | 0 | 0 | 0 | 0 | 0 | 0 | 0 | 0.16053 | 0 | 0 | 0 | 0 | 1.4143 | 0 | 0 | 0
6 | 164 | 17 | 73.04 | 1.8379 | 83.5157 | 0 | 1.7964 | 0.0010748 | 0 | 78 | 78.0132 | 78 | -0.00087158 | -0.0019317 | -0.00023491 | 0 | 0 | 0.0018739 | 0.00072582 | -0.00012795 | -0.00066529 | -0.00082123 | -1.9515e-05 | -0.0006891 | -9.0054e-05 | 0.0039265 | 0.00082442 | 0 | 0 | 0 | 0 | 0 | 0 | 0 | 0 | 0 | 0 | 0 | 0.16053 | 0 | 0 | 0 | 0 | 1.6774 | 0 | 0 | 0
6 | 164 | 18 | 73.04 | 2.362 | 83.5157 | 0 | 3.0587 | -0.00010902 | 0 | 78 | 77.9987 | 77.9987 | -0.00087158 | -0.0019317 | -0.00023491 | 0 | 0 | 0.0011883 | 0.00046027 | -0.00012724 | -0.0010979 | -0.00093049 | -1.9515e-05 | -0.0006891 | -9.0054e-05 | 0.0042349 | 0.00088946 | 0 | 0 | 0 | 0 | 0 | 0 | 0 | 0 | 0 | 0 | 0 | 0.25704 | 0 | 0 | 0 | 0 | 2.105 | 0 | 0 | 0
6 | 164 | 19 | 71.96 | 2.3291 | 83.5157 | 0 | 3.0587 | -0.001897 | 0 | 77.9987 | 77.9754 | 77.9754 | -0.0010611 | -0.0023518 | -0.00028599 | 0 | 0 | 0.00079983 | 0.0003098 | -0.00015653 | -0.0015195 | -0.0010998 | -2.3759e-05 | -0.00083896 | -0.00021437 | 0.0045452 | 0.0009545 | 0 | 0 | 0 | 0 | 0 | 0 | 0 | 0 | 0 | 0 | 0 | 0.25705 | 0 | 0 | 0 | 0 | 2.0721 | 0 | 0 | 0
6 | 164 | 20 | 71.96 | 2.1976 | 83.5157 | 0 | 3.0587 | -0.0023075 | 0 | 77.9754 | 77.9471 | 77.9471 | -0.001057 | -0.0023427 | -0.00028489 | 0 | 0 | 2.2852e-05 | 8.8514e-06 | -0.00015797 | -0.0026858 | -0.0016288 | -2.3667e-05 | -0.00083573 | -0.00044969 | 0.0071272 | 0.0014959 | 0 | 0 | 0 | 0 | 0 | 0 | 0 | 0 | 0 | 0 | 0 | 0.25707 | 0 | 0 | 0 | 0 | 1.9405 | 0 | 0 | 0
6 | 164 | 21 | 71.06 | 2.0989 | 83.5157 | 0 | 3.0587 | -0.0014228 | 0 | 77.9471 | 77.9297 | 77.9297 | -0.0012102 | -0.0026822 | -0.00032617 | 0 | 0 | 0 | 0 | -0.00017755 | -0.0018567 | -0.0011254 | -2.7097e-05 | -0.00095684 | -0.00018779 | 0.0071272 | 0.0014959 | 0 | 0 | 0 | 0 | 0 | 0 | 0 | 0 | 0 | 0 | 0 | 0.25707 | 0 | 0 | 0 | 0 | 1.8419 | 0 | 0 | 0
6 | 164 | 22 | 71.06 | 1.9557 | 83.5157 | 0 | 2.4761 | -0.001056 | 0 | 77.9297 | 77.9168 | 77.9168 | -0.0012072 | -0.0026755 | -0.00032535 | 0 | 0 | 0 | 0 | -0.00017635 | -0.001852 | -0.0011224 | -2.7028e-05 | -0.00095442 | -0.00015687 | 0.0074411 | 0.0015609 | 0 | 0 | 0 | 0 | 0 | 0 | 0 | 0 | 0 | 0 | 0 | 0.21254 | 0 | 0 | 0 | 0 | 1.7432 | 0 | 0 | 0
6 | 164 | 23 | 69.08 | 1.6926 | 83.5157 | 0 | 2.4761 | -0.0035699 | 0 | 77.9168 | 77.873 | 77.873 | -0.0015528 | -0.0034415 | -0.00041851 | 0 | 0 | 0 | 0 | -0.00022824 | -0.0023823 | -0.0014442 | -3.4768e-05 | -0.0012277 | -0.0002809 | 0.0074411 | 0.0015609 | 0 | 0 | 0 | 0 | 0 | 0 | 0 | 0 | 0 | 0 | 0 | 0.21256 | 0 | 0 | 0 | 0 | 1.4801 | 0 | 0 | 0
6 | 164 | 24 | 69.08 | 1.2718 | 83.5157 | 0 | 0.41268 | -0.0043823 | 0 | 77.873 | 77.8193 | 77.8193 | -0.0015451 | -0.0034245 | -0.00041644 | 0 | 0 | 0 | 0 | -0.00022846 | -0.0023705 | -0.0014374 | -3.4595e-05 | -0.0012216 | -0.00041895 | 0.0067153 | 0.0014098 | 0 | 0 | 0 | 0 | 0 | 0 | 0 | 0 | 0 | 0 | 0 | 0.054834 | 0 | 0 | 0 | 0 | 1.2169 | 0 | 0 | 0
6 | 165 | 1 | 69.08 | 0.97559 | 83.6809 | 0 | 0.41139 | -0.0088606 | 0 | 77.8193 | 77.7107 | 77.7107 | -0.0015357 | -0.0034036 | -0.00041389 | 0 | 0 | 0 | 0 | -0.0002258 | -0.002356 | -0.0014283 | -3.4384e-05 | -0.0012142 | -0.00031548 | 0.0020667 | 0.00043418 | 0 | 0 | 0 | 0 | 0 | 0 | 0 | 0 | 0 | 0 | 0 | 0.054663 | 0 | 0 | 0 | 0 | 0.92093 | 0 | 0 | 0
6 | 165 | 2 | 68 | 0.90987 | 83.6809 | 0 | 0.41139 | -0.0099654 | 0 | 77.7107 | 77.5886 | 77.5886 | -0.0017064 | -0.0037819 | -0.0004599 | 0 | 0 | 0 | 0 | -0.000249 | -0.0026179 | -0.0015865 | -3.8206e-05 | -0.0013491 | -0.00024318 | 0.0020667 | 0.00043418 | 0 | 0 | 0 | 0 | 0 | 0 | 0 | 0 | 0 | 0 | 0 | 0.054724 | 0 | 0 | 0 | 0 | 0.85515 | 0 | 0 | 0
6 | 165 | 3 | 68 | 0.87704 | 83.6809 | 0 | 0.41139 | -0.0098106 | 0 | 77.5886 | 77.4684 | 77.4684 | -0.0016849 | -0.0037343 | -0.00045412 | 0 | 0 | 0 | 0 | -0.00024535 | -0.002585 | -0.0015664 | -3.7726e-05 | -0.0013322 | -0.00023733 | 0.0020667 | 0.00043418 | 0 | 0 | 0 | 0 | 0 | 0 | 0 | 0 | 0 | 0 | 0 | 0.054783 | 0 | 0 | 0 | 0 | 0.82226 | 0 | 0 | 0
6 | 165 | 4 | 66.92 | 0.84422 | 83.6809 | 0 | 0.41139 | -0.011024 | 0 | 77.4684 | 77.3333 | 77.3333 | -0.0018536 | -0.0041081 | -0.00049957 | 0 | 0 | 0 | 0 | -0.00027062 | -0.0028437 | -0.0017234 | -4.1502e-05 | -0.0014655 | -0.00028507 | 0.0020667 | 0.00043418 | 0 | 0 | 0 | 0 | 0 | 0 | 0 | 0 | 0 | 0 | 0 | 0.05485 | 0 | 0 | 0 | 0 | 0.78937 | 0 | 0 | 0
6 | 165 | 5 | 66.02 | 0.84429 | 83.6809 | 0 | 0.41139 | -0.012045 | 0 | 77.3333 | 77.1856 | 77.1856 | -0.001988 | -0.004406 | -0.0005358 | 0 | 0 | 0 | 0 | -0.00029126 | -0.0030499 | -0.0018486 | -4.4511e-05 | -0.0015718 | -0.00037593 | 0.0020667 | 0.00043418 | 0 | 0 | 0 | 0 | 0 | 0 | 0 | 0 | 0 | 0 | 0 | 0.054922 | 0 | 0 | 0 | 0 | 0.78937 | 0 | 0 | 0
6 | 165 | 6 | 66.02 | 0.94856 | 83.6809 | 0 | 0.48399 | -0.012077 | 0 | 77.1856 | 77.0376 | 77.0376 | -0.001962 | -0.0043485 | -0.0005288 | 0 | 0 | 0.00058114 | 8.004e-05 | -0.00028792 | -0.0046259 | -0.0024289 | -4.393e-05 | -0.0015513 | -0.00041351 | 0.0034529 | 0.00072422 | 0 | 0 | 0 | 0 | 0 | 0 | 0 | 0 | 0 | 0 | 0 | 0.060523 | 0 | 0 | 0 | 0 | 0.88804 | 0 | 0 | 0
6 | 165 | 7 | 69.8 | 1.4512 | 83.6809 | 0 | 3.6299 | 0.0033266 | 0 | 77.0376 | 77.0784 | 77.0784 | -0.0012718 | -0.0028187 | -0.00034277 | 0 | 0 | 0.0033299 | 0.001507 | -0.00018707 | -1.6906e-05 | 5.9457e-05 | -2.8476e-05 | -0.0010055 | -0.00023678 | 0.0043383 | 0.00091055 | 0 | 0 | 0 | 0 | 0 | 0 | 0 | 0 | 0 | 0 | 0 | 0.30006 | 0 | 0 | 0 | 0 | 1.1512 | 0 | 0 | 0
6 | 165 | 8 | 71.96 | 1.6484 | 83.6809 | 0 | 3.6299 | 0.02194 | 0 | 77.0784 | 77.3473 | 77.3473 | -0.00089941 | -0.0019934 | -0.00024241 | 0 | 0 | 0.0058585 | 0.0036629 | -0.00013058 | 0.0046933 | 0.0012943 | -2.0138e-05 | -0.00071111 | -7.0185e-05 | 0.0086767 | 0.0018211 | 0 | 0 | 0 | 0 | 0 | 0 | 0 | 0 | 0 | 0 | 0 | 0.29993 | 0 | 0 | 0 | 0 | 1.3485 | 0 | 0 | 0
6 | 165 | 9 | 75.02 | 1.6443 | 83.6809 | 0 | 3.1459 | 0.026814 | 0 | 77.3473 | 77.6759 | 77.6759 | -0.00040895 | -0.00090637 | -0.00011022 | 0 | 0 | 0.0059019 | 0.0057114 | -5.9602e-05 | 0.0091656 | 0.0017439 | -9.1565e-06 | -0.00032333 | -1.4884e-05 | 0.0050623 | 0.0010617 | 0 | 0 | 0 | 0 | 0 | 0 | 0 | 0 | 0 | 0 | 0 | 0.26291 | 0 | 0 | 0 | 0 | 1.3814 | 0 | 0 | 0
6 | 165 | 10 | 78.08 | 1.677 | 83.6809 | 0 | 3.1459 | 0.033004 | 0 | 77.6759 | 78.0804 | 78.0804 | 7.1011e-05 | 0.00015738 | 1.9139e-05 | 0 | 0 | 0.0064155 | 0.007197 | 1.0401e-05 | 0.012987 | 0.0023389 | 1.5899e-06 | 5.6144e-05 | 2.5814e-06 | 0.0030973 | 0.00065039 | 0 | 0 | 0 | 0 | 0 | 0 | 0 | 0 | 0 | 0 | 0 | 0.26271 | 0 | 0 | 0 | 0 | 1.4143 | 0 | 0 | 0
6 | 165 | 11 | 80.96 | 1.7096 | 83.6809 | 0 | 3.1459 | 0.03957 | 0 | 78.0804 | 78.5653 | 78.5653 | 0.00050602 | 0.0011215 | 0.00013638 | 0 | 0 | 0.0068834 | 0.0084941 | 7.4349e-05 | 0.015768 | 0.0023761 | 1.133e-05 | 0.00040007 | 5.0584e-05 | 0.0030973 | 0.00065039 | 0 | 0 | 0 | 0 | 0 | 0 | 0 | 0 | 0 | 0 | 0 | 0.26248 | 0 | 0 | 0 | 0 | 1.4472 | 0 | 0 | 0
6 | 165 | 12 | 82.04 | 1.6394 | 83.6809 | 0 | 2.2263 | 0.043552 | 0 | 78.5653 | 79.099 | 79.099 | 0.00061058 | 0.0013532 | 0.00016456 | 0 | 0 | 0.0080252 | 0.0087066 | 8.9542e-05 | 0.016547 | 0.0024944 | 1.3671e-05 | 0.00048274 | 6.6173e-05 | 0.0041315 | 0.0008666 | 0 | 0 | 0 | 0 | 0 | 0 | 0 | 0 | 0 | 0 | 0 | 0.19219 | 0 | 0 | 0 | 0 | 1.4472 | 0 | 0 | 0
6 | 165 | 13 | 84.02 | 1.6062 | 83.6809 | 0 | 2.2263 | 0.044394 | 0 | 79.099 | 79.6431 | 79.6431 | 0.00086472 | 0.0019165 | 0.00023306 | 0 | 0 | 0.0083575 | 0.0085433 | 0.00012618 | 0.016899 | 0.0029377 | 1.9361e-05 | 0.00068368 | 6.4988e-05 | 0.0030973 | 0.00065039 | 0 | 0 | 0 | 0 | 0 | 0 | 0 | 0 | 0 | 0 | 0 | 0.19192 | 0 | 0 | 0 | 0 | 1.4143 | 0 | 0 | 0
6 | 165 | 14 | 84.02 | 2.2127 | 83.6809 | 0 | 1.7907 | 0.04081 | 0.011687 | 79.6431 | 80.1432 | 80 | 0.00076912 | 0.0017046 | 0.00020729 | 0 | 0 | 0.0080297 | 0.0076778 | 0.00011267 | 0.015403 | 0.0030627 | 1.7221e-05 | 0.00060809 | 9.305e-05 | 0.0025838 | 0.00054141 | 0 | 0 | 0 | 0 | 0 | 0 | 0.67274 | 0 | 0 | 0 | 0 | 0.15858 | 0 | 0 | 0 | 0 | 1.3814 | 0 | 0 | 0
6 | 165 | 15 | 86 | 13.2273 | 83.6809 | 0 | 1.7907 | 0.0404 | 0.2036 | 80 | 80.4951 | 78 | 0.0010543 | 0.0023367 | 0.00028416 | 0 | 0 | 0.0068109 | 0.0068949 | 0.00015565 | 0.015083 | 0.0034615 | 2.3607e-05 | 0.00083359 | 0.00021248 | 0.0026854 | 0.00056426 | 0 | 0 | 0 | 0 | 0 | 0 | 11.7193 | 0 | 0 | 0 | 0 | 0.15956 | 0 | 0 | 0 | 0 | 1.3485 | 0 | 0 | 0
6 | 165 | 16 | 84.92 | 3.6686 | 83.6809 | 0 | 1.7907 | 0.036392 | 0.036392 | 78 | 78.446 | 78 | 0.001216 | 0.002695 | 0.00032773 | 0 | 0 | 0.0078632 | 0.0049173 | 0.000179 | 0.011147 | 0.0035496 | 2.7226e-05 | 0.0009614 | 0.00025923 | 0.0026854 | 0.00056426 | 0 | 0 | 0 | 0 | 0 | 0 | 2.0948 | 0 | 0 | 0 | 0 | 0.15956 | 0 | 0 | 0 | 0 | 1.4143 | 0 | 0 | 0
6 | 165 | 17 | 84.92 | 3.8749 | 83.6809 | 0 | 1.7907 | 0.035404 | 0.035404 | 78 | 78.4339 | 78 | 0.001216 | 0.002695 | 0.00032773 | 0 | 0 | 0.0057813 | 0.0039327 | 0.00017764 | 0.011326 | 0.0040492 | 2.7226e-05 | 0.0009614 | 0.00015885 | 0.0039265 | 0.00082442 | 0 | 0 | 0 | 0 | 0 | 0 | 2.0379 | 0 | 0 | 0 | 0 | 0.15956 | 0 | 0 | 0 | 0 | 1.6774 | 0 | 0 | 0
6 | 165 | 18 | 77 | 2.3604 | 83.6809 | 0 | 3.0491 | 0.017573 | 0 | 78 | 78.2154 | 78 | -0.00017572 | -0.00038946 | -4.736e-05 | 0 | 0 | 0.0046709 | 0.0019714 | -2.6505e-05 | 0.0047437 | 0.0019392 | -3.9344e-06 | -0.00013893 | -9.4832e-05 | 0.0042349 | 0.00088946 | 0 | 0 | 0 | 0 | 0 | 0 | 0 | 0 | 0 | 0 | 0 | 0.25538 | 0 | 0 | 0 | 0 | 2.105 | 0 | 0 | 0
6 | 165 | 19 | 75.02 | 2.3275 | 83.6809 | 0 | 3.0491 | 0.00027037 | 0 | 78 | 78.0033 | 78 | -0.00052365 | -0.0011606 | -0.00014113 | 0 | 0 | 0.00050275 | 0.00019473 | -7.7871e-05 | -0.0014851 | -0.0010089 | -1.1725e-05 | -0.00041401 | -0.00014933 | 0.0045452 | 0.0009545 | 0 | 0 | 0 | 0 | 0 | 0 | 0 | 0 | 0 | 0 | 0 | 0.25538 | 0 | 0 | 0 | 0 | 2.0721 | 0 | 0 | 0
6 | 165 | 20 | 73.04 | 2.1959 | 83.6809 | 0 | 3.0491 | -2.2863e-05 | 0 | 78 | 77.9997 | 77.9997 | -0.00087158 | -0.0019317 | -0.00023491 | 0 | 0 | 0.00013907 | 3.4578e-05 | -0.00012714 | -0.0021303 | -0.0012534 | -1.9515e-05 | -0.0006891 | -6.6e-05 | 0.0071272 | 0.0014959 | 0 | 0 | 0 | 0 | 0 | 0 | 0 | 0 | 0 | 0 | 0 | 0.25538 | 0 | 0 | 0 | 0 | 1.9405 | 0 | 0 | 0
6 | 165 | 21 | 73.94 | 2.0972 | 83.6809 | 0 | 3.0491 | 0.0020449 | 0 | 77.9997 | 78.0248 | 78 | -0.00071338 | -0.0015811 | -0.00019227 | 0 | 0 | 0 | 0 | -0.00010533 | -0.0010944 | -0.00066367 | -1.5973e-05 | -0.00056402 | -0.00015207 | 0.0071272 | 0.0014959 | 0 | 0 | 0 | 0 | 0 | 0 | 0 | 0 | 0 | 0 | 0 | 0.25538 | 0 | 0 | 0 | 0 | 1.8419 | 0 | 0 | 0
6 | 165 | 22 | 71.96 | 1.9543 | 83.6809 | 0 | 2.4683 | -0.0001083 | 0 | 78 | 77.9987 | 77.9987 | -0.0010614 | -0.0023523 | -0.00028605 | 0 | 0 | 0 | 0 | -0.00015668 | -0.0016283 | -0.0009873 | -2.3764e-05 | -0.00083914 | -0.00021443 | 0.0074411 | 0.0015609 | 0 | 0 | 0 | 0 | 0 | 0 | 0 | 0 | 0 | 0 | 0 | 0.21116 | 0 | 0 | 0 | 0 | 1.7432 | 0 | 0 | 0
6 | 165 | 23 | 71.06 | 1.6912 | 83.6809 | 0 | 2.4683 | -0.0011739 | 0 | 77.9987 | 77.9843 | 77.9843 | -0.0012193 | -0.0027023 | -0.00032862 | 0 | 0 | 0 | 0 | -0.0001789 | -0.0018706 | -0.0011339 | -2.73e-05 | -0.000964 | -0.00019004 | 0.0074411 | 0.0015609 | 0 | 0 | 0 | 0 | 0 | 0 | 0 | 0 | 0 | 0 | 0 | 0.21116 | 0 | 0 | 0 | 0 | 1.4801 | 0 | 0 | 0
6 | 165 | 24 | 71.96 | 1.2715 | 83.6809 | 0 | 0.41139 | -0.00075082 | 0 | 77.9843 | 77.9751 | 77.9751 | -0.0010586 | -0.0023462 | -0.00028531 | 0 | 0 | 0 | 0 | -0.00015493 | -0.0016241 | -0.00098436 | -2.3702e-05 | -0.00083696 | -0.00015197 | 0.0067153 | 0.0014098 | 0 | 0 | 0 | 0 | 0 | 0 | 0 | 0 | 0 | 0 | 0 | 0.054533 | 0 | 0 | 0 | 0 | 1.2169 | 0 | 0 | 0
6 | 166 | 1 | 71.96 | 0.97527 | 83.8431 | 0 | 0.41011 | -0.005417 | 0 | 77.9751 | 77.9087 | 77.9087 | -0.001057 | -0.0023426 | -0.00028487 | 0 | 0 | 0 | 0 | -0.00015533 | -0.0016216 | -0.00098303 | -2.3666e-05 | -0.00083568 | -0.00017991 | 0.0020667 | 0.00043418 | 0 | 0 | 0 | 0 | 0 | 0 | 0 | 0 | 0 | 0 | 0 | 0.054346 | 0 | 0 | 0 | 0 | 0.92093 | 0 | 0 | 0
6 | 166 | 2 | 71.96 | 0.90953 | 83.8431 | 0 | 0.41011 | -0.005405 | 0 | 77.9087 | 77.8425 | 77.8425 | -0.0010453 | -0.0023168 | -0.00028173 | 0 | 0 | 0 | 0 | -0.00015449 | -0.0016037 | -0.00097243 | -2.3405e-05 | -0.00082646 | -0.00024743 | 0.0020667 | 0.00043418 | 0 | 0 | 0 | 0 | 0 | 0 | 0 | 0 | 0 | 0 | 0 | 0.054379 | 0 | 0 | 0 | 0 | 0.85515 | 0 | 0 | 0
6 | 166 | 3 | 71.06 | 0.87667 | 83.8431 | 0 | 0.41011 | -0.0063518 | 0 | 77.8425 | 77.7646 | 77.7646 | -0.0011918 | -0.0026415 | -0.00032122 | 0 | 0 | 0 | 0 | -0.00017487 | -0.0018285 | -0.0011084 | -2.6685e-05 | -0.00094229 | -0.00018327 | 0.0020667 | 0.00043418 | 0 | 0 | 0 | 0 | 0 | 0 | 0 | 0 | 0 | 0 | 0 | 0.054417 | 0 | 0 | 0 | 0 | 0.82226 | 0 | 0 | 0
6 | 166 | 4 | 71.06 | 0.84382 | 83.8431 | 0 | 0.41011 | -0.0063654 | 0 | 77.7646 | 77.6866 | 77.6866 | -0.0011781 | -0.0026112 | -0.00031753 | 0 | 0 | 0 | 0 | -0.00017414 | -0.0018075 | -0.001096 | -2.6379e-05 | -0.00093148 | -0.00028978 | 0.0020667 | 0.00043418 | 0 | 0 | 0 | 0 | 0 | 0 | 0 | 0 | 0 | 0 | 0 | 0.054456 | 0 | 0 | 0 | 0 | 0.78937 | 0 | 0 | 0
6 | 166 | 5 | 71.06 | 0.84386 | 83.8431 | 0 | 0.41011 | -0.0061872 | 0 | 77.6866 | 77.6108 | 77.6108 | -0.0011644 | -0.0025808 | -0.00031384 | 0 | 0 | 0 | 0 | -0.00017114 | -0.0017864 | -0.001083 | -2.6072e-05 | -0.00092064 | -0.00020754 | 0.0020667 | 0.00043418 | 0 | 0 | 0 | 0 | 0 | 0 | 0 | 0 | 0 | 0 | 0 | 0.054493 | 0 | 0 | 0 | 0 | 0.78937 | 0 | 0 | 0
6 | 166 | 6 | 69.98 | 0.94806 | 83.8431 | 0 | 0.48249 | -0.0064182 | 0 | 77.6108 | 77.5321 | 77.5321 | -0.0013409 | -0.0029719 | -0.00036139 | 0 | 0 | 8.438e-05 | 3.0077e-05 | -0.00019734 | -0.0023429 | -0.0014246 | -3.0023e-05 | -0.0010602 | -0.00025645 | 0.0034529 | 0.00072422 | 0 | 0 | 0 | 0 | 0 | 0 | 0 | 0 | 0 | 0 | 0 | 0.060021 | 0 | 0 | 0 | 0 | 0.88804 | 0 | 0 | 0
6 | 166 | 7 | 71.06 | 1.4491 | 83.8431 | 0 | 3.6187 | -1.9798e-05 | 0 | 77.5321 | 77.5319 | 77.5319 | -0.0011373 | -0.0025206 | -0.00030652 | 0 | 0 | 0.0021089 | 0.00082715 | -0.00016695 | -0.0010123 | -0.0010255 | -2.5464e-05 | -0.00089918 | -0.0002004 | 0.0043383 | 0.00091055 | 0 | 0 | 0 | 0 | 0 | 0 | 0 | 0 | 0 | 0 | 0 | 0.2979 | 0 | 0 | 0 | 0 | 1.1512 | 0 | 0 | 0
6 | 166 | 8 | 73.04 | 1.6463 | 83.8431 | 0 | 3.6187 | 0.016409 | 0 | 77.5319 | 77.733 | 77.733 | -0.00078932 | -0.0017494 | -0.00021274 | 0 | 0 | 0.0050157 | 0.0021092 | -0.00011562 | 0.0020682 | 0.00032367 | -1.7673e-05 | -0.00062406 | -9.6753e-05 | 0.0086767 | 0.0018211 | 0 | 0 | 0 | 0 | 0 | 0 | 0 | 0 | 0 | 0 | 0 | 0.2978 | 0 | 0 | 0 | 0 | 1.3485 | 0 | 0 | 0
6 | 166 | 9 | 75.02 | 1.6425 | 83.8431 | 0 | 3.1362 | 0.022446 | 0 | 77.733 | 78.0081 | 78.0081 | -0.00047673 | -0.0010566 | -0.00012849 | 0 | 0 | 0.0076964 | 0.0036873 | -7.0067e-05 | 0.0055539 | 0.0015635 | -1.0674e-05 | -0.00037692 | -5.9931e-05 | 0.0050623 | 0.0010617 | 0 | 0 | 0 | 0 | 0 | 0 | 0 | 0 | 0 | 0 | 0 | 0.26107 | 0 | 0 | 0 | 0 | 1.3814 | 0 | 0 | 0
6 | 166 | 10 | 78.08 | 1.6752 | 83.8431 | 0 | 3.1362 | 0.031958 | 0 | 78.0081 | 78.3997 | 78.3997 | 1.2642e-05 | 2.802e-05 | 3.4074e-06 | 0 | 0 | 0.0072535 | 0.0069708 | 1.8566e-06 | 0.01189 | 0.002039 | 2.8307e-07 | 9.9955e-06 | 7.4786e-07 | 0.0030973 | 0.00065039 | 0 | 0 | 0 | 0 | 0 | 0 | 0 | 0 | 0 | 0 | 0 | 0.26088 | 0 | 0 | 0 | 0 | 1.4143 | 0 | 0 | 0
6 | 166 | 11 | 80.06 | 1.7078 | 83.8431 | 0 | 3.1362 | 0.037183 | 0 | 78.3997 | 78.8554 | 78.8554 | 0.00029175 | 0.00064661 | 7.8632e-05 | 0 | 0 | 0.0063695 | 0.0086872 | 4.2811e-05 | 0.015319 | 0.0017382 | 6.5323e-06 | 0.00023067 | 2.4063e-05 | 0.0030973 | 0.00065039 | 0 | 0 | 0 | 0 | 0 | 0 | 0 | 0 | 0 | 0 | 0 | 0.26066 | 0 | 0 | 0 | 0 | 1.4472 | 0 | 0 | 0
6 | 166 | 12 | 82.94 | 1.638 | 83.8431 | 0 | 2.2194 | 0.04398 | 0 | 78.8554 | 79.3944 | 79.3944 | 0.00071775 | 0.0015908 | 0.00019345 | 0 | 0 | 0.0065142 | 0.009367 | 0.00010764 | 0.017656 | 0.0019227 | 1.6071e-05 | 0.00056748 | 0.00032854 | 0.0041315 | 0.0008666 | 0 | 0 | 0 | 0 | 0 | 0 | 0 | 0 | 0 | 0 | 0 | 0.19086 | 0 | 0 | 0 | 0 | 1.4472 | 0 | 0 | 0
6 | 166 | 13 | 84.02 | 1.6049 | 83.8431 | 0 | 2.2194 | 0.045449 | 0 | 79.3944 | 79.9514 | 79.9514 | 0.00081282 | 0.0018015 | 0.00021907 | 0 | 0 | 0.0081026 | 0.0091949 | 0.00012052 | 0.017898 | 0.0026797 | 1.8199e-05 | 0.00064264 | 0.00021181 | 0.0030973 | 0.00065039 | 0 | 0 | 0 | 0 | 0 | 0 | 0 | 0 | 0 | 0 | 0 | 0.19058 | 0 | 0 | 0 | 0 | 1.4143 | 0 | 0 | 0
6 | 166 | 14 | 84.2 | 3.7681 | 83.8431 | 0 | 1.7852 | 0.042695 | 0.038726 | 79.9514 | 80.4746 | 80 | 0.00074658 | 0.0016547 | 0.00020122 | 0 | 0 | 0.0078611 | 0.0079383 | 0.00011063 | 0.016714 | 0.0035446 | 1.6716e-05 | 0.00059027 | 0.00019116 | 0.0025838 | 0.00054141 | 0 | 0 | 0 | 0 | 0 | 0 | 2.2291 | 0 | 0 | 0 | 0 | 0.15762 | 0 | 0 | 0 | 0 | 1.3814 | 0 | 0 | 0
6 | 166 | 15 | 84.02 | 13.188 | 83.8431 | 0 | 1.7852 | 0.039733 | 0.20293 | 80 | 80.4869 | 78 | 0.0007064 | 0.0015656 | 0.00019039 | 0 | 0 | 0.0086946 | 0.0065286 | 0.00010435 | 0.014119 | 0.0038495 | 1.5816e-05 | 0.0005585 | 0.00015023 | 0.0026854 | 0.00056426 | 0 | 0 | 0 | 0 | 0 | 0 | 11.6809 | 0 | 0 | 0 | 0 | 0.1586 | 0 | 0 | 0 | 0 | 1.3485 | 0 | 0 | 0
6 | 166 | 16 | 87.08 | 3.5519 | 83.8431 | 0 | 1.7852 | 0.034381 | 0.034381 | 78 | 78.4214 | 78 | 0.0015956 | 0.0035363 | 0.00043003 | 0 | 0 | 0.0078604 | 0.0032995 | 0.00023577 | 0.008789 | 0.0037051 | 3.5725e-05 | 0.0012615 | 0.000383 | 0.0026854 | 0.00056426 | 0 | 0 | 0 | 0 | 0 | 0 | 1.979 | 0 | 0 | 0 | 0 | 0.1586 | 0 | 0 | 0 | 0 | 1.4143 | 0 | 0 | 0
6 | 166 | 17 | 75.92 | 1.836 | 83.8431 | 0 | 1.7852 | 0.017124 | 0 | 78 | 78.2099 | 78 | -0.0003655 | -0.00081007 | -9.8509e-05 | 0 | 0 | 0.00597 | 0.0024106 | -5.448e-05 | 0.0043013 | 0.0014008 | -8.1836e-06 | -0.00028898 | -8.3883e-05 | 0.0039265 | 0.00082442 | 0 | 0 | 0 | 0 | 0 | 0 | 0 | 0 | 0 | 0 | 0 | 0.1586 | 0 | 0 | 0 | 0 | 1.6774 | 0 | 0 | 0
6 | 166 | 18 | 78.98 | 3.2815 | 83.8431 | 0 | 3.0397 | 0.016031 | 0.016031 | 78 | 78.1965 | 78 | 0.00017221 | 0.00038167 | 4.6413e-05 | 0 | 0 | 0.0041787 | 0.0016522 | 2.5758e-05 | 0.0031452 | 0.0011005 | 3.8557e-06 | 0.00013615 | 6.4038e-05 | 0.0042349 | 0.00088946 | 0 | 0 | 0 | 0 | 0 | 0 | 0.92277 | 0 | 0 | 0 | 0 | 0.25376 | 0 | 0 | 0 | 0 | 2.105 | 0 | 0 | 0
6 | 166 | 19 | 75.92 | 2.3258 | 83.8431 | 0 | 3.0397 | 0.0069068 | 0 | 78 | 78.0846 | 78 | -0.0003655 | -0.00081007 | -9.8509e-05 | 0 | 0 | 0.0020882 | 0.00071897 | -5.37e-05 | 0.00030796 | -5.0679e-05 | -8.1836e-06 | -0.00028898 | -3.236e-05 | 0.0045452 | 0.0009545 | 0 | 0 | 0 | 0 | 0 | 0 | 0 | 0 | 0 | 0 | 0 | 0.25376 | 0 | 0 | 0 | 0 | 2.0721 | 0 | 0 | 0
6 | 166 | 20 | 75.02 | 2.1943 | 83.8431 | 0 | 3.0397 | 0.0012831 | 0 | 78 | 78.0157 | 78 | -0.00052365 | -0.0011606 | -0.00014113 | 0 | 0 | 2.2852e-05 | 8.8514e-06 | -7.6756e-05 | -0.002175 | -0.0013198 | -1.1725e-05 | -0.00041401 | -5.3093e-05 | 0.0071272 | 0.0014959 | 0 | 0 | 0 | 0 | 0 | 0 | 0 | 0 | 0 | 0 | 0 | 0.25376 | 0 | 0 | 0 | 0 | 1.9405 | 0 | 0 | 0
6 | 166 | 21 | 73.04 | 2.0956 | 83.8431 | 0 | 3.0397 | 0.00099223 | 0 | 78 | 78.0122 | 78 | -0.00087158 | -0.0019317 | -0.00023491 | 0 | 0 | 0 | 0 | -0.00012799 | -0.0013372 | -0.00081052 | -1.9515e-05 | -0.0006891 | -0.00011247 | 0.0071272 | 0.0014959 | 0 | 0 | 0 | 0 | 0 | 0 | 0 | 0 | 0 | 0 | 0 | 0.25376 | 0 | 0 | 0 | 0 | 1.8419 | 0 | 0 | 0
6 | 166 | 22 | 71.96 | 1.953 | 83.8431 | 0 | 2.4607 | -4.5256e-05 | 0 | 78 | 77.9994 | 77.9994 | -0.0010614 | -0.0023523 | -0.00028605 | 0 | 0 | 0 | 0 | -0.00015573 | -0.0016283 | -0.00098704 | -2.3764e-05 | -0.00083914 | -0.0001526 | 0.0074411 | 0.0015609 | 0 | 0 | 0 | 0 | 0 | 0 | 0 | 0 | 0 | 0 | 0 | 0.20984 | 0 | 0 | 0 | 0 | 1.7432 | 0 | 0 | 0
6 | 166 | 23 | 71.06 | 1.6899 | 83.8431 | 0 | 2.4607 | -0.0011748 | 0 | 77.9994 | 77.985 | 77.985 | -0.0012194 | -0.0027026 | -0.00032865 | 0 | 0 | 0 | 0 | -0.00017893 | -0.0018708 | -0.001134 | -2.7303e-05 | -0.0009641 | -0.00019007 | 0.0074411 | 0.0015609 | 0 | 0 | 0 | 0 | 0 | 0 | 0 | 0 | 0 | 0 | 0 | 0.20985 | 0 | 0 | 0 | 0 | 1.4801 | 0 | 0 | 0
6 | 166 | 24 | 71.06 | 1.2713 | 83.8431 | 0 | 0.41011 | -0.0018511 | 0 | 77.985 | 77.9624 | 77.9624 | -0.0012169 | -0.002697 | -0.00032797 | 0 | 0 | 0 | 0 | -0.00017778 | -0.0018669 | -0.0011315 | -2.7246e-05 | -0.0009621 | -0.00015905 | 0.0067153 | 0.0014098 | 0 | 0 | 0 | 0 | 0 | 0 | 0 | 0 | 0 | 0 | 0 | 0.05432 | 0 | 0 | 0 | 0 | 1.2169 | 0 | 0 | 0
6 | 167 | 1 | 69.98 | 0.97508 | 84.0022 | 0 | 0.40886 | -0.0078284 | 0 | 77.9624 | 77.8664 | 77.8664 | -0.0014027 | -0.0031088 | -0.00037804 | 0 | 0 | 0 | 0 | -0.00020534 | -0.0021519 | -0.0013043 | -3.1406e-05 | -0.001109 | -0.00020354 | 0.0020667 | 0.00043418 | 0 | 0 | 0 | 0 | 0 | 0 | 0 | 0 | 0 | 0 | 0 | 0.054152 | 0 | 0 | 0 | 0 | 0.92093 | 0 | 0 | 0
6 | 167 | 2 | 69.98 | 0.90934 | 84.0022 | 0 | 0.40886 | -0.0076695 | 0 | 77.8664 | 77.7724 | 77.7724 | -0.0013858 | -0.0030714 | -0.0003735 | 0 | 0 | 0 | 0 | -0.00020159 | -0.0021261 | -0.0012883 | -3.1029e-05 | -0.0010957 | -0.00016276 | 0.0020667 | 0.00043418 | 0 | 0 | 0 | 0 | 0 | 0 | 0 | 0 | 0 | 0 | 0 | 0.054198 | 0 | 0 | 0 | 0 | 0.85515 | 0 | 0 | 0
6 | 167 | 3 | 69.98 | 0.8765 | 84.0022 | 0 | 0.40886 | -0.0075517 | 0 | 77.7724 | 77.6799 | 77.6799 | -0.0013693 | -0.0030348 | -0.00036905 | 0 | 0 | 0 | 0 | -0.00019921 | -0.0021007 | -0.0012729 | -3.0659e-05 | -0.0010826 | -0.00015902 | 0.0020667 | 0.00043418 | 0 | 0 | 0 | 0 | 0 | 0 | 0 | 0 | 0 | 0 | 0 | 0.054244 | 0 | 0 | 0 | 0 | 0.82226 | 0 | 0 | 0
6 | 167 | 4 | 69.98 | 0.84365 | 84.0022 | 0 | 0.40886 | -0.0074726 | 0 | 77.6799 | 77.5883 | 77.5883 | -0.001353 | -0.0029988 | -0.00036467 | 0 | 0 | 0 | 0 | -0.00019775 | -0.0020758 | -0.0012581 | -3.0295e-05 | -0.0010698 | -0.00019116 | 0.0020667 | 0.00043418 | 0 | 0 | 0 | 0 | 0 | 0 | 0 | 0 | 0 | 0 | 0 | 0.054289 | 0 | 0 | 0 | 0 | 0.78937 | 0 | 0 | 0
6 | 167 | 5 | 68 | 0.84371 | 84.0022 | 0 | 0.40886 | -0.0098558 | 0 | 77.5883 | 77.4675 | 77.4675 | -0.0016849 | -0.0037342 | -0.0004541 | 0 | 0 | 0 | 0 | -0.00024707 | -0.0025849 | -0.0015668 | -3.7724e-05 | -0.0013321 | -0.00028065 | 0.0020667 | 0.00043418 | 0 | 0 | 0 | 0 | 0 | 0 | 0 | 0 | 0 | 0 | 0 | 0.054348 | 0 | 0 | 0 | 0 | 0.78937 | 0 | 0 | 0
6 | 167 | 6 | 69.08 | 0.94788 | 84.0022 | 0 | 0.48101 | -0.0077922 | 0 | 77.4675 | 77.372 | 77.372 | -0.0014739 | -0.0032666 | -0.00039723 | 0 | 0 | 0.00055209 | 7.6699e-05 | -0.00021373 | -0.003416 | -0.0017248 | -3.3e-05 | -0.0011653 | -0.00018335 | 0.0034529 | 0.00072422 | 0 | 0 | 0 | 0 | 0 | 0 | 0 | 0 | 0 | 0 | 0 | 0.059847 | 0 | 0 | 0 | 0 | 0.88804 | 0 | 0 | 0
6 | 167 | 7 | 71.06 | 1.4472 | 84.0022 | 0 | 3.6075 | 0.0054298 | 0 | 77.372 | 77.4386 | 77.4386 | -0.0011092 | -0.0024583 | -0.00029894 | 0 | 0 | 0.0033774 | 0.0015082 | -0.00016235 | 0.00021964 | 0.00016964 | -2.4834e-05 | -0.00087694 | -0.00016354 | 0.0043383 | 0.00091055 | 0 | 0 | 0 | 0 | 0 | 0 | 0 | 0 | 0 | 0 | 0 | 0.29604 | 0 | 0 | 0 | 0 | 1.1512 | 0 | 0 | 0
6 | 167 | 8 | 75.02 | 1.6444 | 84.0022 | 0 | 3.6075 | 0.025227 | 0 | 77.4386 | 77.7477 | 77.7477 | -0.000425 | -0.00094193 | -0.00011454 | 0 | 0 | 0.0058683 | 0.0036683 | -6.2746e-05 | 0.0054053 | 0.0017424 | -9.5157e-06 | -0.00033601 | -6.5775e-05 | 0.0086767 | 0.0018211 | 0 | 0 | 0 | 0 | 0 | 0 | 0 | 0 | 0 | 0 | 0 | 0.29589 | 0 | 0 | 0 | 0 | 1.3485 | 0 | 0 | 0
6 | 167 | 9 | 77 | 1.6408 | 84.0022 | 0 | 3.1265 | 0.029393 | 0 | 77.7477 | 78.1079 | 78.1079 | -0.00013139 | -0.00029121 | -3.5412e-05 | 0 | 0 | 0.0067063 | 0.0055145 | -1.948e-05 | 0.0094572 | 0.0022029 | -2.9419e-06 | -0.00010388 | -2.7966e-05 | 0.0050623 | 0.0010617 | 0 | 0 | 0 | 0 | 0 | 0 | 0 | 0 | 0 | 0 | 0 | 0.25937 | 0 | 0 | 0 | 0 | 1.3814 | 0 | 0 | 0
6 | 167 | 10 | 78.08 | 1.6735 | 84.0022 | 0 | 3.1265 | 0.030938 | 0 | 78.1079 | 78.4871 | 78.4871 | -4.9096e-06 | -1.0881e-05 | -1.3232e-06 | 0 | 0 | 0.0090229 | 0.0053125 | -7.2347e-07 | 0.0099279 | 0.0029497 | -1.0993e-07 | -3.8817e-06 | -6.0006e-07 | 0.0030973 | 0.00065039 | 0 | 0 | 0 | 0 | 0 | 0 | 0 | 0 | 0 | 0 | 0 | 0.25919 | 0 | 0 | 0 | 0 | 1.4143 | 0 | 0 | 0
6 | 167 | 11 | 80.06 | 1.7061 | 84.0022 | 0 | 3.1265 | 0.03936 | 0 | 78.4871 | 78.9695 | 78.9695 | 0.00027639 | 0.00061258 | 7.4493e-05 | 0 | 0 | 0.0079109 | 0.0079529 | 4.0882e-05 | 0.015427 | 0.0030421 | 6.1885e-06 | 0.00021853 | 5.0119e-05 | 0.0030973 | 0.00065039 | 0 | 0 | 0 | 0 | 0 | 0 | 0 | 0 | 0 | 0 | 0 | 0.25895 | 0 | 0 | 0 | 0 | 1.4472 | 0 | 0 | 0
6 | 167 | 12 | 80.96 | 1.6368 | 84.0022 | 0 | 2.2126 | 0.043633 | 0 | 78.9695 | 79.5042 | 79.5042 | 0.00034978 | 0.00077523 | 9.4272e-05 | 0 | 0 | 0.0093046 | 0.0083292 | 5.1408e-05 | 0.016227 | 0.0031787 | 7.8317e-06 | 0.00027655 | 4.0465e-05 | 0.0041315 | 0.0008666 | 0 | 0 | 0 | 0 | 0 | 0 | 0 | 0 | 0 | 0 | 0 | 0.18964 | 0 | 0 | 0 | 0 | 1.4472 | 0 | 0 | 0
6 | 167 | 13 | 82.94 | 1.6037 | 84.0022 | 0 | 2.2126 | 0.033141 | 0 | 79.5042 | 79.9103 | 79.9103 | 0.00060375 | 0.0013381 | 0.00016272 | 0 | 0 | 0.0095185 | 0.0044373 | 8.9563e-05 | 0.009298 | 0.0033061 | 1.3518e-05 | 0.00047734 | 0.00014863 | 0.0030973 | 0.00065039 | 0 | 0 | 0 | 0 | 0 | 0 | 0 | 0 | 0 | 0 | 0 | 0.18944 | 0 | 0 | 0 | 0 | 1.4143 | 0 | 0 | 0
6 | 167 | 14 | 84.02 | 3.0704 | 84.0022 | 0 | 1.7797 | 0.033938 | 0.026621 | 79.9103 | 80.3262 | 80 | 0.00072216 | 0.0016005 | 0.00019463 | 0 | 0 | 0.0099748 | 0.0044659 | 0.00010707 | 0.0094855 | 0.003491 | 1.6169e-05 | 0.00057096 | 0.00018369 | 0.0025838 | 0.00054141 | 0 | 0 | 0 | 0 | 0 | 0 | 1.5323 | 0 | 0 | 0 | 0 | 0.15668 | 0 | 0 | 0 | 0 | 1.3814 | 0 | 0 | 0
6 | 167 | 15 | 86 | 13.2721 | 84.0022 | 0 | 1.7797 | 0.041211 | 0.20441 | 80 | 80.505 | 78 | 0.0010543 | 0.0023367 | 0.00028416 | 0 | 0 | 0.0077246 | 0.0068129 | 0.00015731 | 0.014731 | 0.003607 | 2.3607e-05 | 0.00083359 | 0.00039629 | 0.0026854 | 0.00056426 | 0 | 0 | 0 | 0 | 0 | 0 | 11.7659 | 0 | 0 | 0 | 0 | 0.15767 | 0 | 0 | 0 | 0 | 1.3485 | 0 | 0 | 0
6 | 167 | 16 | 80.06 | 3.0455 | 84.0022 | 0 | 1.7797 | 0.025599 | 0.025599 | 78 | 78.3137 | 78 | 0.00036199 | 0.00080228 | 9.7562e-05 | 0 | 0 | 0.0075198 | 0.0033799 | 5.3799e-05 | 0.0071537 | 0.0026034 | 8.1049e-06 | 0.0002862 | 8.2986e-05 | 0.0026854 | 0.00056426 | 0 | 0 | 0 | 0 | 0 | 0 | 1.4735 | 0 | 0 | 0 | 0 | 0.15767 | 0 | 0 | 0 | 0 | 1.4143 | 0 | 0 | 0
6 | 167 | 17 | 78.98 | 2.7887 | 84.0022 | 0 | 1.7797 | 0.016567 | 0.016567 | 78 | 78.203 | 78 | 0.00017221 | 0.00038167 | 4.6413e-05 | 0 | 0 | 0.0044774 | 0.0017862 | 2.5585e-05 | 0.0035146 | 0.0012271 | 3.8557e-06 | 0.00013615 | 4.5015e-05 | 0.0039265 | 0.00082442 | 0 | 0 | 0 | 0 | 0 | 0 | 0.95362 | 0 | 0 | 0 | 0 | 0.15767 | 0 | 0 | 0 | 0 | 1.6774 | 0 | 0 | 0
6 | 167 | 18 | 78.98 | 3.5909 | 84.0022 | 0 | 3.0303 | 0.021433 | 0.021433 | 78 | 78.2627 | 78 | 0.00017221 | 0.00038167 | 4.6413e-05 | 0 | 0 | 0.004499 | 0.0020549 | 2.5429e-05 | 0.0062281 | 0.002731 | 3.8557e-06 | 0.00013615 | 2.9893e-05 | 0.0042349 | 0.00088946 | 0 | 0 | 0 | 0 | 0 | 0 | 1.2337 | 0 | 0 | 0 | 0 | 0.25216 | 0 | 0 | 0 | 0 | 2.105 | 0 | 0 | 0
6 | 167 | 19 | 78.08 | 3.041 | 84.0022 | 0 | 3.0303 | 0.012452 | 0.012452 | 78 | 78.1526 | 78 | 1.4058e-05 | 3.1157e-05 | 3.7888e-06 | 0 | 0 | 0.0030572 | 0.00059112 | 2.071e-06 | 0.0017979 | 0.0014419 | 3.1475e-07 | 1.1114e-05 | 1.7283e-06 | 0.0045452 | 0.0009545 | 0 | 0 | 0 | 0 | 0 | 0 | 0.71675 | 0 | 0 | 0 | 0 | 0.25216 | 0 | 0 | 0 | 0 | 2.0721 | 0 | 0 | 0
6 | 167 | 20 | 77 | 2.1927 | 84.0022 | 0 | 3.0303 | 0.0046498 | 0 | 78 | 78.057 | 78 | -0.00017572 | -0.00038946 | -4.736e-05 | 0 | 0 | 4.5704e-05 | 1.7703e-05 | -2.597e-05 | -0.0010721 | -0.00065676 | -3.9344e-06 | -0.00013893 | -3.0549e-05 | 0.0071272 | 0.0014959 | 0 | 0 | 0 | 0 | 0 | 0 | 0 | 0 | 0 | 0 | 0 | 0.25216 | 0 | 0 | 0 | 0 | 1.9405 | 0 | 0 | 0
6 | 167 | 21 | 75.02 | 2.094 | 84.0022 | 0 | 3.0303 | 0.00347 | 0 | 78 | 78.0425 | 78 | -0.00052365 | -0.0011606 | -0.00014113 | 0 | 0 | 0 | 0 | -7.6634e-05 | -0.00080337 | -0.00048683 | -1.1725e-05 | -0.00041401 | -3.9197e-05 | 0.0071272 | 0.0014959 | 0 | 0 | 0 | 0 | 0 | 0 | 0 | 0 | 0 | 0 | 0 | 0.25216 | 0 | 0 | 0 | 0 | 1.8419 | 0 | 0 | 0
6 | 167 | 22 | 73.94 | 1.9517 | 84.0022 | 0 | 2.4531 | 0.0024283 | 0 | 78 | 78.0298 | 78 | -0.00071343 | -0.0015812 | -0.00019228 | 0 | 0 | 0 | 0 | -0.00010463 | -0.0010945 | -0.00066346 | -1.5974e-05 | -0.00056406 | -8.3168e-05 | 0.0074411 | 0.0015609 | 0 | 0 | 0 | 0 | 0 | 0 | 0 | 0 | 0 | 0 | 0 | 0.20855 | 0 | 0 | 0 | 0 | 1.7432 | 0 | 0 | 0
6 | 167 | 23 | 73.04 | 1.6886 | 84.0022 | 0 | 2.4531 | 0.0012821 | 0 | 78 | 78.0157 | 78 | -0.00087158 | -0.0019317 | -0.00023491 | 0 | 0 | 0 | 0 | -0.00012817 | -0.0013372 | -0.00081063 | -1.9515e-05 | -0.0006891 | -0.00013616 | 0.0074411 | 0.0015609 | 0 | 0 | 0 | 0 | 0 | 0 | 0 | 0 | 0 | 0 | 0 | 0.20855 | 0 | 0 | 0 | 0 | 1.4801 | 0 | 0 | 0
6 | 167 | 24 | 71.96 | 1.271 | 84.0022 | 0 | 0.40886 | -0.00074359 | 0 | 78 | 77.9909 | 77.9909 | -0.0010614 | -0.0023523 | -0.00028605 | 0 | 0 | 0 | 0 | -0.00015527 | -0.0016283 | -0.00098691 | -2.3764e-05 | -0.00083914 | -0.00012574 | 0.0067153 | 0.0014098 | 0 | 0 | 0 | 0 | 0 | 0 | 0 | 0 | 0 | 0 | 0 | 0.05409 | 0 | 0 | 0 | 0 | 1.2169 | 0 | 0 | 0
6 | 168 | 1 | 71.06 | 0.97485 | 84.1583 | 0 | 0.40761 | -0.0065074 | 0 | 77.9909 | 77.9111 | 77.9111 | -0.0012179 | -0.0026993 | -0.00032825 | 0 | 0 | 0 | 0 | -0.00017818 | -0.0018685 | -0.0011325 | -2.7269e-05 | -0.00096292 | -0.00015929 | 0.0020667 | 0.00043418 | 0 | 0 | 0 | 0 | 0 | 0 | 0 | 0 | 0 | 0 | 0 | 0.053918 | 0 | 0 | 0 | 0 | 0.92093 | 0 | 0 | 0
6 | 168 | 2 | 71.06 | 0.9091 | 84.1583 | 0 | 0.40761 | -0.0064071 | 0 | 77.9111 | 77.8326 | 77.8326 | -0.0012039 | -0.0026682 | -0.00032447 | 0 | 0 | 0 | 0 | -0.00017589 | -0.001847 | -0.0011194 | -2.6955e-05 | -0.00095184 | -0.00015614 | 0.0020667 | 0.00043418 | 0 | 0 | 0 | 0 | 0 | 0 | 0 | 0 | 0 | 0 | 0 | 0.053957 | 0 | 0 | 0 | 0 | 0.85515 | 0 | 0 | 0
6 | 168 | 3 | 71.6 | 0.87625 | 84.1583 | 0 | 0.40761 | -0.0056325 | 0 | 77.8326 | 77.7636 | 77.7636 | -0.0010952 | -0.0024273 | -0.00029518 | 0 | 0 | 0 | 0 | -0.00015982 | -0.0016802 | -0.0010183 | -2.4522e-05 | -0.0008659 | -0.00013269 | 0.0020667 | 0.00043418 | 0 | 0 | 0 | 0 | 0 | 0 | 0 | 0 | 0 | 0 | 0 | 0.053991 | 0 | 0 | 0 | 0 | 0.82226 | 0 | 0 | 0
6 | 168 | 4 | 71.06 | 0.84339 | 84.1583 | 0 | 0.40761 | -0.0062224 | 0 | 77.7636 | 77.6873 | 77.6873 | -0.001178 | -0.0026108 | -0.00031748 | 0 | 0 | 0 | 0 | -0.00017224 | -0.0018072 | -0.0010953 | -2.6375e-05 | -0.00093134 | -0.00015038 | 0.0020667 | 0.00043418 | 0 | 0 | 0 | 0 | 0 | 0 | 0 | 0 | 0 | 0 | 0 | 0.054029 | 0 | 0 | 0 | 0 | 0.78937 | 0 | 0 | 0
6 | 168 | 5 | 71.06 | 0.84343 | 84.1583 | 0 | 0.40761 | -0.0061566 | 0 | 77.6873 | 77.6119 | 77.6119 | -0.0011646 | -0.0025811 | -0.00031387 | 0 | 0 | 0 | 0 | -0.00017069 | -0.0017866 | -0.001083 | -2.6075e-05 | -0.00092074 | -0.00017665 | 0.0020667 | 0.00043418 | 0 | 0 | 0 | 0 | 0 | 0 | 0 | 0 | 0 | 0 | 0 | 0.054066 | 0 | 0 | 0 | 0 | 0.78937 | 0 | 0 | 0
6 | 168 | 6 | 71.06 | 0.94754 | 84.1583 | 0 | 0.47954 | -0.0043554 | 0 | 77.6119 | 77.5585 | 77.5585 | -0.0011513 | -0.0025517 | -0.0003103 | 0 | 0 | 0.00018345 | 4.1504e-05 | -0.00016921 | -0.001723 | -0.00098761 | -2.5778e-05 | -0.00091026 | -0.00020407 | 0.0034529 | 0.00072422 | 0 | 0 | 0 | 0 | 0 | 0 | 0 | 0 | 0 | 0 | 0 | 0.059506 | 0 | 0 | 0 | 0 | 0.88804 | 0 | 0 | 0
6 | 168 | 7 | 71.06 | 1.4453 | 84.1583 | 0 | 3.5966 | 0.0031471 | 0 | 77.5585 | 77.5971 | 77.5971 | -0.0011419 | -0.0025309 | -0.00030777 | 0 | 0 | 0.0026043 | 0.0010635 | -0.00016735 | 0.00043843 | -4.9839e-05 | -2.5568e-05 | -0.00090284 | -0.00017124 | 0.0043383 | 0.00091055 | 0 | 0 | 0 | 0 | 0 | 0 | 0 | 0 | 0 | 0 | 0 | 0.2941 | 0 | 0 | 0 | 0 | 1.1512 | 0 | 0 | 0
6 | 168 | 8 | 71.06 | 1.6425 | 84.1583 | 0 | 3.5966 | 0.012303 | 0 | 77.5971 | 77.7478 | 77.7478 | -0.0011487 | -0.0025459 | -0.0003096 | 0 | 0 | 0.0038541 | 0.001519 | -0.00016931 | 0.0015906 | 0.0001879 | -2.572e-05 | -0.0009082 | -0.00023933 | 0.0086767 | 0.0018211 | 0 | 0 | 0 | 0 | 0 | 0 | 0 | 0 | 0 | 0 | 0 | 0.29403 | 0 | 0 | 0 | 0 | 1.3485 | 0 | 0 | 0
6 | 168 | 9 | 73.04 | 1.6392 | 84.1583 | 0 | 3.117 | 0.016016 | 0 | 77.7478 | 77.9441 | 77.9441 | -0.00082727 | -0.0018335 | -0.00022296 | 0 | 0 | 0.0060439 | 0.0024247 | -0.00012118 | 0.0040033 | 0.0012018 | -1.8523e-05 | -0.00065407 | -0.00010387 | 0.0050623 | 0.0010617 | 0 | 0 | 0 | 0 | 0 | 0 | 0 | 0 | 0 | 0 | 0 | 0.25784 | 0 | 0 | 0 | 0 | 1.3814 | 0 | 0 | 0
6 | 168 | 10 | 73.94 | 1.672 | 84.1583 | 0 | 3.117 | 0.01655 | 0 | 77.9441 | 78.1469 | 78.1469 | -0.00070361 | -0.0015594 | -0.00018964 | 0 | 0 | 0.0068623 | 0.0027688 | -0.00010358 | 0.0048663 | 0.0015563 | -1.5754e-05 | -0.0005563 | -0.00012366 | 0.0030973 | 0.00065039 | 0 | 0 | 0 | 0 | 0 | 0 | 0 | 0 | 0 | 0 | 0 | 0.25774 | 0 | 0 | 0 | 0 | 1.4143 | 0 | 0 | 0
6 | 168 | 11 | 77 | 1.7048 | 84.1583 | 0 | 3.117 | 0.023514 | 0 | 78.1469 | 78.4351 | 78.4351 | -0.00020154 | -0.00044669 | -5.4319e-05 | 0 | 0 | 0.0084992 | 0.0035381 | -2.9976e-05 | 0.0064972 | 0.002181 | -4.5126e-06 | -0.00015935 | -5.3087e-05 | 0.0030973 | 0.00065039 | 0 | 0 | 0 | 0 | 0 | 0 | 0 | 0 | 0 | 0 | 0 | 0.2576 | 0 | 0 | 0 | 0 | 1.4472 | 0 | 0 | 0
6 | 168 | 12 | 78.98 | 1.636 | 84.1583 | 0 | 2.2059 | 0.038564 | 0 | 78.4351 | 78.9077 | 78.9077 | 9.5749e-05 | 0.00021221 | 2.5806e-05 | 0 | 0 | 0.011111 | 0.0064392 | 1.435e-05 | 0.012157 | 0.003392 | 2.1438e-06 | 7.5702e-05 | 4.0342e-05 | 0.0041315 | 0.0008666 | 0 | 0 | 0 | 0 | 0 | 0 | 0 | 0 | 0 | 0 | 0 | 0.18879 | 0 | 0 | 0 | 0 | 1.4472 | 0 | 0 | 0
6 | 168 | 13 | 80.06 | 1.6028 | 84.1583 | 0 | 2.2059 | 0.041355 | 0 | 78.9077 | 79.4145 | 79.4145 | 0.00020248 | 0.00044876 | 5.4572e-05 | 0 | 0 | 0.012467 | 0.0069767 | 3.0091e-05 | 0.013349 | 0.0038605 | 4.5336e-06 | 0.00016009 | 5.3347e-05 | 0.0030973 | 0.00065039 | 0 | 0 | 0 | 0 | 0 | 0 | 0 | 0 | 0 | 0 | 0 | 0.18854 | 0 | 0 | 0 | 0 | 1.4143 | 0 | 0 | 0
6 | 168 | 14 | 82.94 | 1.5372 | 84.1583 | 0 | 1.7743 | 0.041503 | 0 | 79.4145 | 79.9232 | 79.9232 | 0.0006195 | 0.001373 | 0.00016697 | 0 | 0 | 0.01026 | 0.007043 | 9.1485e-05 | 0.014365 | 0.0038511 | 1.3871e-05 | 0.0004898 | 0.00010498 | 0.0025838 | 0.00054141 | 0 | 0 | 0 | 0 | 0 | 0 | 0 | 0 | 0 | 0 | 0 | 0.1558 | 0 | 0 | 0 | 0 | 1.3814 | 0 | 0 | 0
6 | 168 | 15 | 84.02 | 12.8502 | 84.1583 | 0 | 1.7743 | 0.040167 | 0.19709 | 79.9232 | 80.4154 | 78 | 0.0007199 | 0.0015955 | 0.00019403 | 0 | 0 | 0.0087056 | 0.0065873 | 0.00010702 | 0.014303 | 0.0039043 | 1.6119e-05 | 0.00056918 | 0.00021469 | 0.0026854 | 0.00056426 | 0 | 0 | 0 | 0 | 0 | 0 | 11.3449 | 0 | 0 | 0 | 0 | 0.15675 | 0 | 0 | 0 | 0 | 1.3485 | 0 | 0 | 0
6 | 168 | 16 | 82.04 | 3.1611 | 84.1583 | 0 | 1.7743 | 0.027623 | 0.027623 | 78 | 78.3385 | 78 | 0.00070992 | 0.0015734 | 0.00019133 | 0 | 0 | 0.00752 | 0.0033807 | 0.00010465 | 0.0074202 | 0.0027711 | 1.5895e-05 | 0.00056128 | 0.0001251 | 0.0026854 | 0.00056426 | 0 | 0 | 0 | 0 | 0 | 0 | 1.59 | 0 | 0 | 0 | 0 | 0.15675 | 0 | 0 | 0 | 0 | 1.4143 | 0 | 0 | 0
6 | 168 | 17 | 80.96 | 3.3187 | 84.1583 | 0 | 1.7743 | 0.025791 | 0.025791 | 78 | 78.3161 | 78 | 0.00052014 | 0.0011528 | 0.00014019 | 0 | 0 | 0.0069386 | 0.0030947 | 7.7257e-05 | 0.0063012 | 0.002244 | 1.1646e-05 | 0.00041124 | 0.00014821 | 0.0039265 | 0.00082442 | 0 | 0 | 0 | 0 | 0 | 0 | 1.4846 | 0 | 0 | 0 | 0 | 0.15675 | 0 | 0 | 0 | 0 | 1.6774 | 0 | 0 | 0
6 | 168 | 18 | 80.96 | 3.6376 | 84.1583 | 0 | 3.0211 | 0.022272 | 0.022272 | 78 | 78.273 | 78 | 0.00052014 | 0.0011528 | 0.00014019 | 0 | 0 | 0.0045383 | 0.002019 | 7.6377e-05 | 0.0057346 | 0.0024766 | 1.1646e-05 | 0.00041124 | 6.7158e-05 | 0.0042349 | 0.00088946 | 0 | 0 | 0 | 0 | 0 | 0 | 1.282 | 0 | 0 | 0 | 0 | 0.25059 | 0 | 0 | 0 | 0 | 2.105 | 0 | 0 | 0
6 | 168 | 19 | 80.06 | 3.1832 | 84.1583 | 0 | 3.0211 | 0.01495 | 0.01495 | 78 | 78.1832 | 78 | 0.00036199 | 0.00080228 | 9.7562e-05 | 0 | 0 | 0.0030424 | 0.00052634 | 5.3146e-05 | 0.0023447 | 0.0018859 | 8.1049e-06 | 0.0002862 | 4.2228e-05 | 0.0045452 | 0.0009545 | 0 | 0 | 0 | 0 | 0 | 0 | 0.86057 | 0 | 0 | 0 | 0 | 0.25059 | 0 | 0 | 0 | 0 | 2.0721 | 0 | 0 | 0
6 | 168 | 20 | 77 | 2.1911 | 84.1583 | 0 | 3.0211 | 0.0033589 | 0 | 78 | 78.0412 | 78 | -0.00017572 | -0.00038946 | -4.736e-05 | 0 | 0 | 4.5704e-05 | 1.7703e-05 | -2.5874e-05 | -0.0018855 | -0.0011469 | -3.9344e-06 | -0.00013893 | -1.7881e-05 | 0.0071272 | 0.0014959 | 0 | 0 | 0 | 0 | 0 | 0 | 0 | 0 | 0 | 0 | 0 | 0.25059 | 0 | 0 | 0 | 0 | 1.9405 | 0 | 0 | 0
6 | 168 | 21 | 75.92 | 2.0924 | 84.1583 | 0 | 3.0211 | 0.0045324 | 0 | 78 | 78.0555 | 78 | -0.0003655 | -0.00081007 | -9.8509e-05 | 0 | 0 | 0 | 0 | -5.4027e-05 | -0.00056074 | -0.00034004 | -8.1836e-06 | -0.00028898 | -6.8681e-05 | 0.0071272 | 0.0014959 | 0 | 0 | 0 | 0 | 0 | 0 | 0 | 0 | 0 | 0 | 0 | 0.25059 | 0 | 0 | 0 | 0 | 1.8419 | 0 | 0 | 0
6 | 168 | 22 | 73.94 | 1.9505 | 84.1583 | 0 | 2.4457 | 0.0024472 | 0 | 78 | 78.03 | 78 | -0.00071343 | -0.0015812 | -0.00019228 | 0 | 0 | 0 | 0 | -0.00010444 | -0.0010945 | -0.00066341 | -1.5974e-05 | -0.00056406 | -6.4563e-05 | 0.0074411 | 0.0015609 | 0 | 0 | 0 | 0 | 0 | 0 | 0 | 0 | 0 | 0 | 0 | 0.20728 | 0 | 0 | 0 | 0 | 1.7432 | 0 | 0 | 0
6 | 168 | 23 | 71.96 | 1.6873 | 84.1583 | 0 | 2.4457 | -4.5465e-05 | 0 | 78 | 77.9994 | 77.9994 | -0.0010614 | -0.0023523 | -0.00028605 | 0 | 0 | 0 | 0 | -0.0001559 | -0.0016283 | -0.00098708 | -2.3764e-05 | -0.00083914 | -0.0001526 | 0.0074411 | 0.0015609 | 0 | 0 | 0 | 0 | 0 | 0 | 0 | 0 | 0 | 0 | 0 | 0.20728 | 0 | 0 | 0 | 0 | 1.4801 | 0 | 0 | 0
6 | 168 | 24 | 71.96 | 1.2708 | 84.1583 | 0 | 0.40761 | -0.00071274 | 0 | 77.9994 | 77.9907 | 77.9907 | -0.0010613 | -0.0023521 | -0.00028603 | 0 | 0 | 0 | 0 | -0.00015418 | -0.0016282 | -0.00098651 | -2.3762e-05 | -0.00083907 | -9.6939e-05 | 0.0067153 | 0.0014098 | 0 | 0 | 0 | 0 | 0 | 0 | 0 | 0 | 0 | 0 | 0 | 0.053879 | 0 | 0 | 0 | 0 | 1.2169 | 0 | 0 | 0
6 | 169 | 1 | 71.06 | 0.97464 | 84.3113 | 0 | 0.40638 | -0.0064737 | 0 | 77.9907 | 77.9114 | 77.9114 | -0.0012179 | -0.0026992 | -0.00032824 | 0 | 0 | 0 | 0 | -0.00017746 | -0.0018684 | -0.0011322 | -2.7268e-05 | -0.00096289 | -0.0001267 | 0.0020667 | 0.00043418 | 0 | 0 | 0 | 0 | 0 | 0 | 0 | 0 | 0 | 0 | 0 | 0.053711 | 0 | 0 | 0 | 0 | 0.92093 | 0 | 0 | 0
6 | 169 | 2 | 69.98 | 0.9089 | 84.3113 | 0 | 0.40638 | -0.0077265 | 0 | 77.9114 | 77.8167 | 77.8167 | -0.0013937 | -0.0030889 | -0.00037563 | 0 | 0 | 0 | 0 | -0.00020325 | -0.0021382 | -0.0012958 | -3.1205e-05 | -0.0011019 | -0.00016456 | 0.0020667 | 0.00043418 | 0 | 0 | 0 | 0 | 0 | 0 | 0 | 0 | 0 | 0 | 0 | 0.053758 | 0 | 0 | 0 | 0 | 0.85515 | 0 | 0 | 0
6 | 169 | 3 | 69.08 | 0.87607 | 84.3113 | 0 | 0.40638 | -0.008738 | 0 | 77.8167 | 77.7096 | 77.7096 | -0.0015352 | -0.0034026 | -0.00041377 | 0 | 0 | 0 | 0 | -0.00022389 | -0.0023553 | -0.0014273 | -3.4374e-05 | -0.0012138 | -0.00019837 | 0.0020667 | 0.00043418 | 0 | 0 | 0 | 0 | 0 | 0 | 0 | 0 | 0 | 0 | 0 | 0.053811 | 0 | 0 | 0 | 0 | 0.82226 | 0 | 0 | 0
6 | 169 | 4 | 69.08 | 0.84323 | 84.3113 | 0 | 0.40638 | -0.0086027 | 0 | 77.7096 | 77.6042 | 77.6042 | -0.0015164 | -0.0033609 | -0.0004087 | 0 | 0 | 0 | 0 | -0.0002207 | -0.0023264 | -0.0014097 | -3.3953e-05 | -0.0011989 | -0.0001937 | 0.0020667 | 0.00043418 | 0 | 0 | 0 | 0 | 0 | 0 | 0 | 0 | 0 | 0 | 0 | 0.053863 | 0 | 0 | 0 | 0 | 0.78937 | 0 | 0 | 0
6 | 169 | 5 | 69.08 | 0.84328 | 84.3113 | 0 | 0.40638 | -0.0084702 | 0 | 77.6042 | 77.5004 | 77.5004 | -0.0014979 | -0.0033198 | -0.0004037 | 0 | 0 | 0 | 0 | -0.000218 | -0.002298 | -0.0013925 | -3.3538e-05 | -0.0011843 | -0.00018916 | 0.0020667 | 0.00043418 | 0 | 0 | 0 | 0 | 0 | 0 | 0 | 0 | 0 | 0 | 0 | 0.053914 | 0 | 0 | 0 | 0 | 0.78937 | 0 | 0 | 0
6 | 169 | 6 | 69.98 | 0.94736 | 84.3113 | 0 | 0.4781 | -0.0053362 | 0 | 77.5004 | 77.435 | 77.435 | -0.0013215 | -0.0029289 | -0.00035616 | 0 | 0 | 0.00050686 | 7.174e-05 | -0.00019168 | -0.0022733 | -0.0010734 | -2.9588e-05 | -0.0010448 | -0.00014845 | 0.0034529 | 0.00072422 | 0 | 0 | 0 | 0 | 0 | 0 | 0 | 0 | 0 | 0 | 0 | 0.059324 | 0 | 0 | 0 | 0 | 0.88804 | 0 | 0 | 0
6 | 169 | 7 | 71.06 | 1.4435 | 84.3113 | 0 | 3.5857 | 0.0053921 | 0 | 77.435 | 77.5011 | 77.5011 | -0.0011202 | -0.0024828 | -0.00030192 | 0 | 0 | 0.0034388 | 0.001511 | -0.00016333 | 0.0002007 | 0.00010969 | -2.5082e-05 | -0.00088568 | -0.00013793 | 0.0043383 | 0.00091055 | 0 | 0 | 0 | 0 | 0 | 0 | 0 | 0 | 0 | 0 | 0 | 0.29232 | 0 | 0 | 0 | 0 | 1.1512 | 0 | 0 | 0
6 | 169 | 8 | 75.02 | 1.6407 | 84.3113 | 0 | 3.5857 | 0.023335 | 0 | 77.5011 | 77.787 | 77.787 | -0.00043597 | -0.00096626 | -0.0001175 | 0 | 0 | 0.0057134 | 0.0033662 | -6.3644e-05 | 0.0044237 | 0.0012882 | -9.7615e-06 | -0.0003447 | -1.6891e-05 | 0.0086767 | 0.0018211 | 0 | 0 | 0 | 0 | 0 | 0 | 0 | 0 | 0 | 0 | 0 | 0.29218 | 0 | 0 | 0 | 0 | 1.3485 | 0 | 0 | 0
6 | 169 | 9 | 78.08 | 1.6375 | 84.3113 | 0 | 3.1076 | 0.029723 | 0 | 77.787 | 78.1513 | 78.1513 | 5.1483e-05 | 0.0001141 | 1.3876e-05 | 0 | 0 | 0.0060636 | 0.0055569 | 7.5993e-06 | 0.0095772 | 0.0021657 | 1.1527e-06 | 4.0704e-05 | 6.481e-06 | 0.0050623 | 0.0010617 | 0 | 0 | 0 | 0 | 0 | 0 | 0 | 0 | 0 | 0 | 0 | 0.25615 | 0 | 0 | 0 | 0 | 1.3814 | 0 | 0 | 0
6 | 169 | 10 | 80.96 | 1.6702 | 84.3113 | 0 | 3.1076 | 0.037141 | 0 | 78.1513 | 78.6064 | 78.6064 | 0.00049355 | 0.0010939 | 0.00013302 | 0 | 0 | 0.0074016 | 0.0068463 | 7.3248e-05 | 0.013564 | 0.0032685 | 1.1051e-05 | 0.00039022 | 0.00011771 | 0.0030973 | 0.00065039 | 0 | 0 | 0 | 0 | 0 | 0 | 0 | 0 | 0 | 0 | 0 | 0.25593 | 0 | 0 | 0 | 0 | 1.4143 | 0 | 0 | 0
6 | 169 | 11 | 82.04 | 1.7029 | 84.3113 | 0 | 3.1076 | 0.037236 | 0 | 78.6064 | 79.0628 | 79.0628 | 0.00060335 | 0.0013372 | 0.00016261 | 0 | 0 | 0.01029 | 0.0055345 | 8.9209e-05 | 0.011182 | 0.003676 | 1.3509e-05 | 0.00047703 | 0.00012384 | 0.0030973 | 0.00065039 | 0 | 0 | 0 | 0 | 0 | 0 | 0 | 0 | 0 | 0 | 0 | 0.25571 | 0 | 0 | 0 | 0 | 1.4472 | 0 | 0 | 0
6 | 169 | 12 | 82.04 | 1.6346 | 84.3113 | 0 | 2.1992 | 0.031899 | 0 | 79.0628 | 79.4537 | 79.4537 | 0.00052316 | 0.0011595 | 0.000141 | 0 | 0 | 0.0090771 | 0.0039661 | 7.7061e-05 | 0.0083681 | 0.0030791 | 1.1714e-05 | 0.00041363 | 8.4863e-05 | 0.0041315 | 0.0008666 | 0 | 0 | 0 | 0 | 0 | 0 | 0 | 0 | 0 | 0 | 0 | 0.1874 | 0 | 0 | 0 | 0 | 1.4472 | 0 | 0 | 0
6 | 169 | 13 | 84.02 | 1.6015 | 84.3113 | 0 | 2.1992 | 0.025487 | 0 | 79.4537 | 79.7661 | 79.7661 | 0.0008024 | 0.0017784 | 0.00021626 | 0 | 0 | 0.0065232 | 0.002722 | 0.00011905 | 0.0062711 | 0.0024465 | 1.7966e-05 | 0.0006344 | 0.00020852 | 0.0030973 | 0.00065039 | 0 | 0 | 0 | 0 | 0 | 0 | 0 | 0 | 0 | 0 | 0 | 0.18724 | 0 | 0 | 0 | 0 | 1.4143 | 0 | 0 | 0
6 | 169 | 14 | 84.92 | 2.793 | 84.3113 | 0 | 1.769 | 0.040923 | 0.021834 | 79.7661 | 80.2676 | 80 | 0.00090566 | 0.0020072 | 0.00024409 | 0 | 0 | 0.010093 | 0.0062784 | 0.00013319 | 0.013256 | 0.0039994 | 2.0278e-05 | 0.00071604 | 0.00014383 | 0.0025838 | 0.00054141 | 0 | 0 | 0 | 0 | 0 | 0 | 1.2568 | 0 | 0 | 0 | 0 | 0.15486 | 0 | 0 | 0 | 0 | 1.3814 | 0 | 0 | 0
6 | 169 | 15 | 84.92 | 13.2519 | 84.3113 | 0 | 1.769 | 0.040892 | 0.20409 | 80 | 80.5011 | 78 | 0.00086455 | 0.0019161 | 0.00023301 | 0 | 0 | 0.0059838 | 0.0076811 | 0.00012739 | 0.016671 | 0.0032994 | 1.9357e-05 | 0.00068354 | 0.00016224 | 0.0026854 | 0.00056426 | 0 | 0 | 0 | 0 | 0 | 0 | 11.7476 | 0 | 0 | 0 | 0 | 0.15584 | 0 | 0 | 0 | 0 | 1.3485 | 0 | 0 | 0
6 | 169 | 16 | 86 | 3.5915 | 84.3113 | 0 | 1.769 | 0.035117 | 0.035117 | 78 | 78.4304 | 78 | 0.0014058 | 0.0031157 | 0.00037888 | 0 | 0 | 0.0083403 | 0.0040771 | 0.00020681 | 0.0094111 | 0.0035135 | 3.1475e-05 | 0.0011114 | 0.00027553 | 0.0026854 | 0.00056426 | 0 | 0 | 0 | 0 | 0 | 0 | 2.0214 | 0 | 0 | 0 | 0 | 0.15584 | 0 | 0 | 0 | 0 | 1.4143 | 0 | 0 | 0
6 | 169 | 17 | 87.98 | 4.0296 | 84.3113 | 0 | 1.769 | 0.038157 | 0.038157 | 78 | 78.4676 | 78 | 0.0017537 | 0.0038868 | 0.00047265 | 0 | 0 | 0.0068524 | 0.0038147 | 0.00025842 | 0.010542 | 0.0040125 | 3.9266e-05 | 0.0013865 | 0.00038768 | 0.0039265 | 0.00082442 | 0 | 0 | 0 | 0 | 0 | 0 | 2.1964 | 0 | 0 | 0 | 0 | 0.15584 | 0 | 0 | 0 | 0 | 1.6774 | 0 | 0 | 0
6 | 169 | 18 | 87.98 | 3.7365 | 84.3113 | 0 | 3.012 | 0.024017 | 0.024017 | 78 | 78.2943 | 78 | 0.0017537 | 0.0038868 | 0.00047265 | 0 | 0 | 0.0032549 | 0.0012716 | 0.00025793 | 0.0042577 | 0.0019241 | 3.9266e-05 | 0.0013865 | 0.00038768 | 0.0042349 | 0.00088946 | 0 | 0 | 0 | 0 | 0 | 0 | 1.3825 | 0 | 0 | 0 | 0 | 0.24906 | 0 | 0 | 0 | 0 | 2.105 | 0 | 0 | 0
6 | 169 | 19 | 86 | 3.3026 | 84.3113 | 0 | 3.012 | 0.017051 | 0.017051 | 78 | 78.209 | 78 | 0.0014058 | 0.0031157 | 0.00037888 | 0 | 0 | 0.0013026 | 0.00050453 | 0.00020698 | 0.0021533 | 0.0010221 | 3.1475e-05 | 0.0011114 | 0.00031869 | 0.0045452 | 0.0009545 | 0 | 0 | 0 | 0 | 0 | 0 | 0.98148 | 0 | 0 | 0 | 0 | 0.24906 | 0 | 0 | 0 | 0 | 2.0721 | 0 | 0 | 0
6 | 169 | 20 | 84.02 | 3.0094 | 84.3113 | 0 | 3.012 | 0.014243 | 0.014243 | 78 | 78.1746 | 78 | 0.0010578 | 0.0023445 | 0.00028511 | 0 | 0 | 6.8556e-05 | 2.6554e-05 | 0.00015489 | 0.00042524 | 0.00024547 | 2.3685e-05 | 0.00083637 | 0.0001518 | 0.0071272 | 0.0014959 | 0 | 0 | 0 | 0 | 0 | 0 | 0.81985 | 0 | 0 | 0 | 0 | 0.24906 | 0 | 0 | 0 | 0 | 1.9405 | 0 | 0 | 0
6 | 169 | 21 | 80.06 | 2.7331 | 84.3113 | 0 | 3.012 | 0.011156 | 0.011156 | 78 | 78.1367 | 78 | 0.00036199 | 0.00080228 | 9.7562e-05 | 0 | 0 | 0 | 0 | 5.3182e-05 | 0.00055535 | 0.00033661 | 8.1049e-06 | 0.0002862 | 3.1945e-05 | 0.0071272 | 0.0014959 | 0 | 0 | 0 | 0 | 0 | 0 | 0.64217 | 0 | 0 | 0 | 0 | 0.24906 | 0 | 0 | 0 | 0 | 1.8419 | 0 | 0 | 0
6 | 169 | 22 | 78.98 | 2.5366 | 84.3113 | 0 | 2.4383 | 0.010204 | 0.010204 | 78 | 78.1251 | 78 | 0.00017221 | 0.00038167 | 4.6413e-05 | 0 | 0 | 0 | 0 | 2.522e-05 | 0.0002642 | 0.00016014 | 3.8557e-06 | 0.00013615 | 1.2496e-05 | 0.0074411 | 0.0015609 | 0 | 0 | 0 | 0 | 0 | 0 | 0.58737 | 0 | 0 | 0 | 0 | 0.20604 | 0 | 0 | 0 | 0 | 1.7432 | 0 | 0 | 0
6 | 169 | 23 | 77 | 1.6861 | 84.3113 | 0 | 2.4383 | 0.0062141 | 0 | 78 | 78.0762 | 78 | -0.00017572 | -0.00038946 | -4.736e-05 | 0 | 0 | 0 | 0 | -2.5778e-05 | -0.00026959 | -0.00016342 | -3.9344e-06 | -0.00013893 | -1.2803e-05 | 0.0074411 | 0.0015609 | 0 | 0 | 0 | 0 | 0 | 0 | 0 | 0 | 0 | 0 | 0 | 0.20604 | 0 | 0 | 0 | 0 | 1.4801 | 0 | 0 | 0
6 | 169 | 24 | 75.02 | 1.2706 | 84.3113 | 0 | 0.40638 | 0.0030289 | 0 | 78 | 78.0371 | 78 | -0.00052365 | -0.0011606 | -0.00014113 | 0 | 0 | 0 | 0 | -7.7056e-05 | -0.00080337 | -0.00048705 | -1.1725e-05 | -0.00041401 | -6.7756e-05 | 0.0067153 | 0.0014098 | 0 | 0 | 0 | 0 | 0 | 0 | 0 | 0 | 0 | 0 | 0 | 0.053667 | 0 | 0 | 0 | 0 | 1.2169 | 0 | 0 | 0
6 | 170 | 1 | 75.02 | 0.9744 | 84.4611 | 0 | 0.40517 | -0.0015903 | 0 | 78 | 77.9805 | 77.9805 | -0.00052365 | -0.0011606 | -0.00014113 | 0 | 0 | 0 | 0 | -7.6382e-05 | -0.00080337 | -0.00048686 | -1.1725e-05 | -0.00041401 | -3.9197e-05 | 0.0020667 | 0.00043418 | 0 | 0 | 0 | 0 | 0 | 0 | 0 | 0 | 0 | 0 | 0 | 0.053474 | 0 | 0 | 0 | 0 | 0.92093 | 0 | 0 | 0
6 | 170 | 2 | 73.94 | 0.90864 | 84.4611 | 0 | 0.40517 | -0.0028824 | 0 | 77.9805 | 77.9452 | 77.9452 | -0.00071001 | -0.0015736 | -0.00019136 | 0 | 0 | 0 | 0 | -0.00010334 | -0.0010893 | -0.00066006 | -1.5897e-05 | -0.00056135 | -4.4159e-05 | 0.0020667 | 0.00043418 | 0 | 0 | 0 | 0 | 0 | 0 | 0 | 0 | 0 | 0 | 0 | 0.053492 | 0 | 0 | 0 | 0 | 0.85515 | 0 | 0 | 0
6 | 170 | 3 | 75.02 | 0.87576 | 84.4611 | 0 | 0.40517 | -0.0015072 | 0 | 77.9452 | 77.9267 | 77.9267 | -0.00051402 | -0.0011392 | -0.00013854 | 0 | 0 | 0 | 0 | -7.4413e-05 | -0.00078859 | -0.00047776 | -1.1509e-05 | -0.0004064 | -2.3382e-05 | 0.0020667 | 0.00043418 | 0 | 0 | 0 | 0 | 0 | 0 | 0 | 0 | 0 | 0 | 0 | 0.053501 | 0 | 0 | 0 | 0 | 0.82226 | 0 | 0 | 0
6 | 170 | 4 | 73.04 | 0.84289 | 84.4611 | 0 | 0.40517 | -0.0039299 | 0 | 77.9267 | 77.8786 | 77.8786 | -0.0008587 | -0.0019032 | -0.00023143 | 0 | 0 | 0 | 0 | -0.00012528 | -0.0013174 | -0.00079837 | -1.9226e-05 | -0.00067892 | -6.4106e-05 | 0.0020667 | 0.00043418 | 0 | 0 | 0 | 0 | 0 | 0 | 0 | 0 | 0 | 0 | 0 | 0.053525 | 0 | 0 | 0 | 0 | 0.78937 | 0 | 0 | 0
6 | 170 | 5 | 71.96 | 0.84292 | 84.4611 | 0 | 0.40517 | -0.0052114 | 0 | 77.8786 | 77.8147 | 77.8147 | -0.00104 | -0.002305 | -0.0002803 | 0 | 0 | 0 | 0 | -0.00015152 | -0.0015956 | -0.00096689 | -2.3286e-05 | -0.00082227 | -9.3194e-05 | 0.0020667 | 0.00043418 | 0 | 0 | 0 | 0 | 0 | 0 | 0 | 0 | 0 | 0 | 0 | 0.053556 | 0 | 0 | 0 | 0 | 0.78937 | 0 | 0 | 0
6 | 170 | 6 | 73.04 | 0.94696 | 84.4611 | 0 | 0.47667 | -0.0040208 | 0 | 77.8147 | 77.7654 | 77.7654 | -0.00083902 | -0.0018595 | -0.00022613 | 0 | 0 | 0.00050762 | 7.1463e-05 | -0.00012272 | -0.0028172 | -0.0013999 | -1.8786e-05 | -0.00066335 | -0.00010612 | 0.0034529 | 0.00072422 | 0 | 0 | 0 | 0 | 0 | 0 | 0 | 0 | 0 | 0 | 0 | 0.058922 | 0 | 0 | 0 | 0 | 0.88804 | 0 | 0 | 0
6 | 170 | 7 | 75.02 | 1.4415 | 84.4611 | 0 | 3.575 | 0.0092811 | 0 | 77.7654 | 77.8792 | 77.8792 | -0.00048243 | -0.0010692 | -0.00013002 | 0 | 0 | 0.0034407 | 0.0015087 | -7.0463e-05 | 0.00079283 | 0.0004688 | -1.0802e-05 | -0.00038142 | -3.4454e-05 | 0.0043383 | 0.00091055 | 0 | 0 | 0 | 0 | 0 | 0 | 0 | 0 | 0 | 0 | 0 | 0.29035 | 0 | 0 | 0 | 0 | 1.1512 | 0 | 0 | 0
6 | 170 | 8 | 78.08 | 2.6188 | 84.4611 | 0 | 3.575 | 0.026886 | 0.017026 | 77.8792 | 78.2087 | 78 | 3.5293e-05 | 7.8221e-05 | 9.5121e-06 | 0 | 0 | 0.0057168 | 0.0034405 | 5.1495e-06 | 0.0052915 | 0.0017828 | 7.9021e-07 | 2.7904e-05 | 1.1317e-07 | 0.0086767 | 0.0018211 | 0 | 0 | 0 | 0 | 0 | 0 | 0.98001 | 0 | 0 | 0 | 0 | 0.29029 | 0 | 0 | 0 | 0 | 1.3485 | 0 | 0 | 0
6 | 170 | 9 | 82.04 | 1.6359 | 84.4611 | 0 | 3.0984 | 0.033498 | 0 | 78 | 78.4105 | 78.4105 | 0.00070992 | 0.0015734 | 0.00019133 | 0 | 0 | 0.0061511 | 0.0054873 | 0.00010493 | 0.009965 | 0.0024882 | 1.5895e-05 | 0.00056128 | 0.0001251 | 0.0050623 | 0.0010617 | 0 | 0 | 0 | 0 | 0 | 0 | 0 | 0 | 0 | 0 | 0 | 0.25448 | 0 | 0 | 0 | 0 | 1.3814 | 0 | 0 | 0
6 | 170 | 10 | 84.02 | 1.6685 | 84.4611 | 0 | 3.0984 | 0.038909 | 0 | 78.4105 | 78.8874 | 78.8874 | 0.00098571 | 0.0021847 | 0.00026567 | 0 | 0 | 0.0067068 | 0.0070543 | 0.00014551 | 0.013774 | 0.0030496 | 2.207e-05 | 0.00077933 | 0.00019373 | 0.0030973 | 0.00065039 | 0 | 0 | 0 | 0 | 0 | 0 | 0 | 0 | 0 | 0 | 0 | 0.25424 | 0 | 0 | 0 | 0 | 1.4143 | 0 | 0 | 0
6 | 170 | 11 | 84.92 | 1.7012 | 84.4611 | 0 | 3.0984 | 0.043059 | 0 | 78.8874 | 79.4151 | 79.4151 | 0.0010601 | 0.0023495 | 0.00028571 | 0 | 0 | 0.0068715 | 0.0081907 | 0.0001572 | 0.016222 | 0.0030182 | 2.3735e-05 | 0.00083812 | 0.00029405 | 0.0030973 | 0.00065039 | 0 | 0 | 0 | 0 | 0 | 0 | 0 | 0 | 0 | 0 | 0 | 0.25399 | 0 | 0 | 0 | 0 | 1.4472 | 0 | 0 | 0
6 | 170 | 12 | 86 | 1.6482 | 84.4611 | 0 | 2.1927 | 0.047991 | 0.00026061 | 79.4151 | 80.0032 | 80 | 0.0011571 | 0.0025646 | 0.00031186 | 0 | 0 | 0.0080591 | 0.0089449 | 0.00017117 | 0.017622 | 0.0029393 | 2.5908e-05 | 0.00091485 | 0.00028292 | 0.0041315 | 0.0008666 | 0 | 0 | 0 | 0 | 0 | 0 | 0.015001 | 0 | 0 | 0 | 0 | 0.18603 | 0 | 0 | 0 | 0 | 1.4472 | 0 | 0 | 0
6 | 170 | 13 | 87.98 | 4.5052 | 84.4611 | 0 | 2.1927 | 0.050466 | 0.050466 | 80 | 80.6185 | 80 | 0.0014023 | 0.0031079 | 0.00037793 | 0 | 0 | 0.0083802 | 0.0092148 | 0.00020708 | 0.019052 | 0.003519 | 3.1397e-05 | 0.0011087 | 0.00031755 | 0.0030973 | 0.00065039 | 0 | 0 | 0 | 0 | 0 | 0 | 2.9049 | 0 | 0 | 0 | 0 | 0.18603 | 0 | 0 | 0 | 0 | 1.4143 | 0 | 0 | 0
6 | 170 | 14 | 87.98 | 4.0373 | 84.4611 | 0 | 1.7637 | 0.043466 | 0.043466 | 80 | 80.5327 | 80 | 0.0014023 | 0.0031079 | 0.00037793 | 0 | 0 | 0.010095 | 0.0063334 | 0.00020492 | 0.013428 | 0.0040484 | 3.1397e-05 | 0.0011087 | 0.00020344 | 0.0025838 | 0.00054141 | 0 | 0 | 0 | 0 | 0 | 0 | 2.502 | 0 | 0 | 0 | 0 | 0.15398 | 0 | 0 | 0 | 0 | 1.3814 | 0 | 0 | 0
6 | 170 | 15 | 89.06 | 13.5164 | 84.4611 | 0 | 1.7637 | 0.045502 | 0.2087 | 80 | 80.5576 | 78 | 0.001592 | 0.0035285 | 0.00042908 | 0 | 0 | 0.0056988 | 0.007632 | 0.00023559 | 0.017548 | 0.0038578 | 3.5646e-05 | 0.0012587 | 0.00043673 | 0.0026854 | 0.00056426 | 0 | 0 | 0 | 0 | 0 | 0 | 12.0129 | 0 | 0 | 0 | 0 | 0.15496 | 0 | 0 | 0 | 0 | 1.3485 | 0 | 0 | 0
6 | 170 | 16 | 89.96 | 4.1042 | 84.4611 | 0 | 1.7637 | 0.044039 | 0.044039 | 78 | 78.5397 | 78 | 0.0021016 | 0.0046579 | 0.00056643 | 0 | 0 | 0.005654 | 0.0057568 | 0.00031098 | 0.015001 | 0.0043832 | 4.7056e-05 | 0.0016616 | 0.00064777 | 0.0026854 | 0.00056426 | 0 | 0 | 0 | 0 | 0 | 0 | 2.5349 | 0 | 0 | 0 | 0 | 0.15496 | 0 | 0 | 0 | 0 | 1.4143 | 0 | 0 | 0
6 | 170 | 17 | 89.06 | 4.046 | 84.4611 | 0 | 1.7637 | 0.038457 | 0.038457 | 78 | 78.4713 | 78 | 0.0019435 | 0.0043074 | 0.0005238 | 0 | 0 | 0.0069345 | 0.0035393 | 0.00028882 | 0.0098953 | 0.0039616 | 4.3515e-05 | 0.0015366 | 0.00073136 | 0.0039265 | 0.00082442 | 0 | 0 | 0 | 0 | 0 | 0 | 2.2136 | 0 | 0 | 0 | 0 | 0.15496 | 0 | 0 | 0 | 0 | 1.6774 | 0 | 0 | 0
6 | 170 | 18 | 87.08 | 4.1027 | 84.4611 | 0 | 3.003 | 0.030406 | 0.030406 | 78 | 78.3726 | 78 | 0.0015956 | 0.0035363 | 0.00043003 | 0 | 0 | 0.0044398 | 0.0020623 | 0.00023629 | 0.0076172 | 0.0035677 | 3.5725e-05 | 0.0012615 | 0.00049923 | 0.0042349 | 0.00088946 | 0 | 0 | 0 | 0 | 0 | 0 | 1.7502 | 0 | 0 | 0 | 0 | 0.24755 | 0 | 0 | 0 | 0 | 2.105 | 0 | 0 | 0
6 | 170 | 19 | 84.92 | 3.3352 | 84.4611 | 0 | 3.003 | 0.017644 | 0.017644 | 78 | 78.2162 | 78 | 0.001216 | 0.002695 | 0.00032773 | 0 | 0 | 0.0019946 | 0.00069279 | 0.00017912 | 0.0025021 | 0.0012887 | 2.7226e-05 | 0.0009614 | 0.00025923 | 0.0045452 | 0.0009545 | 0 | 0 | 0 | 0 | 0 | 0 | 1.0156 | 0 | 0 | 0 | 0 | 0.24755 | 0 | 0 | 0 | 0 | 2.0721 | 0 | 0 | 0
6 | 170 | 20 | 82.94 | 2.9284 | 84.4611 | 0 | 3.003 | 0.012861 | 0.012861 | 78 | 78.1576 | 78 | 0.00086806 | 0.0019239 | 0.00023396 | 0 | 0 | 6.8556e-05 | 2.6554e-05 | 0.00012789 | 8.1769e-05 | 3.8738e-05 | 1.9436e-05 | 0.00068632 | 0.00016313 | 0.0071272 | 0.0014959 | 0 | 0 | 0 | 0 | 0 | 0 | 0.74032 | 0 | 0 | 0 | 0 | 0.24755 | 0 | 0 | 0 | 0 | 1.9405 | 0 | 0 | 0
6 | 170 | 21 | 80.96 | 2.7957 | 84.4611 | 0 | 3.003 | 0.01227 | 0.01227 | 78 | 78.1504 | 78 | 0.00052014 | 0.0011528 | 0.00014019 | 0 | 0 | 0 | 0 | 7.6223e-05 | 0.00079798 | 0.00048373 | 1.1646e-05 | 0.00041124 | 5.2589e-05 | 0.0071272 | 0.0014959 | 0 | 0 | 0 | 0 | 0 | 0 | 0.70625 | 0 | 0 | 0 | 0 | 0.24755 | 0 | 0 | 0 | 0 | 1.8419 | 0 | 0 | 0
6 | 170 | 22 | 80.06 | 2.612 | 84.4611 | 0 | 2.431 | 0.011535 | 0.011535 | 78 | 78.1414 | 78 | 0.00036199 | 0.00080228 | 9.7562e-05 | 0 | 0 | 0 | 0 | 5.2981e-05 | 0.00055535 | 0.00033661 | 8.1049e-06 | 0.0002862 | 3.1945e-05 | 0.0074411 | 0.0015609 | 0 | 0 | 0 | 0 | 0 | 0 | 0.66397 | 0 | 0 | 0 | 0 | 0.20482 | 0 | 0 | 0 | 0 | 1.7432 | 0 | 0 | 0
6 | 170 | 23 | 80.06 | 2.3495 | 84.4611 | 0 | 2.431 | 0.011546 | 0.011546 | 78 | 78.1415 | 78 | 0.00036199 | 0.00080228 | 9.7562e-05 | 0 | 0 | 0 | 0 | 5.3146e-05 | 0.00055535 | 0.00033665 | 8.1049e-06 | 0.0002862 | 4.2228e-05 | 0.0074411 | 0.0015609 | 0 | 0 | 0 | 0 | 0 | 0 | 0.66457 | 0 | 0 | 0 | 0 | 0.20482 | 0 | 0 | 0 | 0 | 1.4801 | 0 | 0 | 0
6 | 170 | 24 | 78.98 | 1.8076 | 84.4611 | 0 | 0.40517 | 0.0093325 | 0.0093325 | 78 | 78.1144 | 78 | 0.00017221 | 0.00038167 | 4.6413e-05 | 0 | 0 | 0 | 0 | 2.5295e-05 | 0.0002642 | 0.00016016 | 3.8557e-06 | 0.00013615 | 1.7474e-05 | 0.0067153 | 0.0014098 | 0 | 0 | 0 | 0 | 0 | 0 | 0.53719 | 0 | 0 | 0 | 0 | 0.053465 | 0 | 0 | 0 | 0 | 1.2169 | 0 | 0 | 0
6 | 171 | 1 | 78.98 | 1.1874 | 84.6077 | 0 | 0.40397 | 0.0037032 | 0.0037032 | 78 | 78.0454 | 78 | 0.00017221 | 0.00038167 | 4.6413e-05 | 0 | 0 | 0 | 0 | 2.5196e-05 | 0.0002642 | 0.00016013 | 3.8557e-06 | 0.00013615 | 1.2496e-05 | 0.0020667 | 0.00043418 | 0 | 0 | 0 | 0 | 0 | 0 | 0.21316 | 0 | 0 | 0 | 0 | 0.053266 | 0 | 0 | 0 | 0 | 0.92093 | 0 | 0 | 0
6 | 171 | 2 | 77 | 0.90841 | 84.6077 | 0 | 0.40397 | 0.00083967 | 0 | 78 | 78.0103 | 78 | -0.00017572 | -0.00038946 | -4.736e-05 | 0 | 0 | 0 | 0 | -2.5778e-05 | -0.00026959 | -0.00016342 | -3.9344e-06 | -0.00013893 | -1.2803e-05 | 0.0020667 | 0.00043418 | 0 | 0 | 0 | 0 | 0 | 0 | 0 | 0 | 0 | 0 | 0 | 0.053266 | 0 | 0 | 0 | 0 | 0.85515 | 0 | 0 | 0
6 | 171 | 3 | 77 | 0.87552 | 84.6077 | 0 | 0.40397 | 0.00082853 | 0 | 78 | 78.0102 | 78 | -0.00017572 | -0.00038946 | -4.736e-05 | 0 | 0 | 0 | 0 | -2.5871e-05 | -0.00026959 | -0.00016344 | -3.9344e-06 | -0.00013893 | -2.3826e-05 | 0.0020667 | 0.00043418 | 0 | 0 | 0 | 0 | 0 | 0 | 0 | 0 | 0 | 0 | 0 | 0.053266 | 0 | 0 | 0 | 0 | 0.82226 | 0 | 0 | 0
6 | 171 | 4 | 75.02 | 0.84264 | 84.6077 | 0 | 0.40397 | -0.0016197 | 0 | 78 | 77.9802 | 77.9802 | -0.00052365 | -0.0011606 | -0.00014113 | 0 | 0 | 0 | 0 | -7.7056e-05 | -0.00080337 | -0.00048705 | -1.1725e-05 | -0.00041401 | -6.7756e-05 | 0.0020667 | 0.00043418 | 0 | 0 | 0 | 0 | 0 | 0 | 0 | 0 | 0 | 0 | 0 | 0.053276 | 0 | 0 | 0 | 0 | 0.78937 | 0 | 0 | 0
6 | 171 | 5 | 75.92 | 0.84264 | 84.6077 | 0 | 0.40397 | -0.00045653 | 0 | 77.9802 | 77.9746 | 77.9746 | -0.00036201 | -0.00080234 | -9.7569e-05 | 0 | 0 | 0 | 0 | -5.2787e-05 | -0.00055539 | -0.00033658 | -8.1055e-06 | -0.00028622 | -2.2193e-05 | 0.0020667 | 0.00043418 | 0 | 0 | 0 | 0 | 0 | 0 | 0 | 0 | 0 | 0 | 0 | 0.053279 | 0 | 0 | 0 | 0 | 0.78937 | 0 | 0 | 0
6 | 171 | 6 | 73.94 | 0.94664 | 84.6077 | 0 | 0.47526 | -0.0028222 | 0 | 77.9746 | 77.94 | 77.94 | -0.00070896 | -0.0015713 | -0.00019108 | 0 | 0 | 0.00051318 | 7.1528e-05 | -0.00010379 | -0.0024626 | -0.0011818 | -1.5874e-05 | -0.00056053 | -6.3899e-05 | 0.0034529 | 0.00072422 | 0 | 0 | 0 | 0 | 0 | 0 | 0 | 0 | 0 | 0 | 0 | 0.058603 | 0 | 0 | 0 | 0 | 0.88804 | 0 | 0 | 0
6 | 171 | 7 | 78.08 | 1.9088 | 84.6077 | 0 | 3.5645 | 0.013048 | 0.0081497 | 77.94 | 78.0999 | 78 | 2.4606e-05 | 5.4536e-05 | 6.6318e-06 | 0 | 0 | 0.0034465 | 0.0015105 | 3.6349e-06 | 0.0017038 | 0.0010259 | 5.5094e-07 | 1.9455e-05 | 3.0456e-06 | 0.0043383 | 0.00091055 | 0 | 0 | 0 | 0 | 0 | 0 | 0.46911 | 0 | 0 | 0 | 0 | 0.28854 | 0 | 0 | 0 | 0 | 1.1512 | 0 | 0 | 0
6 | 171 | 8 | 80.06 | 3.3684 | 84.6077 | 0 | 3.5645 | 0.030078 | 0.030078 | 78 | 78.3686 | 78 | 0.00036199 | 0.00080228 | 9.7562e-05 | 0 | 0 | 0.0059952 | 0.0035629 | 5.3257e-05 | 0.0061385 | 0.0022323 | 8.1049e-06 | 0.0002862 | 4.2228e-05 | 0.0086767 | 0.0018211 | 0 | 0 | 0 | 0 | 0 | 0 | 1.7313 | 0 | 0 | 0 | 0 | 0.28854 | 0 | 0 | 0 | 0 | 1.3485 | 0 | 0 | 0
6 | 171 | 9 | 82.94 | 1.6343 | 84.6077 | 0 | 3.0892 | 0.036207 | 0 | 78 | 78.4437 | 78.4437 | 0.00086806 | 0.0019239 | 0.00023396 | 0 | 0 | 0.0068249 | 0.0054337 | 0.00012759 | 0.010747 | 0.0031065 | 1.9436e-05 | 0.00068632 | 0.00011177 | 0.0050623 | 0.0010617 | 0 | 0 | 0 | 0 | 0 | 0 | 0 | 0 | 0 | 0 | 0 | 0.25294 | 0 | 0 | 0 | 0 | 1.3814 | 0 | 0 | 0
6 | 171 | 10 | 84.92 | 1.667 | 84.6077 | 0 | 3.0892 | 0.0382 | 0 | 78.4437 | 78.9119 | 78.9119 | 0.001138 | 0.0025222 | 0.00030672 | 0 | 0 | 0.0091714 | 0.0053757 | 0.00016615 | 0.011079 | 0.0036572 | 2.548e-05 | 0.00089976 | 0.00011106 | 0.0030973 | 0.00065039 | 0 | 0 | 0 | 0 | 0 | 0 | 0 | 0 | 0 | 0 | 0 | 0.25271 | 0 | 0 | 0 | 0 | 1.4143 | 0 | 0 | 0
6 | 171 | 11 | 86 | 1.6996 | 84.6077 | 0 | 3.0892 | 0.045845 | 0 | 78.9119 | 79.4737 | 79.4737 | 0.0012455 | 0.0027605 | 0.00033569 | 0 | 0 | 0.0081341 | 0.0080819 | 0.00018231 | 0.016496 | 0.0036833 | 2.7888e-05 | 0.00098476 | 0.00016559 | 0.0030973 | 0.00065039 | 0 | 0 | 0 | 0 | 0 | 0 | 0 | 0 | 0 | 0 | 0 | 0.25244 | 0 | 0 | 0 | 0 | 1.4472 | 0 | 0 | 0
6 | 171 | 12 | 87.98 | 1.9069 | 84.6077 | 0 | 2.1862 | 0.047718 | 0.0047743 | 79.4737 | 80.0585 | 80 | 0.0014947 | 0.0033128 | 0.00040286 | 0 | 0 | 0.010289 | 0.0066999 | 0.00021971 | 0.014473 | 0.0043486 | 3.3467e-05 | 0.0011818 | 0.00026395 | 0.0041315 | 0.0008666 | 0 | 0 | 0 | 0 | 0 | 0 | 0.27482 | 0 | 0 | 0 | 0 | 0.18496 | 0 | 0 | 0 | 0 | 1.4472 | 0 | 0 | 0
6 | 171 | 13 | 89.96 | 4.599 | 84.6077 | 0 | 2.1862 | 0.052115 | 0.052115 | 80 | 80.6387 | 80 | 0.0017502 | 0.003879 | 0.00047171 | 0 | 0 | 0.0092048 | 0.0087552 | 0.00025856 | 0.018292 | 0.0038937 | 3.9187e-05 | 0.0013838 | 0.00043893 | 0.0030973 | 0.00065039 | 0 | 0 | 0 | 0 | 0 | 0 | 2.9998 | 0 | 0 | 0 | 0 | 0.18496 | 0 | 0 | 0 | 0 | 1.4143 | 0 | 0 | 0
6 | 171 | 14 | 91.04 | 4.2677 | 84.6077 | 0 | 1.7585 | 0.047484 | 0.047484 | 80 | 80.5819 | 80 | 0.00194 | 0.0042996 | 0.00052285 | 0 | 0 | 0.0094977 | 0.0065898 | 0.00028714 | 0.014686 | 0.0043811 | 4.3436e-05 | 0.0015338 | 0.0005773 | 0.0025838 | 0.00054141 | 0 | 0 | 0 | 0 | 0 | 0 | 2.7332 | 0 | 0 | 0 | 0 | 0.15312 | 0 | 0 | 0 | 0 | 1.3814 | 0 | 0 | 0
6 | 171 | 15 | 91.04 | 13.6572 | 84.6077 | 0 | 1.7585 | 0.047964 | 0.21116 | 80 | 80.5878 | 78 | 0.00194 | 0.0042996 | 0.00052285 | 0 | 0 | 0.0062931 | 0.0075062 | 0.00028614 | 0.017583 | 0.0041948 | 4.3436e-05 | 0.0015338 | 0.00051181 | 0.0026854 | 0.00056426 | 0 | 0 | 0 | 0 | 0 | 0 | 12.1546 | 0 | 0 | 0 | 0 | 0.1541 | 0 | 0 | 0 | 0 | 1.3485 | 0 | 0 | 0
6 | 171 | 16 | 91.04 | 4.1844 | 84.6077 | 0 | 1.7585 | 0.045447 | 0.045447 | 78 | 78.557 | 78 | 0.0022914 | 0.0050785 | 0.00061757 | 0 | 0 | 0.006563 | 0.0054255 | 0.00034175 | 0.014378 | 0.0046081 | 5.1305e-05 | 0.0018117 | 0.0010308 | 0.0026854 | 0.00056426 | 0 | 0 | 0 | 0 | 0 | 0 | 2.616 | 0 | 0 | 0 | 0 | 0.1541 | 0 | 0 | 0 | 0 | 1.4143 | 0 | 0 | 0
6 | 171 | 17 | 91.04 | 4.2404 | 84.6077 | 0 | 1.7585 | 0.04185 | 0.04185 | 78 | 78.5129 | 78 | 0.0022914 | 0.0050785 | 0.00061757 | 0 | 0 | 0.0062932 | 0.0037407 | 0.00034264 | 0.011317 | 0.0044171 | 5.1305e-05 | 0.0018117 | 0.0011375 | 0.0039265 | 0.00082442 | 0 | 0 | 0 | 0 | 0 | 0 | 2.4089 | 0 | 0 | 0 | 0 | 0.1541 | 0 | 0 | 0 | 0 | 1.6774 | 0 | 0 | 0
6 | 171 | 18 | 89.06 | 4.2254 | 84.6077 | 0 | 2.9942 | 0.032562 | 0.032562 | 78 | 78.3991 | 78 | 0.0019435 | 0.0043074 | 0.0005238 | 0 | 0 | 0.0041986 | 0.0019453 | 0.00028955 | 0.0079571 | 0.0038577 | 4.3515e-05 | 0.0015366 | 0.00083473 | 0.0042349 | 0.00088946 | 0 | 0 | 0 | 0 | 0 | 0 | 1.8743 | 0 | 0 | 0 | 0 | 0.24608 | 0 | 0 | 0 | 0 | 2.105 | 0 | 0 | 0
6 | 171 | 19 | 86 | 3.6 | 84.6077 | 0 | 2.9942 | 0.022269 | 0.022269 | 78 | 78.2729 | 78 | 0.0014058 | 0.0031157 | 0.00037888 | 0 | 0 | 0.0030264 | 0.00054776 | 0.00021011 | 0.003682 | 0.0026333 | 3.1475e-05 | 0.0011114 | 0.00062682 | 0.0045452 | 0.0009545 | 0 | 0 | 0 | 0 | 0 | 0 | 1.2819 | 0 | 0 | 0 | 0 | 0.24608 | 0 | 0 | 0 | 0 | 2.0721 | 0 | 0 | 0
6 | 171 | 20 | 84.02 | 3.0007 | 84.6077 | 0 | 2.9942 | 0.014143 | 0.014143 | 78 | 78.1733 | 78 | 0.0010578 | 0.0023445 | 0.00028511 | 0 | 0 | 6.8556e-05 | 2.6554e-05 | 0.00015716 | 0.00024248 | 0.000139 | 2.3685e-05 | 0.00083637 | 0.00033887 | 0.0071272 | 0.0014959 | 0 | 0 | 0 | 0 | 0 | 0 | 0.8141 | 0 | 0 | 0 | 0 | 0.24608 | 0 | 0 | 0 | 0 | 1.9405 | 0 | 0 | 0
6 | 171 | 21 | 82.94 | 2.9451 | 84.6077 | 0 | 2.9942 | 0.014891 | 0.014891 | 78 | 78.1825 | 78 | 0.00086806 | 0.0019239 | 0.00023396 | 0 | 0 | 0 | 0 | 0.00012891 | 0.0013318 | 0.00080779 | 1.9436e-05 | 0.00068632 | 0.00026735 | 0.0071272 | 0.0014959 | 0 | 0 | 0 | 0 | 0 | 0 | 0.85712 | 0 | 0 | 0 | 0 | 0.24608 | 0 | 0 | 0 | 0 | 1.8419 | 0 | 0 | 0
6 | 171 | 22 | 80.96 | 2.6779 | 84.6077 | 0 | 2.4238 | 0.0127 | 0.0127 | 78 | 78.1556 | 78 | 0.00052014 | 0.0011528 | 0.00014019 | 0 | 0 | 0 | 0 | 7.6879e-05 | 0.00079798 | 0.00048387 | 1.1646e-05 | 0.00041124 | 0.00010362 | 0.0074411 | 0.0015609 | 0 | 0 | 0 | 0 | 0 | 0 | 0.73105 | 0 | 0 | 0 | 0 | 0.20363 | 0 | 0 | 0 | 0 | 1.7432 | 0 | 0 | 0
6 | 171 | 23 | 80.06 | 2.3498 | 84.6077 | 0 | 2.4238 | 0.011572 | 0.011572 | 78 | 78.1418 | 78 | 0.00036199 | 0.00080228 | 9.7562e-05 | 0 | 0 | 0 | 0 | 5.3466e-05 | 0.00055535 | 0.00033674 | 8.1049e-06 | 0.0002862 | 6.7927e-05 | 0.0074411 | 0.0015609 | 0 | 0 | 0 | 0 | 0 | 0 | 0.66608 | 0 | 0 | 0 | 0 | 0.20363 | 0 | 0 | 0 | 0 | 1.4801 | 0 | 0 | 0
6 | 171 | 24 | 80.06 | 1.8867 | 84.6077 | 0 | 0.40397 | 0.01071 | 0.01071 | 78 | 78.1313 | 78 | 0.00036199 | 0.00080228 | 9.7562e-05 | 0 | 0 | 0 | 0 | 5.3617e-05 | 0.00055535 | 0.00033678 | 8.1049e-06 | 0.0002862 | 8.2986e-05 | 0.0067153 | 0.0014098 | 0 | 0 | 0 | 0 | 0 | 0 | 0.61648 | 0 | 0 | 0 | 0 | 0.053266 | 0 | 0 | 0 | 0 | 1.2169 | 0 | 0 | 0
6 | 172 | 1 | 78.98 | 1.1875 | 84.751 | 0 | 0.4028 | 0.0037083 | 0.0037083 | 78 | 78.0454 | 78 | 0.00017221 | 0.00038167 | 4.6413e-05 | 0 | 0 | 0 | 0 | 2.5295e-05 | 0.0002642 | 0.00016016 | 3.8557e-06 | 0.00013615 | 1.7474e-05 | 0.0020667 | 0.00043418 | 0 | 0 | 0 | 0 | 0 | 0 | 0.21345 | 0 | 0 | 0 | 0 | 0.053072 | 0 | 0 | 0 | 0 | 0.92093 | 0 | 0 | 0
6 | 172 | 2 | 78.08 | 1.0579 | 84.751 | 0 | 0.4028 | 0.0026009 | 0.0026009 | 78 | 78.0319 | 78 | 1.4058e-05 | 3.1157e-05 | 3.7888e-06 | 0 | 0 | 0 | 0 | 2.0828e-06 | 2.1567e-05 | 1.3079e-05 | 3.1475e-07 | 1.1114e-05 | 2.8733e-06 | 0.0020667 | 0.00043418 | 0 | 0 | 0 | 0 | 0 | 0 | 0.14971 | 0 | 0 | 0 | 0 | 0.053072 | 0 | 0 | 0 | 0 | 0.85515 | 0 | 0 | 0
6 | 172 | 3 | 77 | 0.87533 | 84.751 | 0 | 0.4028 | 0.00082168 | 0 | 78 | 78.0101 | 78 | -0.00017572 | -0.00038946 | -4.736e-05 | 0 | 0 | 0 | 0 | -2.597e-05 | -0.00026959 | -0.00016347 | -3.9344e-06 | -0.00013893 | -3.0549e-05 | 0.0020667 | 0.00043418 | 0 | 0 | 0 | 0 | 0 | 0 | 0 | 0 | 0 | 0 | 0 | 0.053072 | 0 | 0 | 0 | 0 | 0.82226 | 0 | 0 | 0
6 | 172 | 4 | 77 | 0.84244 | 84.751 | 0 | 0.4028 | 0.00082171 | 0 | 78 | 78.0101 | 78 | -0.00017572 | -0.00038946 | -4.736e-05 | 0 | 0 | 0 | 0 | -2.5949e-05 | -0.00026959 | -0.00016346 | -3.9344e-06 | -0.00013893 | -3.0549e-05 | 0.0020667 | 0.00043418 | 0 | 0 | 0 | 0 | 0 | 0 | 0 | 0 | 0 | 0 | 0 | 0.053072 | 0 | 0 | 0 | 0 | 0.78937 | 0 | 0 | 0
6 | 172 | 5 | 77 | 0.84244 | 84.751 | 0 | 0.4028 | 0.00082171 | 0 | 78 | 78.0101 | 78 | -0.00017572 | -0.00038946 | -4.736e-05 | 0 | 0 | 0 | 0 | -2.5949e-05 | -0.00026959 | -0.00016346 | -3.9344e-06 | -0.00013893 | -3.0549e-05 | 0.0020667 | 0.00043418 | 0 | 0 | 0 | 0 | 0 | 0 | 0 | 0 | 0 | 0 | 0 | 0.053072 | 0 | 0 | 0 | 0 | 0.78937 | 0 | 0 | 0
6 | 172 | 6 | 75.92 | 0.94638 | 84.751 | 0 | 0.47388 | -0.00012467 | 0 | 78 | 77.9985 | 77.9985 | -0.0003655 | -0.00081007 | -9.8509e-05 | 0 | 0 | 0.00052824 | 6.2666e-05 | -5.4492e-05 | -0.0017157 | -0.00070549 | -8.1836e-06 | -0.00028898 | -0.00012155 | 0.0034529 | 0.00072422 | 0 | 0 | 0 | 0 | 0 | 0 | 0 | 0 | 0 | 0 | 0 | 0.058346 | 0 | 0 | 0 | 0 | 0.88804 | 0 | 0 | 0
6 | 172 | 7 | 75.92 | 1.438 | 84.751 | 0 | 3.5541 | 0.011095 | 0 | 77.9985 | 78.1344 | 78 | -0.00036523 | -0.00080948 | -9.8436e-05 | 0 | 0 | 0.0033943 | 0.0015054 | -5.4422e-05 | 0.0016401 | 0.0010524 | -8.1776e-06 | -0.00028876 | -0.00012145 | 0.0043383 | 0.00091055 | 0 | 0 | 0 | 0 | 0 | 0 | 0 | 0 | 0 | 0 | 0 | 0.28683 | 0 | 0 | 0 | 0 | 1.1512 | 0 | 0 | 0
6 | 172 | 8 | 78.08 | 3.207 | 84.751 | 0 | 3.5541 | 0.027304 | 0.027304 | 78 | 78.3346 | 78 | 1.4058e-05 | 3.1157e-05 | 3.7888e-06 | 0 | 0 | 0.0058432 | 0.0033478 | 2.0965e-06 | 0.0055706 | 0.001978 | 3.1475e-07 | 1.1114e-05 | 4.3551e-06 | 0.0086767 | 0.0018211 | 0 | 0 | 0 | 0 | 0 | 0 | 1.5717 | 0 | 0 | 0 | 0 | 0.28683 | 0 | 0 | 0 | 0 | 1.3485 | 0 | 0 | 0
6 | 172 | 9 | 80.96 | 1.6329 | 84.751 | 0 | 3.0802 | 0.032918 | 0 | 78 | 78.4034 | 78.4034 | 0.00052014 | 0.0011528 | 0.00014019 | 0 | 0 | 0.0067142 | 0.005177 | 7.6798e-05 | 0.0097779 | 0.0027274 | 1.1646e-05 | 0.00041124 | 8.4253e-05 | 0.0050623 | 0.0010617 | 0 | 0 | 0 | 0 | 0 | 0 | 0 | 0 | 0 | 0 | 0 | 0.25148 | 0 | 0 | 0 | 0 | 1.3814 | 0 | 0 | 0
6 | 172 | 10 | 82.94 | 1.6655 | 84.751 | 0 | 3.0802 | 0.038711 | 0 | 78.4034 | 78.8778 | 78.8778 | 0.00079718 | 0.0017668 | 0.00021485 | 0 | 0 | 0.0069511 | 0.0071075 | 0.00011827 | 0.013978 | 0.0031746 | 1.7849e-05 | 0.00063027 | 0.00020688 | 0.0030973 | 0.00065039 | 0 | 0 | 0 | 0 | 0 | 0 | 0 | 0 | 0 | 0 | 0 | 0.25125 | 0 | 0 | 0 | 0 | 1.4143 | 0 | 0 | 0
6 | 172 | 11 | 84.92 | 1.6982 | 84.751 | 0 | 3.0802 | 0.043278 | 0 | 78.8778 | 79.4082 | 79.4082 | 0.0010617 | 0.0023532 | 0.00028616 | 0 | 0 | 0.0088046 | 0.0073689 | 0.00015634 | 0.014844 | 0.0036116 | 2.3773e-05 | 0.00083945 | 0.0001811 | 0.0030973 | 0.00065039 | 0 | 0 | 0 | 0 | 0 | 0 | 0 | 0 | 0 | 0 | 0 | 0.25099 | 0 | 0 | 0 | 0 | 1.4472 | 0 | 0 | 0
6 | 172 | 12 | 86 | 1.6311 | 84.751 | 0 | 2.1798 | 0.04748 | 0 | 79.4082 | 79.9901 | 79.9901 | 0.0011583 | 0.0025672 | 0.00031219 | 0 | 0 | 0.0081667 | 0.0084853 | 0.0001709 | 0.01718 | 0.003258 | 2.5935e-05 | 0.00091581 | 0.00024214 | 0.0041315 | 0.0008666 | 0 | 0 | 0 | 0 | 0 | 0 | 0 | 0 | 0 | 0 | 0 | 0.18391 | 0 | 0 | 0 | 0 | 1.4472 | 0 | 0 | 0
6 | 172 | 13 | 89.06 | 4.4303 | 84.751 | 0 | 2.1798 | 0.050011 | 0.049201 | 79.9901 | 80.603 | 80 | 0.0015938 | 0.0035323 | 0.00042955 | 0 | 0 | 0.0083334 | 0.0085514 | 0.00023617 | 0.018128 | 0.0037254 | 3.5685e-05 | 0.0012601 | 0.00043739 | 0.0030973 | 0.00065039 | 0 | 0 | 0 | 0 | 0 | 0 | 2.8321 | 0 | 0 | 0 | 0 | 0.18391 | 0 | 0 | 0 | 0 | 1.4143 | 0 | 0 | 0
6 | 172 | 14 | 89.06 | 4.3873 | 84.751 | 0 | 1.7534 | 0.049576 | 0.049576 | 80 | 80.6076 | 80 | 0.001592 | 0.0035285 | 0.00042908 | 0 | 0 | 0.0070497 | 0.0087783 | 0.00023474 | 0.019254 | 0.0039081 | 3.5646e-05 | 0.0012587 | 0.00038177 | 0.0025838 | 0.00054141 | 0 | 0 | 0 | 0 | 0 | 0 | 2.8537 | 0 | 0 | 0 | 0 | 0.15227 | 0 | 0 | 0 | 0 | 1.3814 | 0 | 0 | 0
6 | 172 | 15 | 91.04 | 13.6106 | 84.751 | 0 | 1.7534 | 0.047168 | 0.21036 | 80 | 80.5781 | 78 | 0.00194 | 0.0042996 | 0.00052285 | 0 | 0 | 0.0066475 | 0.0070469 | 0.00028875 | 0.016633 | 0.0042329 | 4.3436e-05 | 0.0015338 | 0.00072962 | 0.0026854 | 0.00056426 | 0 | 0 | 0 | 0 | 0 | 0 | 12.1088 | 0 | 0 | 0 | 0 | 0.15325 | 0 | 0 | 0 | 0 | 1.3485 | 0 | 0 | 0
6 | 172 | 16 | 91.04 | 4.1555 | 84.751 | 0 | 1.7534 | 0.044959 | 0.044959 | 78 | 78.551 | 78 | 0.0022914 | 0.0050785 | 0.00061757 | 0 | 0 | 0.0050359 | 0.005719 | 0.00034173 | 0.015288 | 0.0044434 | 5.1305e-05 | 0.0018117 | 0.0010308 | 0.0026854 | 0.00056426 | 0 | 0 | 0 | 0 | 0 | 0 | 2.5879 | 0 | 0 | 0 | 0 | 0.15325 | 0 | 0 | 0 | 0 | 1.4143 | 0 | 0 | 0
6 | 172 | 17 | 91.04 | 4.2624 | 84.751 | 0 | 1.7534 | 0.042247 | 0.042247 | 78 | 78.5177 | 78 | 0.0022914 | 0.0050785 | 0.00061757 | 0 | 0 | 0.005433 | 0.0039209 | 0.00034264 | 0.012247 | 0.0045642 | 5.1305e-05 | 0.0018117 | 0.0011375 | 0.0039265 | 0.00082442 | 0 | 0 | 0 | 0 | 0 | 0 | 2.4318 | 0 | 0 | 0 | 0 | 0.15325 | 0 | 0 | 0 | 0 | 1.6774 | 0 | 0 | 0
6 | 172 | 18 | 89.96 | 4.2862 | 84.751 | 0 | 2.9854 | 0.033644 | 0.033644 | 78 | 78.4123 | 78 | 0.0021016 | 0.0046579 | 0.00056643 | 0 | 0 | 0.004135 | 0.0019427 | 0.00031408 | 0.0081246 | 0.003948 | 4.7056e-05 | 0.0016616 | 0.0010209 | 0.0042349 | 0.00088946 | 0 | 0 | 0 | 0 | 0 | 0 | 1.9366 | 0 | 0 | 0 | 0 | 0.24465 | 0 | 0 | 0 | 0 | 2.105 | 0 | 0 | 0
6 | 172 | 19 | 89.06 | 3.7859 | 84.751 | 0 | 2.9854 | 0.025523 | 0.025523 | 78 | 78.3128 | 78 | 0.0019435 | 0.0043074 | 0.0005238 | 0 | 0 | 0.0029679 | 0.00064052 | 0.00029187 | 0.0039957 | 0.0026488 | 4.3515e-05 | 0.0015366 | 0.001124 | 0.0045452 | 0.0009545 | 0 | 0 | 0 | 0 | 0 | 0 | 1.4691 | 0 | 0 | 0 | 0 | 0.24465 | 0 | 0 | 0 | 0 | 2.0721 | 0 | 0 | 0
6 | 172 | 20 | 87.98 | 3.3197 | 84.751 | 0 | 2.9854 | 0.01971 | 0.01971 | 78 | 78.2415 | 78 | 0.0017537 | 0.0038868 | 0.00047265 | 0 | 0 | 6.8556e-05 | 2.6554e-05 | 0.00026136 | 0.0015353 | 0.00092245 | 3.9266e-05 | 0.0013865 | 0.00073349 | 0.0071272 | 0.0014959 | 0 | 0 | 0 | 0 | 0 | 0 | 1.1345 | 0 | 0 | 0 | 0 | 0.24465 | 0 | 0 | 0 | 0 | 1.9405 | 0 | 0 | 0
6 | 172 | 21 | 84.92 | 3.1046 | 84.751 | 0 | 2.9854 | 0.017687 | 0.017687 | 78 | 78.2168 | 78 | 0.001216 | 0.002695 | 0.00032773 | 0 | 0 | 0 | 0 | 0.00018265 | 0.0018655 | 0.001132 | 2.7226e-05 | 0.0009614 | 0.0006561 | 0.0071272 | 0.0014959 | 0 | 0 | 0 | 0 | 0 | 0 | 1.0181 | 0 | 0 | 0 | 0 | 0.24465 | 0 | 0 | 0 | 0 | 1.8419 | 0 | 0 | 0
6 | 172 | 22 | 84.02 | 2.9138 | 84.751 | 0 | 2.4168 | 0.01682 | 0.01682 | 78 | 78.2061 | 78 | 0.0010578 | 0.0023445 | 0.00028511 | 0 | 0 | 0 | 0 | 0.00015842 | 0.0016229 | 0.00098466 | 2.3685e-05 | 0.00083637 | 0.00050479 | 0.0074411 | 0.0015609 | 0 | 0 | 0 | 0 | 0 | 0 | 0.9682 | 0 | 0 | 0 | 0 | 0.20246 | 0 | 0 | 0 | 0 | 1.7432 | 0 | 0 | 0
6 | 172 | 23 | 82.94 | 2.5722 | 84.751 | 0 | 2.4168 | 0.015456 | 0.015456 | 78 | 78.1894 | 78 | 0.00086806 | 0.0019239 | 0.00023396 | 0 | 0 | 0 | 0 | 0.00013032 | 0.0013318 | 0.0008081 | 1.9436e-05 | 0.00068632 | 0.00045191 | 0.0074411 | 0.0015609 | 0 | 0 | 0 | 0 | 0 | 0 | 0.88965 | 0 | 0 | 0 | 0 | 0.20246 | 0 | 0 | 0 | 0 | 1.4801 | 0 | 0 | 0
6 | 172 | 24 | 82.04 | 2.0347 | 84.751 | 0 | 0.4028 | 0.013284 | 0.013284 | 78 | 78.1628 | 78 | 0.00070992 | 0.0015734 | 0.00019133 | 0 | 0 | 0 | 0 | 0.00010577 | 0.0010891 | 0.00066065 | 1.5895e-05 | 0.00056128 | 0.00025161 | 0.0067153 | 0.0014098 | 0 | 0 | 0 | 0 | 0 | 0 | 0.76465 | 0 | 0 | 0 | 0 | 0.053072 | 0 | 0 | 0 | 0 | 1.2169 | 0 | 0 | 0
6 | 173 | 1 | 80.96 | 1.3332 | 84.891 | 0 | 0.40164 | 0.0062443 | 0.0062443 | 78 | 78.0765 | 78 | 0.00052014 | 0.0011528 | 0.00014019 | 0 | 0 | 0 | 0 | 7.7259e-05 | 0.00079798 | 0.00048398 | 1.1646e-05 | 0.00041124 | 0.00014821 | 0.0020667 | 0.00043418 | 0 | 0 | 0 | 0 | 0 | 0 | 0.35943 | 0 | 0 | 0 | 0 | 0.052883 | 0 | 0 | 0 | 0 | 0.92093 | 0 | 0 | 0
6 | 173 | 2 | 80.06 | 1.2008 | 84.891 | 0 | 0.40164 | 0.0050857 | 0.0050857 | 78 | 78.0623 | 78 | 0.00036199 | 0.00080228 | 9.7562e-05 | 0 | 0 | 0 | 0 | 5.3619e-05 | 0.00055535 | 0.00033678 | 8.1049e-06 | 0.0002862 | 8.2986e-05 | 0.0020667 | 0.00043418 | 0 | 0 | 0 | 0 | 0 | 0 | 0.29274 | 0 | 0 | 0 | 0 | 0.052883 | 0 | 0 | 0 | 0 | 0.85515 | 0 | 0 | 0
6 | 173 | 3 | 78.98 | 1.0897 | 84.891 | 0 | 0.40164 | 0.0037282 | 0.0037282 | 78 | 78.0457 | 78 | 0.00017221 | 0.00038167 | 4.6413e-05 | 0 | 0 | 0 | 0 | 2.5515e-05 | 0.0002642 | 0.00016022 | 3.8557e-06 | 0.00013615 | 3.7157e-05 | 0.0020667 | 0.00043418 | 0 | 0 | 0 | 0 | 0 | 0 | 0.2146 | 0 | 0 | 0 | 0 | 0.052883 | 0 | 0 | 0 | 0 | 0.82226 | 0 | 0 | 0
6 | 173 | 4 | 78.08 | 0.992 | 84.891 | 0 | 0.40164 | 0.0026015 | 0.0026015 | 78 | 78.0319 | 78 | 1.4058e-05 | 3.1157e-05 | 3.7888e-06 | 0 | 0 | 0 | 0 | 2.0885e-06 | 2.1567e-05 | 1.3081e-05 | 3.1475e-07 | 1.1114e-05 | 3.5218e-06 | 0.0020667 | 0.00043418 | 0 | 0 | 0 | 0 | 0 | 0 | 0.14975 | 0 | 0 | 0 | 0 | 0.052883 | 0 | 0 | 0 | 0 | 0.78937 | 0 | 0 | 0
6 | 173 | 5 | 77 | 0.84225 | 84.891 | 0 | 0.40164 | 0.00078647 | 0 | 78 | 78.0096 | 78 | -0.00017572 | -0.00038946 | -4.736e-05 | 0 | 0 | 0 | 0 | -2.6262e-05 | -0.00026959 | -0.00016355 | -3.9344e-06 | -0.00013893 | -6.5383e-05 | 0.0020667 | 0.00043418 | 0 | 0 | 0 | 0 | 0 | 0 | 0 | 0 | 0 | 0 | 0 | 0.052883 | 0 | 0 | 0 | 0 | 0.78937 | 0 | 0 | 0
6 | 173 | 6 | 77 | 0.94616 | 84.891 | 0 | 0.47252 | 0.00099778 | 0 | 78 | 78.0122 | 78 | -0.00017572 | -0.00038946 | -4.736e-05 | 0 | 0 | 0.00053185 | 6.3573e-05 | -2.6316e-05 | -0.0015849 | -0.00060902 | -3.9344e-06 | -0.00013893 | -7.4871e-05 | 0.0034529 | 0.00072422 | 0 | 0 | 0 | 0 | 0 | 0 | 0 | 0 | 0 | 0 | 0 | 0.058122 | 0 | 0 | 0 | 0 | 0.88804 | 0 | 0 | 0
6 | 173 | 7 | 78.98 | 2.2895 | 84.891 | 0 | 3.5439 | 0.014823 | 0.014823 | 78 | 78.1817 | 78 | 0.00017221 | 0.00038167 | 4.6413e-05 | 0 | 0 | 0.0033976 | 0.0015068 | 2.5682e-05 | 0.0023482 | 0.0015002 | 3.8557e-06 | 0.00013615 | 5.5124e-05 | 0.0043383 | 0.00091055 | 0 | 0 | 0 | 0 | 0 | 0 | 0.85322 | 0 | 0 | 0 | 0 | 0.28515 | 0 | 0 | 0 | 0 | 1.1512 | 0 | 0 | 0
6 | 173 | 8 | 80.06 | 3.3499 | 84.891 | 0 | 3.5439 | 0.029815 | 0.029815 | 78 | 78.3654 | 78 | 0.00036199 | 0.00080228 | 9.7562e-05 | 0 | 0 | 0.0057401 | 0.0033702 | 5.3798e-05 | 0.0061493 | 0.0023485 | 8.1049e-06 | 0.0002862 | 9.9294e-05 | 0.0086767 | 0.0018211 | 0 | 0 | 0 | 0 | 0 | 0 | 1.7162 | 0 | 0 | 0 | 0 | 0.28515 | 0 | 0 | 0 | 0 | 1.3485 | 0 | 0 | 0
6 | 173 | 9 | 84.02 | 1.6314 | 84.891 | 0 | 3.0714 | 0.037195 | 0 | 78 | 78.4558 | 78.4558 | 0.0010578 | 0.0023445 | 0.00028511 | 0 | 0 | 0.0060184 | 0.0055754 | 0.00015715 | 0.011252 | 0.0032275 | 2.3685e-05 | 0.00083637 | 0.00029327 | 0.0050623 | 0.0010617 | 0 | 0 | 0 | 0 | 0 | 0 | 0 | 0 | 0 | 0 | 0 | 0.25 | 0 | 0 | 0 | 0 | 1.3814 | 0 | 0 | 0
6 | 173 | 10 | 87.08 | 1.664 | 84.891 | 0 | 3.0714 | 0.043842 | 0 | 78.4558 | 78.9931 | 78.9931 | 0.0015155 | 0.0033587 | 0.00040844 | 0 | 0 | 0.0070512 | 0.0070442 | 0.00022564 | 0.014884 | 0.003845 | 3.3931e-05 | 0.0011982 | 0.00052981 | 0.0030973 | 0.00065039 | 0 | 0 | 0 | 0 | 0 | 0 | 0 | 0 | 0 | 0 | 0 | 0.24974 | 0 | 0 | 0 | 0 | 1.4143 | 0 | 0 | 0
6 | 173 | 11 | 89.06 | 1.6966 | 84.891 | 0 | 3.0714 | 0.048754 | 0 | 78.9931 | 79.5906 | 79.5906 | 0.001769 | 0.0039206 | 0.00047677 | 0 | 0 | 0.010254 | 0.0067058 | 0.00026592 | 0.014581 | 0.0045881 | 3.9607e-05 | 0.0013986 | 0.0010068 | 0.0030973 | 0.00065039 | 0 | 0 | 0 | 0 | 0 | 0 | 0 | 0 | 0 | 0 | 0 | 0.24945 | 0 | 0 | 0 | 0 | 1.4472 | 0 | 0 | 0
6 | 173 | 12 | 91.94 | 2.9146 | 84.891 | 0 | 2.1736 | 0.055722 | 0.022317 | 79.5906 | 80.2735 | 80 | 0.0021701 | 0.0048096 | 0.00058487 | 0 | 0 | 0.0077698 | 0.0088287 | 0.00032561 | 0.019235 | 0.0040663 | 4.8588e-05 | 0.0017157 | 0.0011693 | 0.0041315 | 0.0008666 | 0 | 0 | 0 | 0 | 0 | 0 | 1.2846 | 0 | 0 | 0 | 0 | 0.18288 | 0 | 0 | 0 | 0 | 1.4472 | 0 | 0 | 0
6 | 173 | 13 | 93.02 | 4.843 | 84.891 | 0 | 2.1736 | 0.056389 | 0.056389 | 80 | 80.6911 | 80 | 0.0022879 | 0.0050707 | 0.00061663 | 0 | 0 | 0.007279 | 0.0092836 | 0.00034226 | 0.020648 | 0.0041177 | 5.1226e-05 | 0.0018089 | 0.0011353 | 0.0030973 | 0.00065039 | 0 | 0 | 0 | 0 | 0 | 0 | 3.2458 | 0 | 0 | 0 | 0 | 0.18288 | 0 | 0 | 0 | 0 | 1.4143 | 0 | 0 | 0
6 | 173 | 14 | 93.02 | 4.6826 | 84.891 | 0 | 1.7483 | 0.05472 | 0.05472 | 80 | 80.6706 | 80 | 0.0022879 | 0.0050707 | 0.00061663 | 0 | 0 | 0.0068636 | 0.0086662 | 0.00034374 | 0.020027 | 0.0044946 | 5.1226e-05 | 0.0018089 | 0.0013644 | 0.0025838 | 0.00054141 | 0 | 0 | 0 | 0 | 0 | 0 | 3.1498 | 0 | 0 | 0 | 0 | 0.15145 | 0 | 0 | 0 | 0 | 1.3814 | 0 | 0 | 0
6 | 173 | 15 | 93.02 | 13.8151 | 84.891 | 0 | 1.7483 | 0.050736 | 0.21393 | 80 | 80.6218 | 78 | 0.0022879 | 0.0050707 | 0.00061663 | 0 | 0 | 0.0054233 | 0.0074728 | 0.0003453 | 0.018326 | 0.0044725 | 5.1226e-05 | 0.0018089 | 0.0016112 | 0.0026854 | 0.00056426 | 0 | 0 | 0 | 0 | 0 | 0 | 12.3142 | 0 | 0 | 0 | 0 | 0.15243 | 0 | 0 | 0 | 0 | 1.3485 | 0 | 0 | 0
6 | 173 | 16 | 91.94 | 4.319 | 84.891 | 0 | 1.7483 | 0.047815 | 0.047815 | 78 | 78.586 | 78 | 0.0024496 | 0.005429 | 0.0006602 | 0 | 0 | 0.0053187 | 0.006092 | 0.00036512 | 0.016365 | 0.0047705 | 5.4846e-05 | 0.0019367 | 0.0011243 | 0.0026854 | 0.00056426 | 0 | 0 | 0 | 0 | 0 | 0 | 2.7523 | 0 | 0 | 0 | 0 | 0.15243 | 0 | 0 | 0 | 0 | 1.4143 | 0 | 0 | 0
6 | 173 | 17 | 91.94 | 4.2879 | 84.891 | 0 | 1.7483 | 0.042704 | 0.042704 | 78 | 78.5233 | 78 | 0.0024496 | 0.005429 | 0.0006602 | 0 | 0 | 0.0068191 | 0.0035018 | 0.0003689 | 0.010665 | 0.0044573 | 5.4846e-05 | 0.0019367 | 0.0016106 | 0.0039265 | 0.00082442 | 0 | 0 | 0 | 0 | 0 | 0 | 2.4581 | 0 | 0 | 0 | 0 | 0.15243 | 0 | 0 | 0 | 0 | 1.6774 | 0 | 0 | 0
6 | 173 | 18 | 91.94 | 4.5015 | 84.891 | 0 | 2.9769 | 0.037409 | 0.037409 | 78 | 78.4585 | 78 | 0.0024496 | 0.005429 | 0.0006602 | 0 | 0 | 0.004356 | 0.0020443 | 0.00036804 | 0.0090487 | 0.0044562 | 5.4846e-05 | 0.0019367 | 0.0014813 | 0.0042349 | 0.00088946 | 0 | 0 | 0 | 0 | 0 | 0 | 2.1533 | 0 | 0 | 0 | 0 | 0.24324 | 0 | 0 | 0 | 0 | 2.105 | 0 | 0 | 0
6 | 173 | 19 | 89.96 | 3.9289 | 84.891 | 0 | 2.9769 | 0.028031 | 0.028031 | 78 | 78.3435 | 78 | 0.0021016 | 0.0046579 | 0.00056643 | 0 | 0 | 0.0030225 | 0.00055895 | 0.00031699 | 0.004828 | 0.0033096 | 4.7056e-05 | 0.0016616 | 0.0014611 | 0.0045452 | 0.0009545 | 0 | 0 | 0 | 0 | 0 | 0 | 1.6135 | 0 | 0 | 0 | 0 | 0.24324 | 0 | 0 | 0 | 0 | 2.0721 | 0 | 0 | 0
6 | 173 | 20 | 87.98 | 3.3252 | 84.891 | 0 | 2.9769 | 0.01983 | 0.01983 | 78 | 78.243 | 78 | 0.0017537 | 0.0038868 | 0.00047265 | 0 | 0 | 0.00015095 | 4.2459e-05 | 0.00026327 | 0.0013594 | 0.00085556 | 3.9266e-05 | 0.0013865 | 0.0009967 | 0.0071272 | 0.0014959 | 0 | 0 | 0 | 0 | 0 | 0 | 1.1415 | 0 | 0 | 0 | 0 | 0.24324 | 0 | 0 | 0 | 0 | 1.9405 | 0 | 0 | 0
6 | 173 | 21 | 87.08 | 3.2679 | 84.891 | 0 | 2.9769 | 0.020548 | 0.020548 | 78 | 78.2518 | 78 | 0.0015956 | 0.0035363 | 0.00043003 | 0 | 0 | 0 | 0 | 0.00023958 | 0.0024479 | 0.0014854 | 3.5725e-05 | 0.0012615 | 0.00089341 | 0.0071272 | 0.0014959 | 0 | 0 | 0 | 0 | 0 | 0 | 1.1828 | 0 | 0 | 0 | 0 | 0.24324 | 0 | 0 | 0 | 0 | 1.8419 | 0 | 0 | 0
6 | 173 | 22 | 86 | 3.0623 | 84.891 | 0 | 2.4098 | 0.019419 | 0.019419 | 78 | 78.238 | 78 | 0.0014058 | 0.0031157 | 0.00037888 | 0 | 0 | 0 | 0 | 0.00021054 | 0.0021567 | 0.0013085 | 3.1475e-05 | 0.0011114 | 0.00069837 | 0.0074411 | 0.0015609 | 0 | 0 | 0 | 0 | 0 | 0 | 1.1178 | 0 | 0 | 0 | 0 | 0.20133 | 0 | 0 | 0 | 0 | 1.7432 | 0 | 0 | 0
6 | 173 | 23 | 84.92 | 2.7139 | 84.891 | 0 | 2.4098 | 0.017937 | 0.017937 | 78 | 78.2198 | 78 | 0.001216 | 0.002695 | 0.00032773 | 0 | 0 | 0 | 0 | 0.00018165 | 0.0018655 | 0.0011317 | 2.7226e-05 | 0.0009614 | 0.00052871 | 0.0074411 | 0.0015609 | 0 | 0 | 0 | 0 | 0 | 0 | 1.0325 | 0 | 0 | 0 | 0 | 0.20133 | 0 | 0 | 0 | 0 | 1.4801 | 0 | 0 | 0
6 | 173 | 24 | 84.02 | 2.1943 | 84.891 | 0 | 0.40164 | 0.01606 | 0.01606 | 78 | 78.1968 | 78 | 0.0010578 | 0.0023445 | 0.00028511 | 0 | 0 | 0 | 0 | 0.00015919 | 0.0016229 | 0.00098487 | 2.3685e-05 | 0.00083637 | 0.0006205 | 0.0067153 | 0.0014098 | 0 | 0 | 0 | 0 | 0 | 0 | 0.92444 | 0 | 0 | 0 | 0 | 0.052883 | 0 | 0 | 0 | 0 | 1.2169 | 0 | 0 | 0
6 | 174 | 1 | 82.04 | 1.4234 | 85.0277 | 0 | 0.4005 | 0.007813 | 0.007813 | 78 | 78.0958 | 78 | 0.00070992 | 0.0015734 | 0.00019133 | 0 | 0 | 0 | 0 | 0.00010686 | 0.0010891 | 0.00066095 | 1.5895e-05 | 0.00056128 | 0.00040342 | 0.0020667 | 0.00043418 | 0 | 0 | 0 | 0 | 0 | 0 | 0.44973 | 0 | 0 | 0 | 0 | 0.052698 | 0 | 0 | 0 | 0 | 0.92093 | 0 | 0 | 0
6 | 174 | 2 | 80.96 | 1.2773 | 85.0277 | 0 | 0.4005 | 0.0064183 | 0.0064183 | 78 | 78.0787 | 78 | 0.00052014 | 0.0011528 | 0.00014019 | 0 | 0 | 0 | 0 | 7.8459e-05 | 0.00079798 | 0.00048431 | 1.1646e-05 | 0.00041124 | 0.00032069 | 0.0020667 | 0.00043418 | 0 | 0 | 0 | 0 | 0 | 0 | 0.36944 | 0 | 0 | 0 | 0 | 0.052698 | 0 | 0 | 0 | 0 | 0.85515 | 0 | 0 | 0
6 | 174 | 3 | 80.96 | 1.2426 | 85.0277 | 0 | 0.4005 | 0.0063877 | 0.0063877 | 78 | 78.0783 | 78 | 0.00052014 | 0.0011528 | 0.00014019 | 0 | 0 | 0 | 0 | 7.8279e-05 | 0.00079798 | 0.00048426 | 1.1646e-05 | 0.00041124 | 0.00029033 | 0.0020667 | 0.00043418 | 0 | 0 | 0 | 0 | 0 | 0 | 0.36768 | 0 | 0 | 0 | 0 | 0.052698 | 0 | 0 | 0 | 0 | 0.82226 | 0 | 0 | 0
6 | 174 | 4 | 80.06 | 1.1381 | 85.0277 | 0 | 0.4005 | 0.0051422 | 0.0051422 | 78 | 78.063 | 78 | 0.00036199 | 0.00080228 | 9.7562e-05 | 0 | 0 | 0 | 0 | 5.4082e-05 | 0.00055535 | 0.00033691 | 8.1049e-06 | 0.0002862 | 0.00013884 | 0.0020667 | 0.00043418 | 0 | 0 | 0 | 0 | 0 | 0 | 0.29599 | 0 | 0 | 0 | 0 | 0.052698 | 0 | 0 | 0 | 0 | 0.78937 | 0 | 0 | 0
6 | 174 | 5 | 80.06 | 1.1381 | 85.0277 | 0 | 0.4005 | 0.0051421 | 0.0051421 | 78 | 78.063 | 78 | 0.00036199 | 0.00080228 | 9.7562e-05 | 0 | 0 | 0 | 0 | 5.4079e-05 | 0.00055535 | 0.00033691 | 8.1049e-06 | 0.0002862 | 0.00013884 | 0.0020667 | 0.00043418 | 0 | 0 | 0 | 0 | 0 | 0 | 0.29599 | 0 | 0 | 0 | 0 | 0.052698 | 0 | 0 | 0 | 0 | 0.78937 | 0 | 0 | 0
6 | 174 | 6 | 78.98 | 1.2229 | 85.0277 | 0 | 0.47118 | 0.0048117 | 0.0048117 | 78 | 78.059 | 78 | 0.00017221 | 0.00038167 | 4.6413e-05 | 0 | 0 | 0.0004906 | 5.946e-05 | 2.5585e-05 | -0.000648 | -7.8329e-05 | 3.8557e-06 | 0.00013615 | 4.5015e-05 | 0.0034529 | 0.00072422 | 0 | 0 | 0 | 0 | 0 | 0 | 0.27697 | 0 | 0 | 0 | 0 | 0.057904 | 0 | 0 | 0 | 0 | 0.88804 | 0 | 0 | 0
6 | 174 | 7 | 80.06 | 2.3984 | 85.0277 | 0 | 3.5338 | 0.016742 | 0.016742 | 78 | 78.2052 | 78 | 0.00036199 | 0.00080228 | 9.7562e-05 | 0 | 0 | 0.0034561 | 0.0015141 | 5.3654e-05 | 0.0029885 | 0.0018417 | 8.1049e-06 | 0.0002862 | 8.2986e-05 | 0.0043383 | 0.00091055 | 0 | 0 | 0 | 0 | 0 | 0 | 0.96369 | 0 | 0 | 0 | 0 | 0.28352 | 0 | 0 | 0 | 0 | 1.1512 | 0 | 0 | 0
6 | 174 | 8 | 82.94 | 3.5797 | 85.0277 | 0 | 3.5338 | 0.033836 | 0.033836 | 78 | 78.4147 | 78 | 0.00086806 | 0.0019239 | 0.00023396 | 0 | 0 | 0.0057257 | 0.0034498 | 0.00012987 | 0.0070598 | 0.002882 | 1.9436e-05 | 0.00068632 | 0.00035954 | 0.0086767 | 0.0018211 | 0 | 0 | 0 | 0 | 0 | 0 | 1.9476 | 0 | 0 | 0 | 0 | 0.28352 | 0 | 0 | 0 | 0 | 1.3485 | 0 | 0 | 0
6 | 174 | 9 | 84.92 | 1.63 | 85.0277 | 0 | 3.0627 | 0.038747 | 0 | 78 | 78.4749 | 78.4749 | 0.001216 | 0.002695 | 0.00032773 | 0 | 0 | 0.0063355 | 0.005471 | 0.00017998 | 0.011569 | 0.0035376 | 2.7226e-05 | 0.0009614 | 0.00030228 | 0.0050623 | 0.0010617 | 0 | 0 | 0 | 0 | 0 | 0 | 0 | 0 | 0 | 0 | 0 | 0.24858 | 0 | 0 | 0 | 0 | 1.3814 | 0 | 0 | 0
6 | 174 | 10 | 87.08 | 1.6626 | 85.0277 | 0 | 3.0627 | 0.04298 | 0 | 78.4749 | 79.0016 | 79.0016 | 0.0015121 | 0.0033513 | 0.00040754 | 0 | 0 | 0.0081338 | 0.006278 | 0.00022678 | 0.013398 | 0.0039355 | 3.3856e-05 | 0.0011955 | 0.00076017 | 0.0030973 | 0.00065039 | 0 | 0 | 0 | 0 | 0 | 0 | 0 | 0 | 0 | 0 | 0 | 0.24832 | 0 | 0 | 0 | 0 | 1.4143 | 0 | 0 | 0
6 | 174 | 11 | 89.06 | 1.6952 | 85.0277 | 0 | 3.0627 | 0.049803 | 0 | 79.0016 | 79.6119 | 79.6119 | 0.0017675 | 0.0039173 | 0.00047637 | 0 | 0 | 0.0093418 | 0.0071284 | 0.00026629 | 0.015911 | 0.0047082 | 3.9574e-05 | 0.0013974 | 0.0011015 | 0.0030973 | 0.00065039 | 0 | 0 | 0 | 0 | 0 | 0 | 0 | 0 | 0 | 0 | 0 | 0.24802 | 0 | 0 | 0 | 0 | 1.4472 | 0 | 0 | 0
6 | 174 | 12 | 91.04 | 3.004 | 85.0277 | 0 | 2.1674 | 0.055553 | 0.023887 | 79.6119 | 80.2927 | 80 | 0.0020082 | 0.0044507 | 0.00054123 | 0 | 0 | 0.0081216 | 0.0087178 | 0.0003012 | 0.019335 | 0.0043826 | 4.4963e-05 | 0.0015877 | 0.0010644 | 0.0041315 | 0.0008666 | 0 | 0 | 0 | 0 | 0 | 0 | 1.375 | 0 | 0 | 0 | 0 | 0.18188 | 0 | 0 | 0 | 0 | 1.4472 | 0 | 0 | 0
6 | 174 | 13 | 93.02 | 4.8252 | 85.0277 | 0 | 2.1674 | 0.056098 | 0.056098 | 80 | 80.6875 | 80 | 0.0022879 | 0.0050707 | 0.00061663 | 0 | 0 | 0.0080589 | 0.0088212 | 0.00034398 | 0.019638 | 0.0042884 | 5.1226e-05 | 0.0018089 | 0.0013644 | 0.0030973 | 0.00065039 | 0 | 0 | 0 | 0 | 0 | 0 | 3.229 | 0 | 0 | 0 | 0 | 0.18188 | 0 | 0 | 0 | 0 | 1.4143 | 0 | 0 | 0
6 | 174 | 14 | 93.92 | 4.7332 | 85.0277 | 0 | 1.7434 | 0.055613 | 0.055613 | 80 | 80.6815 | 80 | 0.002446 | 0.0054212 | 0.00065925 | 0 | 0 | 0.0071249 | 0.0086875 | 0.00036502 | 0.020076 | 0.0045965 | 5.4767e-05 | 0.0019339 | 0.0011222 | 0.0025838 | 0.00054141 | 0 | 0 | 0 | 0 | 0 | 0 | 3.2011 | 0 | 0 | 0 | 0 | 0.15064 | 0 | 0 | 0 | 0 | 1.3814 | 0 | 0 | 0
6 | 174 | 15 | 93.92 | 13.8623 | 85.0277 | 0 | 1.7434 | 0.051569 | 0.21477 | 80 | 80.632 | 78 | 0.002446 | 0.0054212 | 0.00065925 | 0 | 0 | 0.0053171 | 0.0075231 | 0.00036837 | 0.01849 | 0.0044978 | 5.4767e-05 | 0.0019339 | 0.0016078 | 0.0026854 | 0.00056426 | 0 | 0 | 0 | 0 | 0 | 0 | 12.3622 | 0 | 0 | 0 | 0 | 0.15162 | 0 | 0 | 0 | 0 | 1.3485 | 0 | 0 | 0
6 | 174 | 16 | 95 | 4.5087 | 85.0277 | 0 | 1.7434 | 0.051124 | 0.051124 | 78 | 78.6265 | 78 | 0.0029873 | 0.0066208 | 0.00080512 | 0 | 0 | 0.0050814 | 0.0059072 | 0.00044799 | 0.016706 | 0.0051504 | 6.6885e-05 | 0.0023618 | 0.0017397 | 0.0026854 | 0.00056426 | 0 | 0 | 0 | 0 | 0 | 0 | 2.9428 | 0 | 0 | 0 | 0 | 0.15162 | 0 | 0 | 0 | 0 | 1.4143 | 0 | 0 | 0
6 | 174 | 17 | 93.92 | 4.5373 | 85.0277 | 0 | 1.7434 | 0.047051 | 0.047051 | 78 | 78.5766 | 78 | 0.0027975 | 0.0062002 | 0.00075397 | 0 | 0 | 0.0051679 | 0.0040429 | 0.00042214 | 0.013458 | 0.0051442 | 6.2636e-05 | 0.0022118 | 0.0020382 | 0.0039265 | 0.00082442 | 0 | 0 | 0 | 0 | 0 | 0 | 2.7083 | 0 | 0 | 0 | 0 | 0.15162 | 0 | 0 | 0 | 0 | 1.6774 | 0 | 0 | 0
6 | 174 | 18 | 91.94 | 4.4875 | 85.0277 | 0 | 2.9684 | 0.037189 | 0.037189 | 78 | 78.4558 | 78 | 0.0024496 | 0.005429 | 0.0006602 | 0 | 0 | 0.004011 | 0.0019462 | 0.00036949 | 0.0089901 | 0.004473 | 5.4846e-05 | 0.0019367 | 0.0017441 | 0.0042349 | 0.00088946 | 0 | 0 | 0 | 0 | 0 | 0 | 2.1406 | 0 | 0 | 0 | 0 | 0.24187 | 0 | 0 | 0 | 0 | 2.105 | 0 | 0 | 0
6 | 174 | 19 | 89.96 | 3.9356 | 85.0277 | 0 | 2.9684 | 0.028172 | 0.028172 | 78 | 78.3453 | 78 | 0.0021016 | 0.0046579 | 0.00056643 | 0 | 0 | 0.0030356 | 0.00062039 | 0.00031851 | 0.0047635 | 0.0031729 | 4.7056e-05 | 0.0016616 | 0.001727 | 0.0045452 | 0.0009545 | 0 | 0 | 0 | 0 | 0 | 0 | 1.6216 | 0 | 0 | 0 | 0 | 0.24187 | 0 | 0 | 0 | 0 | 2.0721 | 0 | 0 | 0
6 | 174 | 20 | 89.06 | 3.4179 | 85.0277 | 0 | 2.9684 | 0.021465 | 0.021465 | 78 | 78.2631 | 78 | 0.0019435 | 0.0043074 | 0.0005238 | 0 | 0 | 0.00036293 | 5.4454e-05 | 0.00029042 | 0.001664 | 0.0011882 | 4.3515e-05 | 0.0015366 | 0.00092666 | 0.0071272 | 0.0014959 | 0 | 0 | 0 | 0 | 0 | 0 | 1.2355 | 0 | 0 | 0 | 0 | 0.24187 | 0 | 0 | 0 | 0 | 1.9405 | 0 | 0 | 0
6 | 174 | 21 | 87.98 | 3.325 | 85.0277 | 0 | 2.9684 | 0.021564 | 0.021564 | 78 | 78.2643 | 78 | 0.0017537 | 0.0038868 | 0.00047265 | 0 | 0 | 0 | 0 | 0.00026204 | 0.0026905 | 0.0016323 | 3.9266e-05 | 0.0013865 | 0.00081719 | 0.0071272 | 0.0014959 | 0 | 0 | 0 | 0 | 0 | 0 | 1.2413 | 0 | 0 | 0 | 0 | 0.24187 | 0 | 0 | 0 | 0 | 1.8419 | 0 | 0 | 0
6 | 174 | 22 | 87.08 | 3.134 | 85.0277 | 0 | 2.403 | 0.020684 | 0.020684 | 78 | 78.2535 | 78 | 0.0015956 | 0.0035363 | 0.00043003 | 0 | 0 | 0 | 0 | 0.0002378 | 0.0024479 | 0.0014848 | 3.5725e-05 | 0.0012615 | 0.00065226 | 0.0074411 | 0.0015609 | 0 | 0 | 0 | 0 | 0 | 0 | 1.1906 | 0 | 0 | 0 | 0 | 0.20022 | 0 | 0 | 0 | 0 | 1.7432 | 0 | 0 | 0
6 | 174 | 23 | 86 | 2.7939 | 85.0277 | 0 | 2.403 | 0.019347 | 0.019347 | 78 | 78.2371 | 78 | 0.0014058 | 0.0031157 | 0.00037888 | 0 | 0 | 0 | 0 | 0.00021002 | 0.0021567 | 0.0013084 | 3.1475e-05 | 0.0011114 | 0.00062682 | 0.0074411 | 0.0015609 | 0 | 0 | 0 | 0 | 0 | 0 | 1.1136 | 0 | 0 | 0 | 0 | 0.20022 | 0 | 0 | 0 | 0 | 1.4801 | 0 | 0 | 0
6 | 174 | 24 | 84.02 | 2.1842 | 85.0277 | 0 | 0.4005 | 0.015888 | 0.015888 | 78 | 78.1947 | 78 | 0.0010578 | 0.0023445 | 0.00028511 | 0 | 0 | 0 | 0 | 0.00015807 | 0.0016229 | 0.00098456 | 2.3685e-05 | 0.00083637 | 0.00045008 | 0.0067153 | 0.0014098 | 0 | 0 | 0 | 0 | 0 | 0 | 0.91454 | 0 | 0 | 0 | 0 | 0.052698 | 0 | 0 | 0 | 0 | 1.2169 | 0 | 0 | 0
6 | 175 | 1 | 82.94 | 1.4862 | 85.1609 | 0 | 0.39938 | 0.0089071 | 0.0089071 | 78 | 78.1092 | 78 | 0.00086806 | 0.0019239 | 0.00023396 | 0 | 0 | 0 | 0 | 0.00013 | 0.0013318 | 0.00080801 | 1.9436e-05 | 0.00068632 | 0.00040484 | 0.0020667 | 0.00043418 | 0 | 0 | 0 | 0 | 0 | 0 | 0.51271 | 0 | 0 | 0 | 0 | 0.052517 | 0 | 0 | 0 | 0 | 0.92093 | 0 | 0 | 0
6 | 175 | 2 | 82.04 | 1.3462 | 85.1609 | 0 | 0.39938 | 0.007619 | 0.007619 | 78 | 78.0934 | 78 | 0.00070992 | 0.0015734 | 0.00019133 | 0 | 0 | 0 | 0 | 0.00010543 | 0.0010891 | 0.00066056 | 1.5895e-05 | 0.00056128 | 0.00021125 | 0.0020667 | 0.00043418 | 0 | 0 | 0 | 0 | 0 | 0 | 0.43856 | 0 | 0 | 0 | 0 | 0.052517 | 0 | 0 | 0 | 0 | 0.85515 | 0 | 0 | 0
6 | 175 | 3 | 80.96 | 1.2329 | 85.1609 | 0 | 0.39938 | 0.0062208 | 0.0062208 | 78 | 78.0762 | 78 | 0.00052014 | 0.0011528 | 0.00014019 | 0 | 0 | 0 | 0 | 7.7045e-05 | 0.00079798 | 0.00048392 | 1.1646e-05 | 0.00041124 | 0.00012502 | 0.0020667 | 0.00043418 | 0 | 0 | 0 | 0 | 0 | 0 | 0.35808 | 0 | 0 | 0 | 0 | 0.052517 | 0 | 0 | 0 | 0 | 0.82226 | 0 | 0 | 0
6 | 175 | 4 | 80.06 | 1.1346 | 85.1609 | 0 | 0.39938 | 0.0050857 | 0.0050857 | 78 | 78.0623 | 78 | 0.00036199 | 0.00080228 | 9.7562e-05 | 0 | 0 | 0 | 0 | 5.3619e-05 | 0.00055535 | 0.00033678 | 8.1049e-06 | 0.0002862 | 8.2986e-05 | 0.0020667 | 0.00043418 | 0 | 0 | 0 | 0 | 0 | 0 | 0.29274 | 0 | 0 | 0 | 0 | 0.052517 | 0 | 0 | 0 | 0 | 0.78937 | 0 | 0 | 0
6 | 175 | 5 | 80.6 | 1.175 | 85.1609 | 0 | 0.39938 | 0.0057871 | 0.0057871 | 78 | 78.0709 | 78 | 0.00045688 | 0.0010126 | 0.00012314 | 0 | 0 | 0 | 0 | 6.7885e-05 | 0.00070093 | 0.00042512 | 1.023e-05 | 0.00036122 | 0.00012824 | 0.0020667 | 0.00043418 | 0 | 0 | 0 | 0 | 0 | 0 | 0.33311 | 0 | 0 | 0 | 0 | 0.052517 | 0 | 0 | 0 | 0 | 0.78937 | 0 | 0 | 0
6 | 175 | 6 | 80.06 | 1.2839 | 85.1609 | 0 | 0.46986 | 0.0058744 | 0.0058744 | 78 | 78.072 | 78 | 0.00036199 | 0.00080228 | 9.7562e-05 | 0 | 0 | 0.00041274 | 5.2351e-05 | 5.3931e-05 | -0.00046767 | -3.051e-05 | 8.1049e-06 | 0.0002862 | 0.0001203 | 0.0034529 | 0.00072422 | 0 | 0 | 0 | 0 | 0 | 0 | 0.33814 | 0 | 0 | 0 | 0 | 0.057692 | 0 | 0 | 0 | 0 | 0.88804 | 0 | 0 | 0
6 | 175 | 7 | 80.96 | 2.4271 | 85.1609 | 0 | 3.524 | 0.017268 | 0.017268 | 78 | 78.2116 | 78 | 0.00052014 | 0.0011528 | 0.00014019 | 0 | 0 | 0.0033406 | 0.0014397 | 7.7545e-05 | 0.0029843 | 0.0017633 | 1.1646e-05 | 0.00041124 | 0.00017811 | 0.0043383 | 0.00091055 | 0 | 0 | 0 | 0 | 0 | 0 | 0.99399 | 0 | 0 | 0 | 0 | 0.28193 | 0 | 0 | 0 | 0 | 1.1512 | 0 | 0 | 0
6 | 175 | 8 | 82.04 | 3.5419 | 85.1609 | 0 | 3.524 | 0.033208 | 0.033208 | 78 | 78.407 | 78 | 0.00070992 | 0.0015734 | 0.00019133 | 0 | 0 | 0.0059449 | 0.0032055 | 0.00010638 | 0.0070882 | 0.0029885 | 1.5895e-05 | 0.00056128 | 0.00032463 | 0.0086767 | 0.0018211 | 0 | 0 | 0 | 0 | 0 | 0 | 1.9115 | 0 | 0 | 0 | 0 | 0.28193 | 0 | 0 | 0 | 0 | 1.3485 | 0 | 0 | 0
6 | 175 | 9 | 82.94 | 1.6287 | 85.1609 | 0 | 3.0541 | 0.028814 | 0 | 78 | 78.3531 | 78.3531 | 0.00086806 | 0.0019239 | 0.00023396 | 0 | 0 | 0.0063989 | 0.0027383 | 0.00013008 | 0.0065866 | 0.0026995 | 1.9436e-05 | 0.00068632 | 0.00040484 | 0.0050623 | 0.0010617 | 0 | 0 | 0 | 0 | 0 | 0 | 0 | 0 | 0 | 0 | 0 | 0.24726 | 0 | 0 | 0 | 0 | 1.3814 | 0 | 0 | 0
6 | 175 | 10 | 86 | 1.6613 | 85.1609 | 0 | 3.0541 | 0.039632 | 0 | 78.3531 | 78.8388 | 78.8388 | 0.0013437 | 0.0029781 | 0.00036216 | 0 | 0 | 0.0092246 | 0.0048293 | 0.00020157 | 0.011045 | 0.0041447 | 3.0086e-05 | 0.0010624 | 0.00066288 | 0.0030973 | 0.00065039 | 0 | 0 | 0 | 0 | 0 | 0 | 0 | 0 | 0 | 0 | 0 | 0.24702 | 0 | 0 | 0 | 0 | 1.4143 | 0 | 0 | 0
6 | 175 | 11 | 89.06 | 1.6939 | 85.1609 | 0 | 3.0541 | 0.045192 | 0 | 78.8388 | 79.3927 | 79.3927 | 0.0017961 | 0.0039807 | 0.00048408 | 0 | 0 | 0.010474 | 0.0052444 | 0.00027184 | 0.011939 | 0.0044696 | 4.0214e-05 | 0.00142 | 0.0013248 | 0.0030973 | 0.00065039 | 0 | 0 | 0 | 0 | 0 | 0 | 0 | 0 | 0 | 0 | 0 | 0.24675 | 0 | 0 | 0 | 0 | 1.4472 | 0 | 0 | 0
6 | 175 | 12 | 89.96 | 1.6281 | 85.1609 | 0 | 2.1614 | 0.048397 | 0 | 79.3927 | 79.9858 | 79.9858 | 0.0018569 | 0.0041155 | 0.00050047 | 0 | 0 | 0.010966 | 0.0054339 | 0.00027703 | 0.012998 | 0.0049533 | 4.1576e-05 | 0.0014681 | 0.00078804 | 0.0041315 | 0.0008666 | 0 | 0 | 0 | 0 | 0 | 0 | 0 | 0 | 0 | 0 | 0 | 0.18091 | 0 | 0 | 0 | 0 | 1.4472 | 0 | 0 | 0
6 | 175 | 13 | 91.94 | 4.6412 | 85.1609 | 0 | 2.1614 | 0.054079 | 0.052917 | 79.9858 | 80.6485 | 80 | 0.0021006 | 0.0046557 | 0.00056615 | 0 | 0 | 0.010785 | 0.0074563 | 0.00031652 | 0.01654 | 0.0048588 | 4.7033e-05 | 0.0016608 | 0.0013445 | 0.0030973 | 0.00065039 | 0 | 0 | 0 | 0 | 0 | 0 | 3.046 | 0 | 0 | 0 | 0 | 0.1809 | 0 | 0 | 0 | 0 | 1.4143 | 0 | 0 | 0
6 | 175 | 14 | 93.92 | 4.594 | 85.1609 | 0 | 1.7385 | 0.053208 | 0.053208 | 80 | 80.6521 | 80 | 0.002446 | 0.0054212 | 0.00065925 | 0 | 0 | 0.010378 | 0.006733 | 0.00036692 | 0.015649 | 0.0050868 | 5.4767e-05 | 0.0019339 | 0.0013544 | 0.0025838 | 0.00054141 | 0 | 0 | 0 | 0 | 0 | 0 | 3.0627 | 0 | 0 | 0 | 0 | 0.14986 | 0 | 0 | 0 | 0 | 1.3814 | 0 | 0 | 0
6 | 175 | 15 | 93.92 | 13.9789 | 85.1609 | 0 | 1.7385 | 0.053608 | 0.2168 | 80 | 80.657 | 78 | 0.002446 | 0.0054212 | 0.00065925 | 0 | 0 | 0.0066924 | 0.0075419 | 0.00036836 | 0.018657 | 0.0049757 | 5.4767e-05 | 0.0019339 | 0.0016078 | 0.0026854 | 0.00056426 | 0 | 0 | 0 | 0 | 0 | 0 | 12.4795 | 0 | 0 | 0 | 0 | 0.15084 | 0 | 0 | 0 | 0 | 1.3485 | 0 | 0 | 0
6 | 175 | 16 | 91.94 | 3.9287 | 85.1609 | 0 | 1.7385 | 0.041062 | 0.041062 | 78 | 78.5032 | 78 | 0.0024496 | 0.005429 | 0.0006602 | 0 | 0 | 0.0065976 | 0.0036738 | 0.00036774 | 0.010779 | 0.0043819 | 5.4846e-05 | 0.0019367 | 0.0014813 | 0.0026854 | 0.00056426 | 0 | 0 | 0 | 0 | 0 | 0 | 2.3636 | 0 | 0 | 0 | 0 | 0.15084 | 0 | 0 | 0 | 0 | 1.4143 | 0 | 0 | 0
6 | 175 | 17 | 93.92 | 4.5908 | 85.1609 | 0 | 1.7385 | 0.047993 | 0.047993 | 78 | 78.5882 | 78 | 0.0027975 | 0.0062002 | 0.00075397 | 0 | 0 | 0.0059087 | 0.0041197 | 0.0004197 | 0.01377 | 0.0053972 | 6.2636e-05 | 0.0022118 | 0.0016012 | 0.0039265 | 0.00082442 | 0 | 0 | 0 | 0 | 0 | 0 | 2.7625 | 0 | 0 | 0 | 0 | 0.15084 | 0 | 0 | 0 | 0 | 1.6774 | 0 | 0 | 0
6 | 175 | 18 | 91.94 | 4.5135 | 85.1609 | 0 | 2.9601 | 0.037665 | 0.037665 | 78 | 78.4616 | 78 | 0.0024496 | 0.005429 | 0.0006602 | 0 | 0 | 0.0039957 | 0.0019611 | 0.00036779 | 0.0094587 | 0.0047455 | 5.4846e-05 | 0.0019367 | 0.0014813 | 0.0042349 | 0.00088946 | 0 | 0 | 0 | 0 | 0 | 0 | 2.168 | 0 | 0 | 0 | 0 | 0.24053 | 0 | 0 | 0 | 0 | 2.105 | 0 | 0 | 0
6 | 175 | 19 | 91.04 | 4.0604 | 85.1609 | 0 | 2.9601 | 0.030364 | 0.030364 | 78 | 78.3721 | 78 | 0.0022914 | 0.0050785 | 0.00061757 | 0 | 0 | 0.0030172 | 0.00056926 | 0.00034574 | 0.0056683 | 0.0037995 | 5.1305e-05 | 0.0018117 | 0.0016141 | 0.0045452 | 0.0009545 | 0 | 0 | 0 | 0 | 0 | 0 | 1.7478 | 0 | 0 | 0 | 0 | 0.24053 | 0 | 0 | 0 | 0 | 2.0721 | 0 | 0 | 0
6 | 175 | 20 | 89.96 | 3.5245 | 85.1609 | 0 | 2.9601 | 0.02334 | 0.02334 | 78 | 78.286 | 78 | 0.0021016 | 0.0046579 | 0.00056643 | 0 | 0 | 6.8556e-05 | 2.6554e-05 | 0.00031634 | 0.002449 | 0.0014767 | 4.7056e-05 | 0.0016616 | 0.0013452 | 0.0071272 | 0.0014959 | 0 | 0 | 0 | 0 | 0 | 0 | 1.3435 | 0 | 0 | 0 | 0 | 0.24053 | 0 | 0 | 0 | 0 | 1.9405 | 0 | 0 | 0
6 | 175 | 21 | 86 | 3.1965 | 85.1609 | 0 | 2.9601 | 0.019356 | 0.019356 | 78 | 78.2372 | 78 | 0.0014058 | 0.0031157 | 0.00037888 | 0 | 0 | 0 | 0 | 0.00021263 | 0.0021567 | 0.0013091 | 3.1475e-05 | 0.0011114 | 0.0010109 | 0.0071272 | 0.0014959 | 0 | 0 | 0 | 0 | 0 | 0 | 1.1141 | 0 | 0 | 0 | 0 | 0.24053 | 0 | 0 | 0 | 0 | 1.8419 | 0 | 0 | 0
6 | 175 | 22 | 84.92 | 2.9822 | 85.1609 | 0 | 2.3963 | 0.018066 | 0.018066 | 78 | 78.2214 | 78 | 0.001216 | 0.002695 | 0.00032773 | 0 | 0 | 0 | 0 | 0.00018255 | 0.0018655 | 0.001132 | 2.7226e-05 | 0.0009614 | 0.0006561 | 0.0074411 | 0.0015609 | 0 | 0 | 0 | 0 | 0 | 0 | 1.0399 | 0 | 0 | 0 | 0 | 0.19913 | 0 | 0 | 0 | 0 | 1.7432 | 0 | 0 | 0
6 | 175 | 23 | 82.94 | 2.5746 | 85.1609 | 0 | 2.3963 | 0.015555 | 0.015555 | 78 | 78.1906 | 78 | 0.00086806 | 0.0019239 | 0.00023396 | 0 | 0 | 0 | 0 | 0.00013096 | 0.0013318 | 0.00080827 | 1.9436e-05 | 0.00068632 | 0.00055055 | 0.0074411 | 0.0015609 | 0 | 0 | 0 | 0 | 0 | 0 | 0.89538 | 0 | 0 | 0 | 0 | 0.19913 | 0 | 0 | 0 | 0 | 1.4801 | 0 | 0 | 0
6 | 175 | 24 | 82.04 | 2.0477 | 85.1609 | 0 | 0.39938 | 0.013521 | 0.013521 | 78 | 78.1657 | 78 | 0.00070992 | 0.0015734 | 0.00019133 | 0 | 0 | 0 | 0 | 0.00010731 | 0.0010891 | 0.00066107 | 1.5895e-05 | 0.00056128 | 0.00048668 | 0.0067153 | 0.0014098 | 0 | 0 | 0 | 0 | 0 | 0 | 0.77829 | 0 | 0 | 0 | 0 | 0.052517 | 0 | 0 | 0 | 0 | 1.2169 | 0 | 0 | 0
6 | 176 | 1 | 82.04 | 1.4184 | 85.2908 | 0 | 0.39829 | 0.0077336 | 0.0077336 | 78 | 78.0948 | 78 | 0.00070992 | 0.0015734 | 0.00019133 | 0 | 0 | 0 | 0 | 0.00010634 | 0.0010891 | 0.00066081 | 1.5895e-05 | 0.00056128 | 0.00032463 | 0.0020667 | 0.00043418 | 0 | 0 | 0 | 0 | 0 | 0 | 0.44515 | 0 | 0 | 0 | 0 | 0.052342 | 0 | 0 | 0 | 0 | 0.92093 | 0 | 0 | 0
6 | 176 | 2 | 82.04 | 1.3526 | 85.2908 | 0 | 0.39829 | 0.0077336 | 0.0077336 | 78 | 78.0948 | 78 | 0.00070992 | 0.0015734 | 0.00019133 | 0 | 0 | 0 | 0 | 0.00010634 | 0.0010891 | 0.00066081 | 1.5895e-05 | 0.00056128 | 0.00032463 | 0.0020667 | 0.00043418 | 0 | 0 | 0 | 0 | 0 | 0 | 0.44515 | 0 | 0 | 0 | 0 | 0.052342 | 0 | 0 | 0 | 0 | 0.85515 | 0 | 0 | 0
6 | 176 | 3 | 80.96 | 1.2358 | 85.2908 | 0 | 0.39829 | 0.0062745 | 0.0062745 | 78 | 78.0769 | 78 | 0.00052014 | 0.0011528 | 0.00014019 | 0 | 0 | 0 | 0 | 7.7509e-05 | 0.00079798 | 0.00048404 | 1.1646e-05 | 0.00041124 | 0.00017811 | 0.0020667 | 0.00043418 | 0 | 0 | 0 | 0 | 0 | 0 | 0.36117 | 0 | 0 | 0 | 0 | 0.052342 | 0 | 0 | 0 | 0 | 0.82226 | 0 | 0 | 0
6 | 176 | 4 | 80.06 | 1.1354 | 85.2908 | 0 | 0.39829 | 0.0051022 | 0.0051022 | 78 | 78.0625 | 78 | 0.00036199 | 0.00080228 | 9.7562e-05 | 0 | 0 | 0 | 0 | 5.3768e-05 | 0.00055535 | 0.00033682 | 8.1049e-06 | 0.0002862 | 9.9294e-05 | 0.0020667 | 0.00043418 | 0 | 0 | 0 | 0 | 0 | 0 | 0.29369 | 0 | 0 | 0 | 0 | 0.052342 | 0 | 0 | 0 | 0 | 0.78937 | 0 | 0 | 0
6 | 176 | 5 | 78.8 | 1.043 | 85.2908 | 0 | 0.39829 | 0.0034965 | 0.0034965 | 78 | 78.0428 | 78 | 0.00014058 | 0.00031157 | 3.7888e-05 | 0 | 0 | 0 | 0 | 2.0773e-05 | 0.00021567 | 0.00013077 | 3.1475e-06 | 0.00011114 | 2.407e-05 | 0.0020667 | 0.00043418 | 0 | 0 | 0 | 0 | 0 | 0 | 0.20126 | 0 | 0 | 0 | 0 | 0.052342 | 0 | 0 | 0 | 0 | 0.78937 | 0 | 0 | 0
6 | 176 | 6 | 78.98 | 1.234 | 85.2908 | 0 | 0.46857 | 0.0050115 | 0.0050115 | 78 | 78.0614 | 78 | 0.00017221 | 0.00038167 | 4.6413e-05 | 0 | 0 | 4.5704e-05 | 1.7703e-05 | 2.566e-05 | -2.5836e-05 | -2.4284e-05 | 3.8557e-06 | 0.00013615 | 5.5124e-05 | 0.0034529 | 0.00072422 | 0 | 0 | 0 | 0 | 0 | 0 | 0.28847 | 0 | 0 | 0 | 0 | 0.057485 | 0 | 0 | 0 | 0 | 0.88804 | 0 | 0 | 0
6 | 176 | 7 | 80.06 | 2.1093 | 85.2908 | 0 | 3.5143 | 0.011775 | 0.011775 | 78 | 78.1443 | 78 | 0.00036199 | 0.00080228 | 9.7562e-05 | 0 | 0 | 0.0016454 | 0.0006373 | 5.3799e-05 | 0.0018044 | 0.00073019 | 8.1049e-06 | 0.0002862 | 9.9294e-05 | 0.0043383 | 0.00091055 | 0 | 0 | 0 | 0 | 0 | 0 | 0.67781 | 0 | 0 | 0 | 0 | 0.28038 | 0 | 0 | 0 | 0 | 1.1512 | 0 | 0 | 0
6 | 176 | 8 | 80.96 | 2.7711 | 85.2908 | 0 | 3.5143 | 0.019843 | 0.019843 | 78 | 78.2432 | 78 | 0.00052014 | 0.0011528 | 0.00014019 | 0 | 0 | 0.0022852 | 0.00088514 | 7.812e-05 | 0.0025551 | 0.0010449 | 1.1646e-05 | 0.00041124 | 0.00026077 | 0.0086767 | 0.0018211 | 0 | 0 | 0 | 0 | 0 | 0 | 1.1422 | 0 | 0 | 0 | 0 | 0.28038 | 0 | 0 | 0 | 0 | 1.3485 | 0 | 0 | 0
6 | 176 | 9 | 84.02 | 1.6273 | 85.2908 | 0 | 3.0457 | 0.037476 | 0 | 78 | 78.4593 | 78.4593 | 0.0010578 | 0.0023445 | 0.00028511 | 0 | 0 | 0.0078106 | 0.0044829 | 0.00015903 | 0.010074 | 0.0037155 | 2.3685e-05 | 0.00083637 | 0.00056168 | 0.0050623 | 0.0010617 | 0 | 0 | 0 | 0 | 0 | 0 | 0 | 0 | 0 | 0 | 0 | 0.24586 | 0 | 0 | 0 | 0 | 1.3814 | 0 | 0 | 0
6 | 176 | 10 | 86 | 1.6599 | 85.2908 | 0 | 3.0457 | 0.038152 | 0 | 78.4593 | 78.9268 | 78.9268 | 0.0013251 | 0.0029368 | 0.00035713 | 0 | 0 | 0.0090188 | 0.0044762 | 0.00019665 | 0.010526 | 0.0040991 | 2.9668e-05 | 0.0010476 | 0.00039103 | 0.0030973 | 0.00065039 | 0 | 0 | 0 | 0 | 0 | 0 | 0 | 0 | 0 | 0 | 0 | 0.24563 | 0 | 0 | 0 | 0 | 1.4143 | 0 | 0 | 0
6 | 176 | 11 | 87.08 | 1.6925 | 85.2908 | 0 | 3.0457 | 0.047055 | 0 | 78.9268 | 79.5035 | 79.5035 | 0.0014327 | 0.0031753 | 0.00038613 | 0 | 0 | 0.008184 | 0.007661 | 0.00021308 | 0.016455 | 0.0041421 | 3.2078e-05 | 0.0011327 | 0.00049338 | 0.0030973 | 0.00065039 | 0 | 0 | 0 | 0 | 0 | 0 | 0 | 0 | 0 | 0 | 0 | 0.24535 | 0 | 0 | 0 | 0 | 1.4472 | 0 | 0 | 0
6 | 176 | 12 | 89.06 | 2.3316 | 85.2908 | 0 | 2.1554 | 0.052752 | 0.012238 | 79.5035 | 80.15 | 80 | 0.0016793 | 0.0037218 | 0.0004526 | 0 | 0 | 0.0083031 | 0.0084962 | 0.00025243 | 0.018422 | 0.0041131 | 3.7599e-05 | 0.0013277 | 0.00094778 | 0.0041315 | 0.0008666 | 0 | 0 | 0 | 0 | 0 | 0 | 0.70444 | 0 | 0 | 0 | 0 | 0.17995 | 0 | 0 | 0 | 0 | 1.4472 | 0 | 0 | 0
6 | 176 | 13 | 91.94 | 4.6791 | 85.2908 | 0 | 2.1554 | 0.053593 | 0.053593 | 80 | 80.6568 | 80 | 0.0020981 | 0.0046501 | 0.00056548 | 0 | 0 | 0.0096667 | 0.0079334 | 0.00031334 | 0.01748 | 0.0045128 | 4.6977e-05 | 0.0016588 | 0.00092021 | 0.0030973 | 0.00065039 | 0 | 0 | 0 | 0 | 0 | 0 | 3.0849 | 0 | 0 | 0 | 0 | 0.17995 | 0 | 0 | 0 | 0 | 1.4143 | 0 | 0 | 0
6 | 176 | 14 | 93.02 | 4.7007 | 85.2908 | 0 | 1.7337 | 0.055076 | 0.055076 | 80 | 80.675 | 80 | 0.0022879 | 0.0050707 | 0.00061663 | 0 | 0 | 0.0063639 | 0.0090185 | 0.00034308 | 0.020749 | 0.0043932 | 5.1226e-05 | 0.0018089 | 0.0012474 | 0.0025838 | 0.00054141 | 0 | 0 | 0 | 0 | 0 | 0 | 3.1702 | 0 | 0 | 0 | 0 | 0.14909 | 0 | 0 | 0 | 0 | 1.3814 | 0 | 0 | 0
6 | 176 | 15 | 95 | 13.945 | 85.2908 | 0 | 1.7337 | 0.053033 | 0.21623 | 80 | 80.6499 | 78 | 0.0026358 | 0.0058419 | 0.0007104 | 0 | 0 | 0.0058313 | 0.0072481 | 0.00039807 | 0.018265 | 0.0048097 | 5.9016e-05 | 0.002084 | 0.0019002 | 0.0026854 | 0.00056426 | 0 | 0 | 0 | 0 | 0 | 0 | 12.4464 | 0 | 0 | 0 | 0 | 0.15007 | 0 | 0 | 0 | 0 | 1.3485 | 0 | 0 | 0
6 | 176 | 16 | 93.92 | 4.468 | 85.2908 | 0 | 1.7337 | 0.050445 | 0.050445 | 78 | 78.6182 | 78 | 0.0027975 | 0.0062002 | 0.00075397 | 0 | 0 | 0.0050063 | 0.0060012 | 0.00042113 | 0.016776 | 0.0050772 | 6.2636e-05 | 0.0022118 | 0.0018874 | 0.0026854 | 0.00056426 | 0 | 0 | 0 | 0 | 0 | 0 | 2.9037 | 0 | 0 | 0 | 0 | 0.15007 | 0 | 0 | 0 | 0 | 1.4143 | 0 | 0 | 0
6 | 176 | 17 | 93.92 | 4.5337 | 85.2908 | 0 | 1.7337 | 0.047015 | 0.047015 | 78 | 78.5762 | 78 | 0.0027975 | 0.0062002 | 0.00075397 | 0 | 0 | 0.0052384 | 0.0040897 | 0.00041939 | 0.01366 | 0.0052294 | 6.2636e-05 | 0.0022118 | 0.0016012 | 0.0039265 | 0.00082442 | 0 | 0 | 0 | 0 | 0 | 0 | 2.7063 | 0 | 0 | 0 | 0 | 0.15007 | 0 | 0 | 0 | 0 | 1.6774 | 0 | 0 | 0
6 | 176 | 18 | 93.92 | 4.6166 | 85.2908 | 0 | 2.952 | 0.039477 | 0.039477 | 78 | 78.4838 | 78 | 0.0027975 | 0.0062002 | 0.00075397 | 0 | 0 | 0.003974 | 0.0019568 | 0.00041737 | 0.0097299 | 0.0049092 | 6.2636e-05 | 0.0022118 | 0.0013397 | 0.0042349 | 0.00088946 | 0 | 0 | 0 | 0 | 0 | 0 | 2.2724 | 0 | 0 | 0 | 0 | 0.23923 | 0 | 0 | 0 | 0 | 2.105 | 0 | 0 | 0
6 | 176 | 19 | 91.94 | 4.0621 | 85.2908 | 0 | 2.952 | 0.030416 | 0.030416 | 78 | 78.3728 | 78 | 0.0024496 | 0.005429 | 0.0006602 | 0 | 0 | 0.0031045 | 0.0006008 | 0.00036389 | 0.0055919 | 0.0037278 | 5.4846e-05 | 0.0019367 | 0.00099728 | 0.0045452 | 0.0009545 | 0 | 0 | 0 | 0 | 0 | 0 | 1.7508 | 0 | 0 | 0 | 0 | 0.23923 | 0 | 0 | 0 | 0 | 2.0721 | 0 | 0 | 0
6 | 176 | 20 | 91.04 | 3.5642 | 85.2908 | 0 | 2.952 | 0.024052 | 0.024052 | 78 | 78.2948 | 78 | 0.0022914 | 0.0050785 | 0.00061757 | 0 | 0 | 0.00013263 | 4.0837e-05 | 0.00034165 | 0.0025014 | 0.0015315 | 5.1305e-05 | 0.0018117 | 0.0010308 | 0.0071272 | 0.0014959 | 0 | 0 | 0 | 0 | 0 | 0 | 1.3845 | 0 | 0 | 0 | 0 | 0.23923 | 0 | 0 | 0 | 0 | 1.9405 | 0 | 0 | 0
6 | 176 | 21 | 89.06 | 3.3928 | 85.2908 | 0 | 2.952 | 0.022788 | 0.022788 | 78 | 78.2793 | 78 | 0.0019435 | 0.0043074 | 0.0005238 | 0 | 0 | 0 | 0 | 0.00028862 | 0.0029816 | 0.0018085 | 4.3515e-05 | 0.0015366 | 0.00073136 | 0.0071272 | 0.0014959 | 0 | 0 | 0 | 0 | 0 | 0 | 1.3117 | 0 | 0 | 0 | 0 | 0.23923 | 0 | 0 | 0 | 0 | 1.8419 | 0 | 0 | 0
6 | 176 | 22 | 87.08 | 3.1229 | 85.2908 | 0 | 2.3897 | 0.020529 | 0.020529 | 78 | 78.2516 | 78 | 0.0015956 | 0.0035363 | 0.00043003 | 0 | 0 | 0 | 0 | 0.00023629 | 0.0024479 | 0.0014844 | 3.5725e-05 | 0.0012615 | 0.00049923 | 0.0074411 | 0.0015609 | 0 | 0 | 0 | 0 | 0 | 0 | 1.1817 | 0 | 0 | 0 | 0 | 0.19808 | 0 | 0 | 0 | 0 | 1.7432 | 0 | 0 | 0
6 | 176 | 23 | 87.08 | 2.8687 | 85.2908 | 0 | 2.3897 | 0.020684 | 0.020684 | 78 | 78.2535 | 78 | 0.0015956 | 0.0035363 | 0.00043003 | 0 | 0 | 0 | 0 | 0.00023792 | 0.0024479 | 0.0014849 | 3.5725e-05 | 0.0012615 | 0.00065226 | 0.0074411 | 0.0015609 | 0 | 0 | 0 | 0 | 0 | 0 | 1.1906 | 0 | 0 | 0 | 0 | 0.19808 | 0 | 0 | 0 | 0 | 1.4801 | 0 | 0 | 0
6 | 176 | 24 | 86 | 2.3409 | 85.2908 | 0 | 0.39829 | 0.018618 | 0.018618 | 78 | 78.2282 | 78 | 0.0014058 | 0.0031157 | 0.00037888 | 0 | 0 | 0 | 0 | 0.00021106 | 0.0021567 | 0.0013087 | 3.1475e-05 | 0.0011114 | 0.00077288 | 0.0067153 | 0.0014098 | 0 | 0 | 0 | 0 | 0 | 0 | 1.0717 | 0 | 0 | 0 | 0 | 0.052342 | 0 | 0 | 0 | 0 | 1.2169 | 0 | 0 | 0
6 | 177 | 1 | 84.02 | 1.5639 | 85.4172 | 0 | 0.39721 | 0.010264 | 0.010264 | 78 | 78.1258 | 78 | 0.0010578 | 0.0023445 | 0.00028511 | 0 | 0 | 0 | 0 | 0.00015807 | 0.0016229 | 0.00098456 | 2.3685e-05 | 0.00083637 | 0.00045008 | 0.0020667 | 0.00043418 | 0 | 0 | 0 | 0 | 0 | 0 | 0.59081 | 0 | 0 | 0 | 0 | 0.05217 | 0 | 0 | 0 | 0 | 0.92093 | 0 | 0 | 0
6 | 177 | 2 | 84.02 | 1.4866 | 85.4172 | 0 | 0.39721 | 0.010063 | 0.010063 | 78 | 78.1233 | 78 | 0.0010578 | 0.0023445 | 0.00028511 | 0 | 0 | 0 | 0 | 0.00015633 | 0.0016229 | 0.00098408 | 2.3685e-05 | 0.00083637 | 0.00025132 | 0.0020667 | 0.00043418 | 0 | 0 | 0 | 0 | 0 | 0 | 0.57924 | 0 | 0 | 0 | 0 | 0.05217 | 0 | 0 | 0 | 0 | 0.85515 | 0 | 0 | 0
6 | 177 | 3 | 78.08 | 1.024 | 85.4172 | 0 | 0.39721 | 0.0025988 | 0.0025988 | 78 | 78.0318 | 78 | 1.4058e-05 | 3.1157e-05 | 3.7888e-06 | 0 | 0 | 0 | 0 | 2.0704e-06 | 2.1567e-05 | 1.3076e-05 | 3.1475e-07 | 1.1114e-05 | 8.3327e-07 | 0.0020667 | 0.00043418 | 0 | 0 | 0 | 0 | 0 | 0 | 0.14959 | 0 | 0 | 0 | 0 | 0.05217 | 0 | 0 | 0 | 0 | 0.82226 | 0 | 0 | 0
6 | 177 | 4 | 73.94 | 0.84156 | 85.4172 | 0 | 0.39721 | -0.0031183 | 0 | 78 | 77.9618 | 77.9618 | -0.00071343 | -0.0015812 | -0.00019228 | 0 | 0 | 0 | 0 | -0.00010653 | -0.0010945 | -0.00066399 | -1.5974e-05 | -0.00056406 | -0.00025301 | 0.0020667 | 0.00043418 | 0 | 0 | 0 | 0 | 0 | 0 | 0 | 0 | 0 | 0 | 0 | 0.052189 | 0 | 0 | 0 | 0 | 0.78937 | 0 | 0 | 0
6 | 177 | 5 | 73.94 | 0.84157 | 85.4172 | 0 | 0.39721 | -0.0028983 | 0 | 77.9618 | 77.9263 | 77.9263 | -0.00070671 | -0.0015663 | -0.00019047 | 0 | 0 | 0 | 0 | -0.00010349 | -0.0010842 | -0.00065717 | -1.5823e-05 | -0.00055875 | -8.2009e-05 | 0.0020667 | 0.00043418 | 0 | 0 | 0 | 0 | 0 | 0 | 0 | 0 | 0 | 0 | 0 | 0.052207 | 0 | 0 | 0 | 0 | 0.78937 | 0 | 0 | 0
6 | 177 | 6 | 75.02 | 0.94536 | 85.4172 | 0 | 0.46731 | -0.0006757 | 0 | 77.9263 | 77.918 | 77.918 | -0.00051069 | -0.0011319 | -0.00013764 | 0 | 0 | 4.5704e-05 | 1.7703e-05 | -7.5205e-05 | -0.0011393 | -0.00069974 | -1.1434e-05 | -0.00040377 | -8.2359e-05 | 0.0034529 | 0.00072422 | 0 | 0 | 0 | 0 | 0 | 0 | 0 | 0 | 0 | 0 | 0 | 0.057324 | 0 | 0 | 0 | 0 | 0.88804 | 0 | 0 | 0
6 | 177 | 7 | 73.94 | 1.43 | 85.4172 | 0 | 3.5048 | 0.0036908 | 0 | 77.918 | 77.9632 | 77.9632 | -0.00069902 | -0.0015493 | -0.0001884 | 0 | 0 | 0.001851 | 0.00071697 | -0.00010307 | 0.00026628 | -0.00025115 | -1.5651e-05 | -0.00055267 | -0.00012261 | 0.0043383 | 0.00091055 | 0 | 0 | 0 | 0 | 0 | 0 | 0 | 0 | 0 | 0 | 0 | 0.27889 | 0 | 0 | 0 | 0 | 1.1512 | 0 | 0 | 0
6 | 177 | 8 | 73.94 | 1.6274 | 85.4172 | 0 | 3.5048 | 0.0078172 | 0 | 77.9632 | 78.059 | 78 | -0.00070697 | -0.0015669 | -0.00019054 | 0 | 0 | 0.0016225 | 0.00062845 | -0.00010353 | 0.00029638 | -0.00018205 | -1.5829e-05 | -0.00055895 | -8.2052e-05 | 0.0086767 | 0.0018211 | 0 | 0 | 0 | 0 | 0 | 0 | 0 | 0 | 0 | 0 | 0 | 0.27887 | 0 | 0 | 0 | 0 | 1.3485 | 0 | 0 | 0
6 | 177 | 9 | 75.92 | 1.6261 | 85.4172 | 0 | 3.0375 | 0.017652 | 0 | 78 | 78.2163 | 78.2163 | -0.0003655 | -0.00081007 | -9.8509e-05 | 0 | 0 | 0.0054363 | 0.0021862 | -5.3574e-05 | 0.0041449 | 0.0014175 | -8.1836e-06 | -0.00028898 | -3.236e-05 | 0.0050623 | 0.0010617 | 0 | 0 | 0 | 0 | 0 | 0 | 0 | 0 | 0 | 0 | 0 | 0.24467 | 0 | 0 | 0 | 0 | 1.3814 | 0 | 0 | 0
6 | 177 | 10 | 77 | 1.6588 | 85.4172 | 0 | 3.0375 | 0.01803 | 0 | 78.2163 | 78.4373 | 78.4373 | -0.00021373 | -0.00047371 | -5.7605e-05 | 0 | 0 | 0.006122 | 0.0024313 | -3.1301e-05 | 0.0049403 | 0.0017547 | -4.7855e-06 | -0.00016899 | -1.6248e-05 | 0.0030973 | 0.00065039 | 0 | 0 | 0 | 0 | 0 | 0 | 0 | 0 | 0 | 0 | 0 | 0.24457 | 0 | 0 | 0 | 0 | 1.4143 | 0 | 0 | 0
6 | 177 | 11 | 78.08 | 1.6916 | 85.4172 | 0 | 3.0375 | 0.014612 | 0 | 78.4373 | 78.6164 | 78.6164 | -6.2782e-05 | -0.00013915 | -1.6921e-05 | 0 | 0 | 0.0044105 | 0.0017083 | -9.277e-06 | 0.0037369 | 0.0012979 | -1.4057e-06 | -4.9638e-05 | -1.0383e-05 | 0.0030973 | 0.00065039 | 0 | 0 | 0 | 0 | 0 | 0 | 0 | 0 | 0 | 0 | 0 | 0.24448 | 0 | 0 | 0 | 0 | 1.4472 | 0 | 0 | 0
6 | 177 | 12 | 78.98 | 1.6268 | 85.4172 | 0 | 2.1496 | 0.016159 | 0 | 78.6164 | 78.8144 | 78.8144 | 6.3901e-05 | 0.00014163 | 1.7222e-05 | 0 | 0 | 0.0041819 | 0.0016198 | 9.4944e-06 | 0.0037206 | 0.0013379 | 1.4308e-06 | 5.0522e-05 | 1.6228e-05 | 0.0041315 | 0.0008666 | 0 | 0 | 0 | 0 | 0 | 0 | 0 | 0 | 0 | 0 | 0 | 0.17961 | 0 | 0 | 0 | 0 | 1.4472 | 0 | 0 | 0
6 | 177 | 13 | 78.98 | 1.5938 | 85.4172 | 0 | 2.1496 | 0.020783 | 0 | 78.8144 | 79.0691 | 79.0691 | 2.9103e-05 | 6.4502e-05 | 7.8438e-06 | 0 | 0 | 0.0066088 | 0.0026335 | 4.3359e-06 | 0.0056109 | 0.0020435 | 6.5162e-07 | 2.301e-05 | 9.0449e-06 | 0.0030973 | 0.00065039 | 0 | 0 | 0 | 0 | 0 | 0 | 0 | 0 | 0 | 0 | 0 | 0.17948 | 0 | 0 | 0 | 0 | 1.4143 | 0 | 0 | 0
6 | 177 | 14 | 75.02 | 1.5301 | 85.4172 | 0 | 1.729 | 0.015572 | 0 | 79.0691 | 79.2599 | 79.2599 | -0.00071151 | -0.0015769 | -0.00019176 | 0 | 0 | 0.0069016 | 0.0027441 | -0.00010768 | 0.0049115 | 0.0015436 | -1.5931e-05 | -0.00056254 | -0.00048783 | 0.0025838 | 0.00054141 | 0 | 0 | 0 | 0 | 0 | 0 | 0 | 0 | 0 | 0 | 0 | 0.14871 | 0 | 0 | 0 | 0 | 1.3814 | 0 | 0 | 0
6 | 177 | 15 | 73.94 | 1.4978 | 85.4172 | 0 | 1.729 | 0.0059544 | 0 | 79.2599 | 79.3329 | 78 | -0.00093482 | -0.0020719 | -0.00025195 | 0 | 0 | 0.003862 | 0.0014959 | -0.00014075 | 0.001811 | 0.00023758 | -2.0931e-05 | -0.0007391 | -0.00054232 | 0.0026854 | 0.00056426 | 0 | 0 | 0 | 0 | 0 | 0 | 0 | 0 | 0 | 0 | 0 | 0.14933 | 0 | 0 | 0 | 0 | 1.3485 | 0 | 0 | 0
6 | 177 | 16 | 77 | 1.5636 | 85.4172 | 0 | 1.729 | 0.013813 | 0 | 78 | 78.1693 | 78 | -0.00017572 | -0.00038946 | -4.736e-05 | 0 | 0 | 0.0048741 | 0.0019759 | -2.6213e-05 | 0.003458 | 0.0010929 | -3.9344e-06 | -0.00013893 | -5.6288e-05 | 0.0026854 | 0.00056426 | 0 | 0 | 0 | 0 | 0 | 0 | 0 | 0 | 0 | 0 | 0 | 0.14933 | 0 | 0 | 0 | 0 | 1.4143 | 0 | 0 | 0
6 | 177 | 17 | 78.08 | 3.3906 | 85.4172 | 0 | 1.729 | 0.027169 | 0.027169 | 78 | 78.333 | 78 | 1.4058e-05 | 3.1157e-05 | 3.7888e-06 | 0 | 0 | 0.0067434 | 0.0039472 | 2.0654e-06 | 0.0088817 | 0.0027816 | 3.1475e-07 | 1.1114e-05 | 1.2458e-06 | 0.0039265 | 0.00082442 | 0 | 0 | 0 | 0 | 0 | 0 | 1.5639 | 0 | 0 | 0 | 0 | 0.14933 | 0 | 0 | 0 | 0 | 1.6774 | 0 | 0 | 0
6 | 177 | 18 | 78.98 | 3.2955 | 85.4172 | 0 | 2.9441 | 0.016549 | 0.016549 | 78 | 78.2028 | 78 | 0.00017221 | 0.00038167 | 4.6413e-05 | 0 | 0 | 0.0042414 | 0.0017129 | 2.5228e-05 | 0.0034177 | 0.0012746 | 3.8557e-06 | 0.00013615 | 1.2496e-05 | 0.0042349 | 0.00088946 | 0 | 0 | 0 | 0 | 0 | 0 | 0.95258 | 0 | 0 | 0 | 0 | 0.23796 | 0 | 0 | 0 | 0 | 2.105 | 0 | 0 | 0
6 | 177 | 19 | 78.08 | 3.103 | 85.4172 | 0 | 2.9441 | 0.013775 | 0.013775 | 78 | 78.1688 | 78 | 1.4058e-05 | 3.1157e-05 | 3.7888e-06 | 0 | 0 | 0.003139 | 0.00069402 | 2.077e-06 | 0.0025973 | 0.0017802 | 3.1475e-07 | 1.1114e-05 | 2.2732e-06 | 0.0045452 | 0.0009545 | 0 | 0 | 0 | 0 | 0 | 0 | 0.79291 | 0 | 0 | 0 | 0 | 0.23796 | 0 | 0 | 0 | 0 | 2.0721 | 0 | 0 | 0
6 | 177 | 20 | 75.02 | 2.1785 | 85.4172 | 0 | 2.9441 | 0.00255 | 0 | 78 | 78.0313 | 78 | -0.00052365 | -0.0011606 | -0.00014113 | 0 | 0 | 2.2852e-05 | 8.8514e-06 | -7.8338e-05 | -0.0012891 | -0.0007843 | -1.1725e-05 | -0.00041401 | -0.00020602 | 0.0071272 | 0.0014959 | 0 | 0 | 0 | 0 | 0 | 0 | 0 | 0 | 0 | 0 | 0 | 0.23796 | 0 | 0 | 0 | 0 | 1.9405 | 0 | 0 | 0
6 | 177 | 21 | 73.04 | 2.0798 | 85.4172 | 0 | 2.9441 | 0.00087236 | 0 | 78 | 78.0107 | 78 | -0.00087158 | -0.0019317 | -0.00023491 | 0 | 0 | 0 | 0 | -0.00012931 | -0.0013372 | -0.00081091 | -1.9515e-05 | -0.0006891 | -0.00023063 | 0.0071272 | 0.0014959 | 0 | 0 | 0 | 0 | 0 | 0 | 0 | 0 | 0 | 0 | 0 | 0.23796 | 0 | 0 | 0 | 0 | 1.8419 | 0 | 0 | 0
6 | 177 | 22 | 73.04 | 1.9402 | 85.4172 | 0 | 2.3833 | 0.001254 | 0 | 78 | 78.0154 | 78 | -0.00087158 | -0.0019317 | -0.00023491 | 0 | 0 | 0 | 0 | -0.00012842 | -0.0013372 | -0.0008107 | -1.9515e-05 | -0.0006891 | -0.00016401 | 0.0074411 | 0.0015609 | 0 | 0 | 0 | 0 | 0 | 0 | 0 | 0 | 0 | 0 | 0 | 0.19705 | 0 | 0 | 0 | 0 | 1.7432 | 0 | 0 | 0
6 | 177 | 23 | 71.96 | 1.6771 | 85.4172 | 0 | 2.3833 | -0.00010815 | 0 | 78 | 77.9987 | 77.9987 | -0.0010614 | -0.0023523 | -0.00028605 | 0 | 0 | 0 | 0 | -0.00015656 | -0.0016283 | -0.00098727 | -2.3764e-05 | -0.00083914 | -0.00021443 | 0.0074411 | 0.0015609 | 0 | 0 | 0 | 0 | 0 | 0 | 0 | 0 | 0 | 0 | 0 | 0.19705 | 0 | 0 | 0 | 0 | 1.4801 | 0 | 0 | 0
6 | 177 | 24 | 71.06 | 1.2691 | 85.4172 | 0 | 0.39721 | -0.0020148 | 0 | 77.9987 | 77.974 | 77.974 | -0.0012193 | -0.0027023 | -0.00032862 | 0 | 0 | 0 | 0 | -0.00018034 | -0.0018706 | -0.0011343 | -2.73e-05 | -0.000964 | -0.00030338 | 0.0067153 | 0.0014098 | 0 | 0 | 0 | 0 | 0 | 0 | 0 | 0 | 0 | 0 | 0 | 0.052183 | 0 | 0 | 0 | 0 | 1.2169 | 0 | 0 | 0
6 | 178 | 1 | 69.98 | 0.97299 | 85.5401 | 0 | 0.39616 | -0.0079156 | 0 | 77.974 | 77.877 | 77.877 | -0.0014047 | -0.0031133 | -0.0003786 | 0 | 0 | 0 | 0 | -0.00020673 | -0.0021551 | -0.0013065 | -3.1452e-05 | -0.0011106 | -0.00027521 | 0.0020667 | 0.00043418 | 0 | 0 | 0 | 0 | 0 | 0 | 0 | 0 | 0 | 0 | 0 | 0.052065 | 0 | 0 | 0 | 0 | 0.92093 | 0 | 0 | 0
6 | 178 | 2 | 69.98 | 0.90726 | 85.5401 | 0 | 0.39616 | -0.0077924 | 0 | 77.877 | 77.7815 | 77.7815 | -0.0013877 | -0.0030755 | -0.000374 | 0 | 0 | 0 | 0 | -0.00020401 | -0.0021289 | -0.0012906 | -3.107e-05 | -0.0010971 | -0.00027015 | 0.0020667 | 0.00043418 | 0 | 0 | 0 | 0 | 0 | 0 | 0 | 0 | 0 | 0 | 0 | 0.052112 | 0 | 0 | 0 | 0 | 0.85515 | 0 | 0 | 0
6 | 178 | 3 | 69.08 | 0.87442 | 85.5401 | 0 | 0.39616 | -0.0087726 | 0 | 77.7815 | 77.674 | 77.674 | -0.001529 | -0.0033889 | -0.0004121 | 0 | 0 | 0 | 0 | -0.00022446 | -0.0023458 | -0.001422 | -3.4235e-05 | -0.0012089 | -0.0002739 | 0.0020667 | 0.00043418 | 0 | 0 | 0 | 0 | 0 | 0 | 0 | 0 | 0 | 0 | 0 | 0.052165 | 0 | 0 | 0 | 0 | 0.82226 | 0 | 0 | 0
6 | 178 | 4 | 68 | 0.84159 | 85.5401 | 0 | 0.39616 | -0.0099639 | 0 | 77.674 | 77.5519 | 77.5519 | -0.0016999 | -0.0037676 | -0.00045816 | 0 | 0 | 0 | 0 | -0.00024898 | -0.002608 | -0.0015808 | -3.8062e-05 | -0.001344 | -0.00028508 | 0.0020667 | 0.00043418 | 0 | 0 | 0 | 0 | 0 | 0 | 0 | 0 | 0 | 0 | 0 | 0.052225 | 0 | 0 | 0 | 0 | 0.78937 | 0 | 0 | 0
6 | 178 | 5 | 66.92 | 0.84166 | 85.5401 | 0 | 0.39616 | -0.011224 | 0 | 77.5519 | 77.4143 | 77.4143 | -0.0018682 | -0.0041407 | -0.00050352 | 0 | 0 | 0 | 0 | -0.00027445 | -0.0028662 | -0.0017375 | -4.183e-05 | -0.0014771 | -0.00038111 | 0.0020667 | 0.00043418 | 0 | 0 | 0 | 0 | 0 | 0 | 0 | 0 | 0 | 0 | 0 | 0.052293 | 0 | 0 | 0 | 0 | 0.78937 | 0 | 0 | 0
6 | 178 | 6 | 66.92 | 0.94549 | 85.5401 | 0 | 0.46607 | -0.011836 | 0 | 77.4143 | 77.2693 | 77.2693 | -0.0018441 | -0.0040871 | -0.00049701 | 0 | 0 | 0.00023777 | 3.729e-05 | -0.00027127 | -0.0044063 | -0.0025398 | -4.1289e-05 | -0.001458 | -0.00041948 | 0.0034529 | 0.00072422 | 0 | 0 | 0 | 0 | 0 | 0 | 0 | 0 | 0 | 0 | 0 | 0.057448 | 0 | 0 | 0 | 0 | 0.88804 | 0 | 0 | 0
6 | 178 | 7 | 69.08 | 1.4289 | 85.5401 | 0 | 3.4956 | -0.00037156 | 0 | 77.2693 | 77.2647 | 77.2647 | -0.001439 | -0.0031894 | -0.00038784 | 0 | 0 | 0.0028586 | 0.0011897 | -0.00021126 | -0.0011735 | -0.00090186 | -3.222e-05 | -0.0011377 | -0.00028553 | 0.0043383 | 0.00091055 | 0 | 0 | 0 | 0 | 0 | 0 | 0 | 0 | 0 | 0 | 0 | 0.27776 | 0 | 0 | 0 | 0 | 1.1512 | 0 | 0 | 0
6 | 178 | 8 | 71.96 | 1.6261 | 85.5401 | 0 | 3.4956 | 0.020271 | 0 | 77.2647 | 77.5131 | 77.5131 | -0.00093215 | -0.002066 | -0.00025123 | 0 | 0 | 0.0057712 | 0.0033677 | -0.0001356 | 0.0038804 | 0.00097189 | -2.0871e-05 | -0.00073699 | -7.5264e-05 | 0.0086767 | 0.0018211 | 0 | 0 | 0 | 0 | 0 | 0 | 0 | 0 | 0 | 0 | 0 | 0.27764 | 0 | 0 | 0 | 0 | 1.3485 | 0 | 0 | 0
6 | 178 | 9 | 75.02 | 1.625 | 85.5401 | 0 | 3.0295 | 0.025764 | 0 | 77.5131 | 77.8289 | 77.8289 | -0.0004381 | -0.00097096 | -0.00011807 | 0 | 0 | 0.0068096 | 0.0051091 | -6.3845e-05 | 0.0079933 | 0.0016924 | -9.809e-06 | -0.00034637 | -1.7054e-05 | 0.0050623 | 0.0010617 | 0 | 0 | 0 | 0 | 0 | 0 | 0 | 0 | 0 | 0 | 0 | 0.24359 | 0 | 0 | 0 | 0 | 1.3814 | 0 | 0 | 0
6 | 178 | 10 | 78.08 | 1.6577 | 85.5401 | 0 | 3.0295 | 0.032791 | 0 | 77.8289 | 78.2307 | 78.2307 | 4.413e-05 | 9.7806e-05 | 1.1894e-05 | 0 | 0 | 0.0068889 | 0.007117 | 6.4394e-06 | 0.01258 | 0.0022609 | 9.8807e-07 | 3.4891e-05 | 1.7685e-07 | 0.0030973 | 0.00065039 | 0 | 0 | 0 | 0 | 0 | 0 | 0 | 0 | 0 | 0 | 0 | 0.24339 | 0 | 0 | 0 | 0 | 1.4143 | 0 | 0 | 0
6 | 178 | 11 | 78.98 | 1.6903 | 85.5401 | 0 | 3.0295 | 0.038202 | 0 | 78.2307 | 78.6989 | 78.6989 | 0.00013166 | 0.00029181 | 3.5486e-05 | 0 | 0 | 0.0086505 | 0.0076052 | 1.912e-05 | 0.014526 | 0.003086 | 2.948e-06 | 0.0001041 | 1.5665e-06 | 0.0030973 | 0.00065039 | 0 | 0 | 0 | 0 | 0 | 0 | 0 | 0 | 0 | 0 | 0 | 0.24317 | 0 | 0 | 0 | 0 | 1.4472 | 0 | 0 | 0
6 | 178 | 12 | 80.06 | 1.6258 | 85.5401 | 0 | 2.1439 | 0.024552 | 0 | 78.6989 | 78.9998 | 78.9998 | 0.00023918 | 0.00053009 | 6.4462e-05 | 0 | 0 | 0.0070042 | 0.0030792 | 3.4941e-05 | 0.0062022 | 0.0021931 | 5.3552e-06 | 0.0001891 | 1.2165e-05 | 0.0041315 | 0.0008666 | 0 | 0 | 0 | 0 | 0 | 0 | 0 | 0 | 0 | 0 | 0 | 0.17862 | 0 | 0 | 0 | 0 | 1.4472 | 0 | 0 | 0
6 | 178 | 13 | 82.94 | 1.5926 | 85.5401 | 0 | 2.1439 | 0.045291 | 0 | 78.9998 | 79.5548 | 79.5548 | 0.00069238 | 0.0015345 | 0.00018661 | 0 | 0 | 0.011279 | 0.0076343 | 0.00010176 | 0.015434 | 0.0040384 | 1.5502e-05 | 0.00054742 | 7.9557e-05 | 0.0030973 | 0.00065039 | 0 | 0 | 0 | 0 | 0 | 0 | 0 | 0 | 0 | 0 | 0 | 0.17835 | 0 | 0 | 0 | 0 | 1.4143 | 0 | 0 | 0
6 | 178 | 14 | 84.92 | 1.9675 | 85.5401 | 0 | 1.7245 | 0.043943 | 0.0076182 | 79.5548 | 80.0934 | 80 | 0.00094277 | 0.0020895 | 0.00025409 | 0 | 0 | 0.0073601 | 0.0084467 | 0.00013759 | 0.017491 | 0.0032526 | 2.1109e-05 | 0.00074539 | 7.6949e-05 | 0.0025838 | 0.00054141 | 0 | 0 | 0 | 0 | 0 | 0 | 0.43851 | 0 | 0 | 0 | 0 | 0.14762 | 0 | 0 | 0 | 0 | 1.3814 | 0 | 0 | 0
6 | 178 | 15 | 87.08 | 13.2431 | 85.5401 | 0 | 1.7245 | 0.040865 | 0.20406 | 80 | 80.5008 | 78 | 0.0012441 | 0.0027574 | 0.00033531 | 0 | 0 | 0.0055136 | 0.0071408 | 0.00018284 | 0.015912 | 0.0033215 | 2.7856e-05 | 0.00098363 | 0.00019625 | 0.0026854 | 0.00056426 | 0 | 0 | 0 | 0 | 0 | 0 | 11.746 | 0 | 0 | 0 | 0 | 0.1486 | 0 | 0 | 0 | 0 | 1.3485 | 0 | 0 | 0
6 | 178 | 16 | 87.08 | 3.8388 | 85.5401 | 0 | 1.7245 | 0.039539 | 0.039539 | 78 | 78.4846 | 78 | 0.0015956 | 0.0035363 | 0.00043003 | 0 | 0 | 0.0047904 | 0.0058624 | 0.00023585 | 0.014423 | 0.0036805 | 3.5725e-05 | 0.0012615 | 0.00043807 | 0.0026854 | 0.00056426 | 0 | 0 | 0 | 0 | 0 | 0 | 2.2759 | 0 | 0 | 0 | 0 | 0.1486 | 0 | 0 | 0 | 0 | 1.4143 | 0 | 0 | 0
6 | 178 | 17 | 86 | 3.8629 | 85.5401 | 0 | 1.7245 | 0.035387 | 0.035387 | 78 | 78.4337 | 78 | 0.0014058 | 0.0031157 | 0.00037888 | 0 | 0 | 0.005286 | 0.0040302 | 0.00020704 | 0.011068 | 0.0036828 | 3.1475e-05 | 0.0011114 | 0.00031869 | 0.0039265 | 0.00082442 | 0 | 0 | 0 | 0 | 0 | 0 | 2.0369 | 0 | 0 | 0 | 0 | 0.1486 | 0 | 0 | 0 | 0 | 1.6774 | 0 | 0 | 0
6 | 178 | 18 | 84.92 | 3.9056 | 85.5401 | 0 | 2.9363 | 0.027169 | 0.027169 | 78 | 78.333 | 78 | 0.001216 | 0.002695 | 0.00032773 | 0 | 0 | 0.0041388 | 0.0020042 | 0.00017906 | 0.0070216 | 0.0032143 | 2.7226e-05 | 0.0009614 | 0.00025923 | 0.0042349 | 0.00088946 | 0 | 0 | 0 | 0 | 0 | 0 | 1.5639 | 0 | 0 | 0 | 0 | 0.23673 | 0 | 0 | 0 | 0 | 2.105 | 0 | 0 | 0
6 | 178 | 19 | 84.02 | 3.3818 | 85.5401 | 0 | 2.9363 | 0.018641 | 0.018641 | 78 | 78.2284 | 78 | 0.0010578 | 0.0023445 | 0.00028511 | 0 | 0 | 0.0031136 | 0.00062535 | 0.00015623 | 0.0025672 | 0.0018797 | 2.3685e-05 | 0.00083637 | 0.00025132 | 0.0045452 | 0.0009545 | 0 | 0 | 0 | 0 | 0 | 0 | 1.073 | 0 | 0 | 0 | 0 | 0.23673 | 0 | 0 | 0 | 0 | 2.0721 | 0 | 0 | 0
6 | 178 | 20 | 80.06 | 2.5779 | 85.5401 | 0 | 2.9363 | 0.006961 | 0.006961 | 78 | 78.0853 | 78 | 0.00036199 | 0.00080228 | 9.7562e-05 | 0 | 0 | 0.00013247 | 4.0813e-05 | 5.3449e-05 | -0.0012572 | -0.00074615 | 8.1049e-06 | 0.0002862 | 5.4282e-05 | 0.0071272 | 0.0014959 | 0 | 0 | 0 | 0 | 0 | 0 | 0.40068 | 0 | 0 | 0 | 0 | 0.23673 | 0 | 0 | 0 | 0 | 1.9405 | 0 | 0 | 0
6 | 178 | 21 | 80.06 | 2.7228 | 85.5401 | 0 | 2.9363 | 0.011193 | 0.011193 | 78 | 78.1372 | 78 | 0.00036199 | 0.00080228 | 9.7562e-05 | 0 | 0 | 0 | 0 | 5.3463e-05 | 0.00055535 | 0.0003368 | 8.1049e-06 | 0.0002862 | 6.7927e-05 | 0.0071272 | 0.0014959 | 0 | 0 | 0 | 0 | 0 | 0 | 0.64427 | 0 | 0 | 0 | 0 | 0.23673 | 0 | 0 | 0 | 0 | 1.8419 | 0 | 0 | 0
6 | 178 | 22 | 78.08 | 2.4631 | 85.5401 | 0 | 2.377 | 0.0091009 | 0.0091009 | 78 | 78.1115 | 78 | 1.4058e-05 | 3.1157e-05 | 3.7888e-06 | 0 | 0 | 0 | 0 | 2.073e-06 | 2.1567e-05 | 1.3076e-05 | 3.1475e-07 | 1.1114e-05 | 1.7283e-06 | 0.0074411 | 0.0015609 | 0 | 0 | 0 | 0 | 0 | 0 | 0.52386 | 0 | 0 | 0 | 0 | 0.19605 | 0 | 0 | 0 | 0 | 1.7432 | 0 | 0 | 0
6 | 178 | 23 | 77 | 1.6761 | 85.5401 | 0 | 2.377 | 0.0061886 | 0 | 78 | 78.0758 | 78 | -0.00017572 | -0.00038946 | -4.736e-05 | 0 | 0 | 0 | 0 | -2.6042e-05 | -0.00026959 | -0.00016349 | -3.9344e-06 | -0.00013893 | -3.796e-05 | 0.0074411 | 0.0015609 | 0 | 0 | 0 | 0 | 0 | 0 | 0 | 0 | 0 | 0 | 0 | 0.19605 | 0 | 0 | 0 | 0 | 1.4801 | 0 | 0 | 0
6 | 178 | 24 | 75.92 | 1.2689 | 85.5401 | 0 | 0.39616 | 0.0041345 | 0 | 78 | 78.0507 | 78 | -0.0003655 | -0.00081007 | -9.8509e-05 | 0 | 0 | 0 | 0 | -5.3876e-05 | -0.00056074 | -0.00033998 | -8.1836e-06 | -0.00028898 | -5.4907e-05 | 0.0067153 | 0.0014098 | 0 | 0 | 0 | 0 | 0 | 0 | 0 | 0 | 0 | 0 | 0 | 0.052004 | 0 | 0 | 0 | 0 | 1.2169 | 0 | 0 | 0
6 | 179 | 1 | 73.04 | 0.97279 | 85.6595 | 0 | 0.39514 | -0.0040685 | 0 | 78 | 77.9501 | 77.9501 | -0.00087158 | -0.0019317 | -0.00023491 | 0 | 0 | 0 | 0 | -0.00012811 | -0.0013372 | -0.00081061 | -1.9515e-05 | -0.0006891 | -0.00011247 | 0.0020667 | 0.00043418 | 0 | 0 | 0 | 0 | 0 | 0 | 0 | 0 | 0 | 0 | 0 | 0.051867 | 0 | 0 | 0 | 0 | 0.92093 | 0 | 0 | 0
6 | 179 | 2 | 69.98 | 0.90706 | 85.6595 | 0 | 0.39514 | -0.0079295 | 0 | 77.9501 | 77.853 | 77.853 | -0.0014005 | -0.003104 | -0.00037747 | 0 | 0 | 0 | 0 | -0.00020699 | -0.0021486 | -0.0013029 | -3.1358e-05 | -0.0011073 | -0.00031698 | 0.0020667 | 0.00043418 | 0 | 0 | 0 | 0 | 0 | 0 | 0 | 0 | 0 | 0 | 0 | 0.051915 | 0 | 0 | 0 | 0 | 0.85515 | 0 | 0 | 0
6 | 179 | 3 | 71.96 | 0.8742 | 85.6595 | 0 | 0.39514 | -0.0052633 | 0 | 77.853 | 77.7885 | 77.7885 | -0.0010355 | -0.0022951 | -0.00027909 | 0 | 0 | 0 | 0 | -0.00015208 | -0.0015887 | -0.00096306 | -2.3185e-05 | -0.00081872 | -0.00017459 | 0.0020667 | 0.00043418 | 0 | 0 | 0 | 0 | 0 | 0 | 0 | 0 | 0 | 0 | 0 | 0.051947 | 0 | 0 | 0 | 0 | 0.82226 | 0 | 0 | 0
6 | 179 | 4 | 69.98 | 0.84136 | 85.6595 | 0 | 0.39514 | -0.0076099 | 0 | 77.7885 | 77.6952 | 77.6952 | -0.0013721 | -0.0030411 | -0.00036981 | 0 | 0 | 0 | 0 | -0.00020109 | -0.0021051 | -0.001276 | -3.0722e-05 | -0.0010848 | -0.00019588 | 0.0020667 | 0.00043418 | 0 | 0 | 0 | 0 | 0 | 0 | 0 | 0 | 0 | 0 | 0 | 0.051993 | 0 | 0 | 0 | 0 | 0.78937 | 0 | 0 | 0
6 | 179 | 5 | 69.08 | 0.84141 | 85.6595 | 0 | 0.39514 | -0.0087033 | 0 | 77.6952 | 77.5885 | 77.5885 | -0.0015139 | -0.0033552 | -0.00040802 | 0 | 0 | 0 | 0 | -0.00022281 | -0.0023225 | -0.0014081 | -3.3896e-05 | -0.0011969 | -0.00030861 | 0.0020667 | 0.00043418 | 0 | 0 | 0 | 0 | 0 | 0 | 0 | 0 | 0 | 0 | 0 | 0.052045 | 0 | 0 | 0 | 0 | 0.78937 | 0 | 0 | 0
6 | 179 | 6 | 69.98 | 0.94519 | 85.6595 | 0 | 0.46487 | -0.008199 | 0 | 77.5885 | 77.4881 | 77.4881 | -0.001337 | -0.0029632 | -0.00036034 | 0 | 0 | 0.00046868 | 5.6211e-05 | -0.00019576 | -0.0039421 | -0.002071 | -2.9935e-05 | -0.0010571 | -0.0002203 | 0.0034529 | 0.00072422 | 0 | 0 | 0 | 0 | 0 | 0 | 0 | 0 | 0 | 0 | 0 | 0.05715 | 0 | 0 | 0 | 0 | 0.88804 | 0 | 0 | 0
6 | 179 | 7 | 73.4 | 1.4273 | 85.6595 | 0 | 3.4865 | 0.0075591 | 0 | 77.4881 | 77.5807 | 77.5807 | -0.00071836 | -0.0015921 | -0.00019361 | 0 | 0 | 0.0033004 | 0.0014408 | -0.00010511 | 0.00045631 | 0.00037117 | -1.6084e-05 | -0.00056796 | -6.5298e-05 | 0.0043383 | 0.00091055 | 0 | 0 | 0 | 0 | 0 | 0 | 0 | 0 | 0 | 0 | 0 | 0.27618 | 0 | 0 | 0 | 0 | 1.1512 | 0 | 0 | 0
6 | 179 | 8 | 75.02 | 1.6245 | 85.6595 | 0 | 3.4865 | 0.023451 | 0 | 77.5807 | 77.8681 | 77.8681 | -0.00044997 | -0.00099728 | -0.00012127 | 0 | 0 | 0.0057021 | 0.0034615 | -6.6109e-05 | 0.004508 | 0.0013374 | -1.0075e-05 | -0.00035576 | -5.562e-05 | 0.0086767 | 0.0018211 | 0 | 0 | 0 | 0 | 0 | 0 | 0 | 0 | 0 | 0 | 0 | 0.27604 | 0 | 0 | 0 | 0 | 1.3485 | 0 | 0 | 0
6 | 179 | 9 | 78.98 | 1.6235 | 85.6595 | 0 | 3.0216 | 0.029649 | 0 | 77.8681 | 78.2314 | 78.2314 | 0.00019539 | 0.00043304 | 5.266e-05 | 0 | 0 | 0.0059102 | 0.0055911 | 2.8866e-05 | 0.0092049 | 0.0019234 | 4.3747e-06 | 0.00015448 | 2.6791e-05 | 0.0050623 | 0.0010617 | 0 | 0 | 0 | 0 | 0 | 0 | 0 | 0 | 0 | 0 | 0 | 0.24216 | 0 | 0 | 0 | 0 | 1.3814 | 0 | 0 | 0
6 | 179 | 10 | 82.04 | 1.6562 | 85.6595 | 0 | 3.0216 | 0.035703 | 0 | 78.2314 | 78.669 | 78.669 | 0.00066925 | 0.0014833 | 0.00018037 | 0 | 0 | 0.0063478 | 0.0071458 | 9.8604e-05 | 0.012989 | 0.0024027 | 1.4984e-05 | 0.00052913 | 9.4172e-05 | 0.0030973 | 0.00065039 | 0 | 0 | 0 | 0 | 0 | 0 | 0 | 0 | 0 | 0 | 0 | 0.24194 | 0 | 0 | 0 | 0 | 1.4143 | 0 | 0 | 0
6 | 179 | 11 | 84.92 | 1.6889 | 85.6595 | 0 | 3.0216 | 0.042974 | 0 | 78.669 | 79.1956 | 79.1956 | 0.0010984 | 0.0024345 | 0.00029605 | 0 | 0 | 0.0069792 | 0.0083803 | 0.00016111 | 0.016087 | 0.0027639 | 2.4594e-05 | 0.00086846 | 0.00013336 | 0.0030973 | 0.00065039 | 0 | 0 | 0 | 0 | 0 | 0 | 0 | 0 | 0 | 0 | 0 | 0.24169 | 0 | 0 | 0 | 0 | 1.4472 | 0 | 0 | 0
6 | 179 | 12 | 84.92 | 1.6245 | 85.6595 | 0 | 2.1384 | 0.047475 | 0 | 79.1956 | 79.7775 | 79.7775 | 0.0010059 | 0.0022294 | 0.00027111 | 0 | 0 | 0.0072806 | 0.0094479 | 0.00014616 | 0.01852 | 0.0026713 | 2.2522e-05 | 0.00079529 | 8.7325e-05 | 0.0041315 | 0.0008666 | 0 | 0 | 0 | 0 | 0 | 0 | 0 | 0 | 0 | 0 | 0 | 0.17736 | 0 | 0 | 0 | 0 | 1.4472 | 0 | 0 | 0
6 | 179 | 13 | 87.98 | 3.0987 | 85.6595 | 0 | 2.1384 | 0.044342 | 0.026183 | 79.7775 | 80.3209 | 80 | 0.0014414 | 0.0031945 | 0.00038847 | 0 | 0 | 0.011149 | 0.0060262 | 0.00021096 | 0.012676 | 0.00416 | 3.2272e-05 | 0.0011396 | 0.00017561 | 0.0030973 | 0.00065039 | 0 | 0 | 0 | 0 | 0 | 0 | 1.5071 | 0 | 0 | 0 | 0 | 0.17725 | 0 | 0 | 0 | 0 | 1.4143 | 0 | 0 | 0
6 | 179 | 14 | 89.06 | 4.1472 | 85.6595 | 0 | 1.72 | 0.045497 | 0.045497 | 80 | 80.5576 | 80 | 0.001592 | 0.0035285 | 0.00042908 | 0 | 0 | 0.010972 | 0.0062488 | 0.00023315 | 0.013424 | 0.0043965 | 3.5646e-05 | 0.0012587 | 0.00025403 | 0.0025838 | 0.00054141 | 0 | 0 | 0 | 0 | 0 | 0 | 2.6189 | 0 | 0 | 0 | 0 | 0.14692 | 0 | 0 | 0 | 0 | 1.3814 | 0 | 0 | 0
6 | 179 | 15 | 89.96 | 13.4285 | 85.6595 | 0 | 1.72 | 0.044097 | 0.20729 | 80 | 80.5404 | 78 | 0.0017502 | 0.003879 | 0.00047171 | 0 | 0 | 0.0071909 | 0.0066463 | 0.0002563 | 0.015066 | 0.0038644 | 3.9187e-05 | 0.0013838 | 0.00030011 | 0.0026854 | 0.00056426 | 0 | 0 | 0 | 0 | 0 | 0 | 11.9321 | 0 | 0 | 0 | 0 | 0.1479 | 0 | 0 | 0 | 0 | 1.3485 | 0 | 0 | 0
6 | 179 | 16 | 87.98 | 3.8992 | 85.6595 | 0 | 1.72 | 0.0406 | 0.0406 | 78 | 78.4976 | 78 | 0.0017537 | 0.0038868 | 0.00047265 | 0 | 0 | 0.0055634 | 0.0057185 | 0.0002582 | 0.014051 | 0.00378 | 3.9266e-05 | 0.0013865 | 0.00044023 | 0.0026854 | 0.00056426 | 0 | 0 | 0 | 0 | 0 | 0 | 2.337 | 0 | 0 | 0 | 0 | 0.1479 | 0 | 0 | 0 | 0 | 1.4143 | 0 | 0 | 0
6 | 179 | 17 | 87.98 | 3.9793 | 85.6595 | 0 | 1.72 | 0.03742 | 0.03742 | 78 | 78.4586 | 78 | 0.0017537 | 0.0038868 | 0.00047265 | 0 | 0 | 0.0056533 | 0.0039726 | 0.00025793 | 0.011038 | 0.0038206 | 3.9266e-05 | 0.0013865 | 0.00038768 | 0.0039265 | 0.00082442 | 0 | 0 | 0 | 0 | 0 | 0 | 2.1539 | 0 | 0 | 0 | 0 | 0.1479 | 0 | 0 | 0 | 0 | 1.6774 | 0 | 0 | 0
6 | 179 | 18 | 87.08 | 4.0305 | 85.6595 | 0 | 2.9287 | 0.02936 | 0.02936 | 78 | 78.3598 | 78 | 0.0015956 | 0.0035363 | 0.00043003 | 0 | 0 | 0.0048916 | 0.0021117 | 0.00023642 | 0.0066333 | 0.0030045 | 3.5725e-05 | 0.0012615 | 0.00049923 | 0.0042349 | 0.00088946 | 0 | 0 | 0 | 0 | 0 | 0 | 1.69 | 0 | 0 | 0 | 0 | 0.23553 | 0 | 0 | 0 | 0 | 2.105 | 0 | 0 | 0
6 | 179 | 19 | 86 | 3.3374 | 85.6595 | 0 | 2.9287 | 0.01789 | 0.01789 | 78 | 78.2192 | 78 | 0.0014058 | 0.0031157 | 0.00037888 | 0 | 0 | 0.0015082 | 0.00058419 | 0.00021003 | 0.0023314 | 0.0010866 | 3.1475e-05 | 0.0011114 | 0.00062682 | 0.0045452 | 0.0009545 | 0 | 0 | 0 | 0 | 0 | 0 | 1.0298 | 0 | 0 | 0 | 0 | 0.23553 | 0 | 0 | 0 | 0 | 2.0721 | 0 | 0 | 0
6 | 179 | 20 | 82.94 | 2.903 | 85.6595 | 0 | 2.9287 | 0.012629 | 0.012629 | 78 | 78.1548 | 78 | 0.00086806 | 0.0019239 | 0.00023396 | 0 | 0 | 0.00013241 | 4.0813e-05 | 0.00012978 | -0.00025255 | -0.00013595 | 1.9436e-05 | 0.00068632 | 0.00035954 | 0.0071272 | 0.0014959 | 0 | 0 | 0 | 0 | 0 | 0 | 0.72693 | 0 | 0 | 0 | 0 | 0.23553 | 0 | 0 | 0 | 0 | 1.9405 | 0 | 0 | 0
6 | 179 | 21 | 82.04 | 2.8649 | 85.6595 | 0 | 2.9287 | 0.01368 | 0.01368 | 78 | 78.1677 | 78 | 0.00070992 | 0.0015734 | 0.00019133 | 0 | 0 | 0 | 0 | 0.00010483 | 0.0010891 | 0.00066048 | 1.5895e-05 | 0.00056128 | 0.00015116 | 0.0071272 | 0.0014959 | 0 | 0 | 0 | 0 | 0 | 0 | 0.78747 | 0 | 0 | 0 | 0 | 0.23553 | 0 | 0 | 0 | 0 | 1.8419 | 0 | 0 | 0
6 | 179 | 22 | 80.06 | 2.6052 | 85.6595 | 0 | 2.3708 | 0.011587 | 0.011587 | 78 | 78.142 | 78 | 0.00036199 | 0.00080228 | 9.7562e-05 | 0 | 0 | 0 | 0 | 5.3656e-05 | 0.00055535 | 0.00033679 | 8.1049e-06 | 0.0002862 | 8.2986e-05 | 0.0074411 | 0.0015609 | 0 | 0 | 0 | 0 | 0 | 0 | 0.66696 | 0 | 0 | 0 | 0 | 0.19509 | 0 | 0 | 0 | 0 | 1.7432 | 0 | 0 | 0
6 | 179 | 23 | 78.08 | 2.199 | 85.6595 | 0 | 2.3708 | 0.0091009 | 0.0091009 | 78 | 78.1115 | 78 | 1.4058e-05 | 3.1157e-05 | 3.7888e-06 | 0 | 0 | 0 | 0 | 2.073e-06 | 2.1567e-05 | 1.3076e-05 | 3.1475e-07 | 1.1114e-05 | 1.7283e-06 | 0.0074411 | 0.0015609 | 0 | 0 | 0 | 0 | 0 | 0 | 0.52386 | 0 | 0 | 0 | 0 | 0.19509 | 0 | 0 | 0 | 0 | 1.4801 | 0 | 0 | 0
6 | 179 | 24 | 77 | 1.2688 | 85.6595 | 0 | 0.39514 | 0.0054547 | 0 | 78 | 78.0668 | 78 | -0.00017572 | -0.00038946 | -4.736e-05 | 0 | 0 | 0 | 0 | -2.6113e-05 | -0.00026959 | -0.00016351 | -3.9344e-06 | -0.00013893 | -4.5976e-05 | 0.0067153 | 0.0014098 | 0 | 0 | 0 | 0 | 0 | 0 | 0 | 0 | 0 | 0 | 0 | 0.051842 | 0 | 0 | 0 | 0 | 1.2169 | 0 | 0 | 0
6 | 180 | 1 | 75.92 | 0.97262 | 85.7753 | 0 | 0.39413 | -0.00056009 | 0 | 78 | 77.9931 | 77.9931 | -0.0003655 | -0.00081007 | -9.8509e-05 | 0 | 0 | 0 | 0 | -5.4321e-05 | -0.00056074 | -0.0003401 | -8.1836e-06 | -0.00028898 | -0.00010035 | 0.0020667 | 0.00043418 | 0 | 0 | 0 | 0 | 0 | 0 | 0 | 0 | 0 | 0 | 0 | 0.051689 | 0 | 0 | 0 | 0 | 0.92093 | 0 | 0 | 0
6 | 180 | 2 | 75.02 | 0.90685 | 85.7753 | 0 | 0.39413 | -0.0015961 | 0 | 77.9931 | 77.9736 | 77.9736 | -0.00052244 | -0.0011579 | -0.00014081 | 0 | 0 | 0 | 0 | -7.6576e-05 | -0.00080152 | -0.00048584 | -1.1698e-05 | -0.00041306 | -5.292e-05 | 0.0020667 | 0.00043418 | 0 | 0 | 0 | 0 | 0 | 0 | 0 | 0 | 0 | 0 | 0 | 0.051699 | 0 | 0 | 0 | 0 | 0.85515 | 0 | 0 | 0
6 | 180 | 3 | 71.96 | 0.87399 | 85.7753 | 0 | 0.39413 | -0.005387 | 0 | 77.9736 | 77.9076 | 77.9076 | -0.0010567 | -0.002342 | -0.0002848 | 0 | 0 | 0 | 0 | -0.00015539 | -0.0016212 | -0.00098282 | -2.366e-05 | -0.00083547 | -0.00015155 | 0.0020667 | 0.00043418 | 0 | 0 | 0 | 0 | 0 | 0 | 0 | 0 | 0 | 0 | 0 | 0.051731 | 0 | 0 | 0 | 0 | 0.82226 | 0 | 0 | 0
6 | 180 | 4 | 73.04 | 0.84112 | 85.7753 | 0 | 0.39413 | -0.0039761 | 0 | 77.9076 | 77.8588 | 77.8588 | -0.00085533 | -0.0018957 | -0.00023053 | 0 | 0 | 0 | 0 | -0.00012552 | -0.0013122 | -0.00079545 | -1.9151e-05 | -0.00067626 | -0.00013257 | 0.0020667 | 0.00043418 | 0 | 0 | 0 | 0 | 0 | 0 | 0 | 0 | 0 | 0 | 0 | 0.051755 | 0 | 0 | 0 | 0 | 0.78937 | 0 | 0 | 0
6 | 180 | 5 | 71.06 | 0.84116 | 85.7753 | 0 | 0.39413 | -0.0064427 | 0 | 77.8588 | 77.7799 | 77.7799 | -0.0011947 | -0.0026479 | -0.00032199 | 0 | 0 | 0 | 0 | -0.00017639 | -0.0018329 | -0.0011113 | -2.6749e-05 | -0.00094457 | -0.00025287 | 0.0020667 | 0.00043418 | 0 | 0 | 0 | 0 | 0 | 0 | 0 | 0 | 0 | 0 | 0 | 0.051794 | 0 | 0 | 0 | 0 | 0.78937 | 0 | 0 | 0
6 | 180 | 6 | 71.96 | 0.94489 | 85.7753 | 0 | 0.46369 | -0.00575 | 0 | 77.7799 | 77.7094 | 77.7094 | -0.0010227 | -0.0022666 | -0.00027563 | 0 | 0 | 0.00045782 | 5.4674e-05 | -0.00015058 | -0.0032832 | -0.0016814 | -2.2898e-05 | -0.00080856 | -0.00020375 | 0.0034529 | 0.00072422 | 0 | 0 | 0 | 0 | 0 | 0 | 0 | 0 | 0 | 0 | 0 | 0.056857 | 0 | 0 | 0 | 0 | 0.88804 | 0 | 0 | 0
6 | 180 | 7 | 73.94 | 1.4258 | 85.7753 | 0 | 3.4777 | 0.0075334 | 0 | 77.7094 | 77.8017 | 77.8017 | -0.00066237 | -0.001468 | -0.00017852 | 0 | 0 | 0.0033219 | 0.0014457 | -9.7042e-05 | 0.00027726 | 0.0002586 | -1.483e-05 | -0.00052369 | -7.4526e-05 | 0.0043383 | 0.00091055 | 0 | 0 | 0 | 0 | 0 | 0 | 0 | 0 | 0 | 0 | 0 | 0.27469 | 0 | 0 | 0 | 0 | 1.1512 | 0 | 0 | 0
6 | 180 | 8 | 78.08 | 2.2401 | 85.7753 | 0 | 3.4777 | 0.026898 | 0.010719 | 77.8017 | 78.1314 | 78 | 4.8898e-05 | 0.00010837 | 1.3179e-05 | 0 | 0 | 0.0058001 | 0.0034474 | 7.2417e-06 | 0.0051787 | 0.001748 | 1.0948e-06 | 3.866e-05 | 8.0357e-06 | 0.0086767 | 0.0018211 | 0 | 0 | 0 | 0 | 0 | 0 | 0.617 | 0 | 0 | 0 | 0 | 0.27459 | 0 | 0 | 0 | 0 | 1.3485 | 0 | 0 | 0
6 | 180 | 9 | 80.96 | 1.6223 | 85.7753 | 0 | 3.014 | 0.031814 | 0 | 78 | 78.3899 | 78.3899 | 0.00052014 | 0.0011528 | 0.00014019 | 0 | 0 | 0.006244 | 0.0053407 | 7.6997e-05 | 0.0093999 | 0.002289 | 1.1646e-05 | 0.00041124 | 0.00010362 | 0.0050623 | 0.0010617 | 0 | 0 | 0 | 0 | 0 | 0 | 0 | 0 | 0 | 0 | 0 | 0.24088 | 0 | 0 | 0 | 0 | 1.3814 | 0 | 0 | 0
6 | 180 | 10 | 82.94 | 1.6549 | 85.7753 | 0 | 3.014 | 0.036788 | 0 | 78.3899 | 78.8407 | 78.8407 | 0.00079955 | 0.0017721 | 0.00021549 | 0 | 0 | 0.0064706 | 0.0071331 | 0.0001174 | 0.013207 | 0.0025761 | 1.7902e-05 | 0.00063215 | 9.8651e-05 | 0.0030973 | 0.00065039 | 0 | 0 | 0 | 0 | 0 | 0 | 0 | 0 | 0 | 0 | 0 | 0.24066 | 0 | 0 | 0 | 0 | 1.4143 | 0 | 0 | 0
6 | 180 | 11 | 84.92 | 1.6876 | 85.7753 | 0 | 3.014 | 0.044113 | 0 | 78.8407 | 79.3813 | 79.3813 | 0.0010683 | 0.0023676 | 0.00028791 | 0 | 0 | 0.0069845 | 0.0085109 | 0.0001565 | 0.016854 | 0.0031395 | 2.3918e-05 | 0.0008446 | 0.00012715 | 0.0030973 | 0.00065039 | 0 | 0 | 0 | 0 | 0 | 0 | 0 | 0 | 0 | 0 | 0 | 0.2404 | 0 | 0 | 0 | 0 | 1.4472 | 0 | 0 | 0
6 | 180 | 12 | 87.98 | 1.6236 | 85.7753 | 0 | 2.133 | 0.049284 | 0 | 79.3813 | 79.9853 | 79.9853 | 0.001511 | 0.0033488 | 0.00040723 | 0 | 0 | 0.0093238 | 0.0078779 | 0.00022335 | 0.016234 | 0.0037775 | 3.3831e-05 | 0.0011946 | 0.00035375 | 0.0041315 | 0.0008666 | 0 | 0 | 0 | 0 | 0 | 0 | 0 | 0 | 0 | 0 | 0 | 0.17641 | 0 | 0 | 0 | 0 | 1.4472 | 0 | 0 | 0
6 | 180 | 13 | 89.96 | 4.545 | 85.7753 | 0 | 2.133 | 0.052522 | 0.051325 | 79.9853 | 80.629 | 80 | 0.0017528 | 0.0038847 | 0.0004724 | 0 | 0 | 0.0083243 | 0.0092671 | 0.00025893 | 0.019375 | 0.0035749 | 3.9245e-05 | 0.0013858 | 0.00043989 | 0.0030973 | 0.00065039 | 0 | 0 | 0 | 0 | 0 | 0 | 2.9543 | 0 | 0 | 0 | 0 | 0.1764 | 0 | 0 | 0 | 0 | 1.4143 | 0 | 0 | 0
6 | 180 | 14 | 89.06 | 4.2674 | 85.7753 | 0 | 1.7156 | 0.047598 | 0.047598 | 80 | 80.5833 | 80 | 0.001592 | 0.0035285 | 0.00042908 | 0 | 0 | 0.0078067 | 0.0082101 | 0.00023524 | 0.01734 | 0.0036005 | 3.5646e-05 | 0.0012587 | 0.00043673 | 0.0025838 | 0.00054141 | 0 | 0 | 0 | 0 | 0 | 0 | 2.7398 | 0 | 0 | 0 | 0 | 0.14624 | 0 | 0 | 0 | 0 | 1.3814 | 0 | 0 | 0
6 | 180 | 15 | 89.96 | 13.5141 | 85.7753 | 0 | 1.7156 | 0.045597 | 0.20879 | 80 | 80.5588 | 78 | 0.0017502 | 0.003879 | 0.00047171 | 0 | 0 | 0.0057972 | 0.0074986 | 0.00025965 | 0.017011 | 0.0036914 | 3.9187e-05 | 0.0013838 | 0.00056518 | 0.0026854 | 0.00056426 | 0 | 0 | 0 | 0 | 0 | 0 | 12.0184 | 0 | 0 | 0 | 0 | 0.14722 | 0 | 0 | 0 | 0 | 1.3485 | 0 | 0 | 0
6 | 180 | 16 | 89.96 | 4.0943 | 85.7753 | 0 | 1.7156 | 0.044003 | 0.044003 | 78 | 78.5393 | 78 | 0.0021016 | 0.0046579 | 0.00056643 | 0 | 0 | 0.0048901 | 0.0060476 | 0.00031161 | 0.015541 | 0.0042019 | 4.7056e-05 | 0.0016616 | 0.00072594 | 0.0026854 | 0.00056426 | 0 | 0 | 0 | 0 | 0 | 0 | 2.5329 | 0 | 0 | 0 | 0 | 0.14722 | 0 | 0 | 0 | 0 | 1.4143 | 0 | 0 | 0
6 | 180 | 17 | 89.96 | 4.1177 | 85.7753 | 0 | 1.7156 | 0.039837 | 0.039837 | 78 | 78.4882 | 78 | 0.0021016 | 0.0046579 | 0.00056643 | 0 | 0 | 0.0054864 | 0.0039517 | 0.000315 | 0.011253 | 0.0039204 | 4.7056e-05 | 0.0016616 | 0.0011246 | 0.0039265 | 0.00082442 | 0 | 0 | 0 | 0 | 0 | 0 | 2.293 | 0 | 0 | 0 | 0 | 0.14722 | 0 | 0 | 0 | 0 | 1.6774 | 0 | 0 | 0
6 | 180 | 18 | 87.98 | 4.1164 | 85.7753 | 0 | 2.9212 | 0.030873 | 0.030873 | 78 | 78.3783 | 78 | 0.0017537 | 0.0038868 | 0.00047265 | 0 | 0 | 0.00463 | 0.0021266 | 0.00026043 | 0.0072569 | 0.0032961 | 3.9266e-05 | 0.0013865 | 0.00063931 | 0.0042349 | 0.00088946 | 0 | 0 | 0 | 0 | 0 | 0 | 1.7771 | 0 | 0 | 0 | 0 | 0.23437 | 0 | 0 | 0 | 0 | 2.105 | 0 | 0 | 0
6 | 180 | 19 | 87.08 | 3.4101 | 85.7753 | 0 | 2.9212 | 0.019174 | 0.019174 | 78 | 78.235 | 78 | 0.0015956 | 0.0035363 | 0.00043003 | 0 | 0 | 0.0016832 | 0.00062306 | 0.00023438 | 0.0026206 | 0.001319 | 3.5725e-05 | 0.0012615 | 0.00033466 | 0.0045452 | 0.0009545 | 0 | 0 | 0 | 0 | 0 | 0 | 1.1037 | 0 | 0 | 0 | 0 | 0.23437 | 0 | 0 | 0 | 0 | 2.0721 | 0 | 0 | 0
6 | 180 | 20 | 84.02 | 2.946 | 85.7753 | 0 | 2.9212 | 0.013396 | 0.013396 | 78 | 78.1642 | 78 | 0.0010578 | 0.0023445 | 0.00028511 | 0 | 0 | 4.5704e-05 | 1.7703e-05 | 0.00015553 | -0.00010516 | -6.8877e-05 | 2.3685e-05 | 0.00083637 | 0.00018013 | 0.0071272 | 0.0014959 | 0 | 0 | 0 | 0 | 0 | 0 | 0.77107 | 0 | 0 | 0 | 0 | 0.23437 | 0 | 0 | 0 | 0 | 1.9405 | 0 | 0 | 0
6 | 180 | 21 | 84.02 | 3.0057 | 85.7753 | 0 | 2.9212 | 0.016147 | 0.016147 | 78 | 78.1979 | 78 | 0.0010578 | 0.0023445 | 0.00028511 | 0 | 0 | 0 | 0 | 0.0001559 | 0.0016229 | 0.00098415 | 2.3685e-05 | 0.00083637 | 0.00021345 | 0.0071272 | 0.0014959 | 0 | 0 | 0 | 0 | 0 | 0 | 0.92944 | 0 | 0 | 0 | 0 | 0.23437 | 0 | 0 | 0 | 0 | 1.8419 | 0 | 0 | 0
6 | 180 | 22 | 82.94 | 2.8102 | 85.7753 | 0 | 2.3648 | 0.015164 | 0.015164 | 78 | 78.1858 | 78 | 0.00086806 | 0.0019239 | 0.00023396 | 0 | 0 | 0 | 0 | 0.00012778 | 0.0013318 | 0.0008074 | 1.9436e-05 | 0.00068632 | 0.00016313 | 0.0074411 | 0.0015609 | 0 | 0 | 0 | 0 | 0 | 0 | 0.87285 | 0 | 0 | 0 | 0 | 0.19414 | 0 | 0 | 0 | 0 | 1.7432 | 0 | 0 | 0
6 | 180 | 23 | 80.06 | 2.3388 | 85.7753 | 0 | 2.3648 | 0.011546 | 0.011546 | 78 | 78.1415 | 78 | 0.00036199 | 0.00080228 | 9.7562e-05 | 0 | 0 | 0 | 0 | 5.3258e-05 | 0.00055535 | 0.00033668 | 8.1049e-06 | 0.0002862 | 4.2228e-05 | 0.0074411 | 0.0015609 | 0 | 0 | 0 | 0 | 0 | 0 | 0.66458 | 0 | 0 | 0 | 0 | 0.19414 | 0 | 0 | 0 | 0 | 1.4801 | 0 | 0 | 0
6 | 180 | 24 | 77 | 1.2686 | 85.7753 | 0 | 0.39413 | 0.0054831 | 0 | 78 | 78.0672 | 78 | -0.00017572 | -0.00038946 | -4.736e-05 | 0 | 0 | 0 | 0 | -2.5874e-05 | -0.00026959 | -0.00016344 | -3.9344e-06 | -0.00013893 | -1.7881e-05 | 0.0067153 | 0.0014098 | 0 | 0 | 0 | 0 | 0 | 0 | 0 | 0 | 0 | 0 | 0 | 0.051686 | 0 | 0 | 0 | 0 | 1.2169 | 0 | 0 | 0
6 | 181 | 1 | 77 | 0.97246 | 85.8874 | 0 | 0.39316 | 0.00085017 | 0 | 78 | 78.0104 | 78 | -0.00017572 | -0.00038946 | -4.736e-05 | 0 | 0 | 0 | 0 | -2.5406e-05 | -0.00026959 | -0.00016331 | -3.9344e-06 | -0.00013893 | -2.7834e-06 | 0.0020667 | 0.00043418 | 0 | 0 | 0 | 0 | 0 | 0 | 0 | 0 | 0 | 0 | 0 | 0.051534 | 0 | 0 | 0 | 0 | 0.92093 | 0 | 0 | 0
6 | 181 | 2 | 75.92 | 0.90668 | 85.8874 | 0 | 0.39316 | -0.00051409 | 0 | 78 | 77.9937 | 77.9937 | -0.0003655 | -0.00081007 | -9.8509e-05 | 0 | 0 | 0 | 0 | -5.3878e-05 | -0.00056074 | -0.00033998 | -8.1836e-06 | -0.00028898 | -5.4907e-05 | 0.0020667 | 0.00043418 | 0 | 0 | 0 | 0 | 0 | 0 | 0 | 0 | 0 | 0 | 0 | 0.051537 | 0 | 0 | 0 | 0 | 0.85515 | 0 | 0 | 0
6 | 181 | 3 | 75.02 | 0.8738 | 85.8874 | 0 | 0.39316 | -0.0016292 | 0 | 77.9937 | 77.9737 | 77.9737 | -0.00052254 | -0.0011581 | -0.00014083 | 0 | 0 | 0 | 0 | -7.7026e-05 | -0.00080167 | -0.00048605 | -1.17e-05 | -0.00041314 | -8.4738e-05 | 0.0020667 | 0.00043418 | 0 | 0 | 0 | 0 | 0 | 0 | 0 | 0 | 0 | 0 | 0 | 0.051547 | 0 | 0 | 0 | 0 | 0.82226 | 0 | 0 | 0
6 | 181 | 4 | 75.02 | 0.84092 | 85.8874 | 0 | 0.39316 | -0.0015578 | 0 | 77.9737 | 77.9546 | 77.9546 | -0.00051903 | -0.0011504 | -0.00013989 | 0 | 0 | 0 | 0 | -7.5708e-05 | -0.00079629 | -0.00048257 | -1.1621e-05 | -0.00041037 | -3.8653e-05 | 0.0020667 | 0.00043418 | 0 | 0 | 0 | 0 | 0 | 0 | 0 | 0 | 0 | 0 | 0 | 0.051556 | 0 | 0 | 0 | 0 | 0.78937 | 0 | 0 | 0
6 | 181 | 5 | 73.94 | 0.84094 | 85.8874 | 0 | 0.39316 | -0.0028896 | 0 | 77.9546 | 77.9192 | 77.9192 | -0.00070546 | -0.0015635 | -0.00019013 | 0 | 0 | 0 | 0 | -0.00010346 | -0.0010823 | -0.00065605 | -1.5795e-05 | -0.00055776 | -8.1793e-05 | 0.0020667 | 0.00043418 | 0 | 0 | 0 | 0 | 0 | 0 | 0 | 0 | 0 | 0 | 0 | 0.051574 | 0 | 0 | 0 | 0 | 0.78937 | 0 | 0 | 0
6 | 181 | 6 | 73.94 | 0.94463 | 85.8874 | 0 | 0.46254 | -0.0027916 | 0 | 77.9192 | 77.885 | 77.885 | -0.00069924 | -0.0015497 | -0.00018846 | 0 | 0 | 0.00042909 | 4.1241e-05 | -0.00010144 | -0.0024031 | -0.0011615 | -1.5656e-05 | -0.00055284 | -4.2853e-05 | 0.0034529 | 0.00072422 | 0 | 0 | 0 | 0 | 0 | 0 | 0 | 0 | 0 | 0 | 0 | 0.056592 | 0 | 0 | 0 | 0 | 0.88804 | 0 | 0 | 0
6 | 181 | 7 | 77 | 1.4244 | 85.8874 | 0 | 3.469 | 0.011763 | 0 | 77.885 | 78.0292 | 78 | -0.00015552 | -0.00034468 | -4.1914e-05 | 0 | 0 | 0.0033253 | 0.0014471 | -2.283e-05 | 0.0014531 | 0.00099088 | -3.482e-06 | -0.00012296 | -1.1068e-05 | 0.0043383 | 0.00091055 | 0 | 0 | 0 | 0 | 0 | 0 | 0 | 0 | 0 | 0 | 0 | 0.27325 | 0 | 0 | 0 | 0 | 1.1512 | 0 | 0 | 0
6 | 181 | 8 | 80.06 | 3.2802 | 85.8874 | 0 | 3.469 | 0.028812 | 0.028812 | 78 | 78.3531 | 78 | 0.00036199 | 0.00080228 | 9.7562e-05 | 0 | 0 | 0.0056722 | 0.0033027 | 5.3448e-05 | 0.0056017 | 0.0020739 | 8.1049e-06 | 0.0002862 | 5.4282e-05 | 0.0086767 | 0.0018211 | 0 | 0 | 0 | 0 | 0 | 0 | 1.6585 | 0 | 0 | 0 | 0 | 0.27325 | 0 | 0 | 0 | 0 | 1.3485 | 0 | 0 | 0
6 | 181 | 9 | 82.4 | 1.6211 | 85.8874 | 0 | 3.0065 | 0.034748 | 0 | 78 | 78.4258 | 78.4258 | 0.00077317 | 0.0017136 | 0.00020838 | 0 | 0 | 0.0062793 | 0.0054122 | 0.00011356 | 0.010485 | 0.0029169 | 1.7311e-05 | 0.0006113 | 9.3789e-05 | 0.0050623 | 0.0010617 | 0 | 0 | 0 | 0 | 0 | 0 | 0 | 0 | 0 | 0 | 0 | 0.2397 | 0 | 0 | 0 | 0 | 1.3814 | 0 | 0 | 0
6 | 181 | 10 | 86 | 1.6537 | 85.8874 | 0 | 3.0065 | 0.041641 | 0 | 78.4258 | 78.9362 | 78.9362 | 0.0013309 | 0.0029498 | 0.00035871 | 0 | 0 | 0.0063065 | 0.0072782 | 0.00019545 | 0.014783 | 0.0034229 | 2.98e-05 | 0.0010523 | 0.00018577 | 0.0030973 | 0.00065039 | 0 | 0 | 0 | 0 | 0 | 0 | 0 | 0 | 0 | 0 | 0 | 0.23945 | 0 | 0 | 0 | 0 | 1.4143 | 0 | 0 | 0
6 | 181 | 11 | 87.98 | 1.6863 | 85.8874 | 0 | 3.0065 | 0.048492 | 0 | 78.9362 | 79.5304 | 79.5304 | 0.0015892 | 0.0035222 | 0.00042832 | 0 | 0 | 0.0066268 | 0.0084546 | 0.0002372 | 0.018052 | 0.0038933 | 3.5582e-05 | 0.0012565 | 0.00064906 | 0.0030973 | 0.00065039 | 0 | 0 | 0 | 0 | 0 | 0 | 0 | 0 | 0 | 0 | 0 | 0.23916 | 0 | 0 | 0 | 0 | 1.4472 | 0 | 0 | 0
6 | 181 | 12 | 89.06 | 2.4098 | 85.8874 | 0 | 2.1277 | 0.051987 | 0.013672 | 79.5304 | 80.1676 | 80 | 0.0016745 | 0.0037114 | 0.00045132 | 0 | 0 | 0.0081522 | 0.0089486 | 0.00024909 | 0.018366 | 0.0034724 | 3.7493e-05 | 0.001324 | 0.00060218 | 0.0041315 | 0.0008666 | 0 | 0 | 0 | 0 | 0 | 0 | 0.787 | 0 | 0 | 0 | 0 | 0.17558 | 0 | 0 | 0 | 0 | 1.4472 | 0 | 0 | 0
6 | 181 | 13 | 91.94 | 4.7356 | 85.8874 | 0 | 2.1277 | 0.05465 | 0.05465 | 80 | 80.6697 | 80 | 0.0020981 | 0.0046501 | 0.00056548 | 0 | 0 | 0.0069839 | 0.0096143 | 0.00030885 | 0.020837 | 0.0036757 | 4.6977e-05 | 0.0016588 | 0.00046261 | 0.0030973 | 0.00065039 | 0 | 0 | 0 | 0 | 0 | 0 | 3.1457 | 0 | 0 | 0 | 0 | 0.17558 | 0 | 0 | 0 | 0 | 1.4143 | 0 | 0 | 0
6 | 181 | 14 | 91.04 | 4.4214 | 85.8874 | 0 | 1.7114 | 0.050285 | 0.050285 | 80 | 80.6163 | 80 | 0.00194 | 0.0042996 | 0.00052285 | 0 | 0 | 0.0084613 | 0.0076135 | 0.00029066 | 0.017076 | 0.0043576 | 4.3436e-05 | 0.0015338 | 0.001021 | 0.0025838 | 0.00054141 | 0 | 0 | 0 | 0 | 0 | 0 | 2.8945 | 0 | 0 | 0 | 0 | 0.14557 | 0 | 0 | 0 | 0 | 1.3814 | 0 | 0 | 0
6 | 181 | 15 | 91.04 | 13.6872 | 85.8874 | 0 | 1.7114 | 0.048615 | 0.21181 | 80 | 80.5958 | 78 | 0.00194 | 0.0042996 | 0.00052285 | 0 | 0 | 0.0064427 | 0.0074322 | 0.00028842 | 0.017717 | 0.0044161 | 4.3436e-05 | 0.0015338 | 0.00072962 | 0.0026854 | 0.00056426 | 0 | 0 | 0 | 0 | 0 | 0 | 12.1921 | 0 | 0 | 0 | 0 | 0.14656 | 0 | 0 | 0 | 0 | 1.3485 | 0 | 0 | 0
6 | 181 | 16 | 91.04 | 4.1937 | 85.8874 | 0 | 1.7114 | 0.04574 | 0.04574 | 78 | 78.5606 | 78 | 0.0022914 | 0.0050785 | 0.00061757 | 0 | 0 | 0.0054381 | 0.0059761 | 0.00033615 | 0.015793 | 0.0045599 | 5.1305e-05 | 0.0018117 | 0.00053655 | 0.0026854 | 0.00056426 | 0 | 0 | 0 | 0 | 0 | 0 | 2.6329 | 0 | 0 | 0 | 0 | 0.14656 | 0 | 0 | 0 | 0 | 1.4143 | 0 | 0 | 0
6 | 181 | 17 | 91.94 | 4.3034 | 85.8874 | 0 | 1.7114 | 0.043074 | 0.043074 | 78 | 78.5279 | 78 | 0.0024496 | 0.005429 | 0.0006602 | 0 | 0 | 0.0067045 | 0.0037918 | 0.0003627 | 0.011508 | 0.0046162 | 5.4846e-05 | 0.0019367 | 0.00081027 | 0.0039265 | 0.00082442 | 0 | 0 | 0 | 0 | 0 | 0 | 2.4794 | 0 | 0 | 0 | 0 | 0.14656 | 0 | 0 | 0 | 0 | 1.6774 | 0 | 0 | 0
6 | 181 | 18 | 89.96 | 4.2844 | 85.8874 | 0 | 2.914 | 0.033811 | 0.033811 | 78 | 78.4144 | 78 | 0.0021016 | 0.0046579 | 0.00056643 | 0 | 0 | 0.0040899 | 0.0020043 | 0.00030949 | 0.0085293 | 0.0041415 | 4.7056e-05 | 0.0016616 | 0.00057753 | 0.0042349 | 0.00088946 | 0 | 0 | 0 | 0 | 0 | 0 | 1.9462 | 0 | 0 | 0 | 0 | 0.23324 | 0 | 0 | 0 | 0 | 2.105 | 0 | 0 | 0
6 | 181 | 19 | 89.06 | 3.7983 | 85.8874 | 0 | 2.914 | 0.025938 | 0.025938 | 78 | 78.3179 | 78 | 0.0019435 | 0.0043074 | 0.0005238 | 0 | 0 | 0.0029426 | 0.00065659 | 0.00028646 | 0.0046531 | 0.0030314 | 4.3515e-05 | 0.0015366 | 0.0005132 | 0.0045452 | 0.0009545 | 0 | 0 | 0 | 0 | 0 | 0 | 1.493 | 0 | 0 | 0 | 0 | 0.23324 | 0 | 0 | 0 | 0 | 2.0721 | 0 | 0 | 0
6 | 181 | 20 | 86 | 3.1412 | 85.8874 | 0 | 2.914 | 0.016807 | 0.016807 | 78 | 78.206 | 78 | 0.0014058 | 0.0031157 | 0.00037888 | 0 | 0 | 6.8556e-05 | 2.6554e-05 | 0.0002066 | 0.00098011 | 0.00058377 | 3.1475e-05 | 0.0011114 | 0.00027553 | 0.0071272 | 0.0014959 | 0 | 0 | 0 | 0 | 0 | 0 | 0.96746 | 0 | 0 | 0 | 0 | 0.23324 | 0 | 0 | 0 | 0 | 1.9405 | 0 | 0 | 0
6 | 181 | 21 | 86 | 3.149 | 85.8874 | 0 | 2.914 | 0.018657 | 0.018657 | 78 | 78.2286 | 78 | 0.0014058 | 0.0031157 | 0.00037888 | 0 | 0 | 0 | 0 | 0.00020725 | 0.0021567 | 0.0013078 | 3.1475e-05 | 0.0011114 | 0.00031869 | 0.0071272 | 0.0014959 | 0 | 0 | 0 | 0 | 0 | 0 | 1.0739 | 0 | 0 | 0 | 0 | 0.23324 | 0 | 0 | 0 | 0 | 1.8419 | 0 | 0 | 0
6 | 181 | 22 | 85.28 | 2.979 | 85.8874 | 0 | 2.3589 | 0.018112 | 0.018112 | 78 | 78.222 | 78 | 0.0012793 | 0.0028352 | 0.00034478 | 0 | 0 | 0 | 0 | 0.00018834 | 0.0019626 | 0.0011898 | 2.8643e-05 | 0.0010114 | 0.00027013 | 0.0074411 | 0.0015609 | 0 | 0 | 0 | 0 | 0 | 0 | 1.0426 | 0 | 0 | 0 | 0 | 0.19323 | 0 | 0 | 0 | 0 | 1.7432 | 0 | 0 | 0
6 | 181 | 23 | 84.38 | 2.6503 | 85.8874 | 0 | 2.3589 | 0.016973 | 0.016973 | 78 | 78.208 | 78 | 0.0011211 | 0.0024847 | 0.00030216 | 0 | 0 | 0 | 0 | 0.000165 | 0.00172 | 0.0010427 | 2.5102e-05 | 0.00088638 | 0.00022392 | 0.0074411 | 0.0015609 | 0 | 0 | 0 | 0 | 0 | 0 | 0.97699 | 0 | 0 | 0 | 0 | 0.19323 | 0 | 0 | 0 | 0 | 1.4801 | 0 | 0 | 0
6 | 181 | 24 | 83.66 | 2.1423 | 85.8874 | 0 | 0.39316 | 0.015181 | 0.015181 | 78 | 78.186 | 78 | 0.00099458 | 0.0022043 | 0.00026806 | 0 | 0 | 0 | 0 | 0.00014629 | 0.0015259 | 0.00092504 | 2.2269e-05 | 0.00078635 | 0.00018298 | 0.0067153 | 0.0014098 | 0 | 0 | 0 | 0 | 0 | 0 | 0.87383 | 0 | 0 | 0 | 0 | 0.051534 | 0 | 0 | 0 | 0 | 1.2169 | 0 | 0 | 0
7 | 182 | 1 | 82.94 | 1.4699 | 85.996 | 0 | 0.39221 | 0.0086452 | 0.0086452 | 78 | 78.1059 | 78 | 0.00086806 | 0.0019239 | 0.00023396 | 0 | 0 | 0 | 0 | 0.00012759 | 0.0013318 | 0.00080734 | 1.9436e-05 | 0.00068632 | 0.000146 | 0.0020667 | 0.00043418 | 0 | 0 | 0 | 0 | 0 | 0 | 0.49763 | 0 | 0 | 0 | 0 | 0.051387 | 0 | 0 | 0 | 0 | 0.92093 | 0 | 0 | 0
7 | 182 | 2 | 82.22 | 1.3519 | 85.996 | 0 | 0.39221 | 0.0077378 | 0.0077378 | 78 | 78.0948 | 78 | 0.00074155 | 0.0016435 | 0.00019986 | 0 | 0 | 0 | 0 | 0.00010891 | 0.0011377 | 0.00068965 | 1.6603e-05 | 0.00058629 | 0.00011299 | 0.0020667 | 0.00043418 | 0 | 0 | 0 | 0 | 0 | 0 | 0.4454 | 0 | 0 | 0 | 0 | 0.051387 | 0 | 0 | 0 | 0 | 0.85515 | 0 | 0 | 0
7 | 182 | 3 | 81.32 | 1.2543 | 85.996 | 0 | 0.39221 | 0.0066139 | 0.0066139 | 78 | 78.0811 | 78 | 0.0005834 | 0.001293 | 0.00015724 | 0 | 0 | 0 | 0 | 8.568e-05 | 0.00089503 | 0.00054257 | 1.3062e-05 | 0.00046125 | 8.1805e-05 | 0.0020667 | 0.00043418 | 0 | 0 | 0 | 0 | 0 | 0 | 0.3807 | 0 | 0 | 0 | 0 | 0.051387 | 0 | 0 | 0 | 0 | 0.82226 | 0 | 0 | 0
7 | 182 | 4 | 80.6 | 1.1697 | 85.996 | 0 | 0.39221 | 0.0057145 | 0.0057145 | 78 | 78.07 | 78 | 0.00045688 | 0.0010126 | 0.00012314 | 0 | 0 | 0 | 0 | 6.7055e-05 | 0.00070093 | 0.00042489 | 1.023e-05 | 0.00036122 | 5.6722e-05 | 0.0020667 | 0.00043418 | 0 | 0 | 0 | 0 | 0 | 0 | 0.32893 | 0 | 0 | 0 | 0 | 0.051387 | 0 | 0 | 0 | 0 | 0.78937 | 0 | 0 | 0
7 | 182 | 5 | 80.6 | 1.1682 | 85.996 | 0 | 0.39221 | 0.0056889 | 0.0056889 | 78 | 78.0697 | 78 | 0.00045688 | 0.0010126 | 0.00012314 | 0 | 0 | 0 | 0 | 6.6633e-05 | 0.00070093 | 0.00042477 | 1.023e-05 | 0.00036122 | 3.1654e-05 | 0.0020667 | 0.00043418 | 0 | 0 | 0 | 0 | 0 | 0 | 0.32746 | 0 | 0 | 0 | 0 | 0.051387 | 0 | 0 | 0 | 0 | 0.78937 | 0 | 0 | 0
7 | 182 | 6 | 78.8 | 1.2137 | 85.996 | 0 | 0.46142 | 0.0046787 | 0.0046787 | 78 | 78.0573 | 78 | 0.00014058 | 0.00031157 | 3.7888e-05 | 0 | 0 | 0.00020567 | 7.9663e-05 | 2.0665e-05 | -0.0002357 | -0.00018698 | 3.1475e-06 | 0.00011114 | 1.3905e-05 | 0.0034529 | 0.00072422 | 0 | 0 | 0 | 0 | 0 | 0 | 0.26931 | 0 | 0 | 0 | 0 | 0.056362 | 0 | 0 | 0 | 0 | 0.88804 | 0 | 0 | 0
7 | 182 | 7 | 80.6 | 2.0972 | 85.996 | 0 | 3.4607 | 0.011711 | 0.011711 | 78 | 78.1435 | 78 | 0.00045688 | 0.0010126 | 0.00012314 | 0 | 0 | 0.0017187 | 0.00067504 | 6.7394e-05 | 0.0014216 | 0.00054391 | 1.023e-05 | 0.00036122 | 7.1816e-05 | 0.0043383 | 0.00091055 | 0 | 0 | 0 | 0 | 0 | 0 | 0.67412 | 0 | 0 | 0 | 0 | 0.27196 | 0 | 0 | 0 | 0 | 1.1512 | 0 | 0 | 0
7 | 182 | 8 | 84.2 | 3.5492 | 85.996 | 0 | 3.4607 | 0.033508 | 0.033508 | 78 | 78.4106 | 78 | 0.0010895 | 0.0024146 | 0.00029363 | 0 | 0 | 0.0056983 | 0.0030976 | 0.00016103 | 0.0064664 | 0.0026811 | 2.4393e-05 | 0.00086137 | 0.00022233 | 0.0086767 | 0.0018211 | 0 | 0 | 0 | 0 | 0 | 0 | 1.9288 | 0 | 0 | 0 | 0 | 0.27196 | 0 | 0 | 0 | 0 | 1.3485 | 0 | 0 | 0
7 | 182 | 9 | 88.7 | 1.6199 | 85.996 | 0 | 2.9992 | 0.041206 | 0 | 78 | 78.505 | 78.505 | 0.0018802 | 0.0041672 | 0.00050675 | 0 | 0 | 0.0065339 | 0.0049802 | 0.00027955 | 0.01095 | 0.0036323 | 4.2098e-05 | 0.0014866 | 0.00062292 | 0.0050623 | 0.0010617 | 0 | 0 | 0 | 0 | 0 | 0 | 0 | 0 | 0 | 0 | 0 | 0.23854 | 0 | 0 | 0 | 0 | 1.3814 | 0 | 0 | 0
7 | 182 | 10 | 93.2 | 1.6525 | 85.996 | 0 | 2.9992 | 0.050961 | 0 | 78.505 | 79.1295 | 79.1295 | 0.0025822 | 0.0057231 | 0.00069596 | 0 | 0 | 0.0073013 | 0.0071527 | 0.00038585 | 0.015735 | 0.0043553 | 5.7816e-05 | 0.0020416 | 0.001182 | 0.0030973 | 0.00065039 | 0 | 0 | 0 | 0 | 0 | 0 | 0 | 0 | 0 | 0 | 0 | 0.23824 | 0 | 0 | 0 | 0 | 1.4143 | 0 | 0 | 0
7 | 182 | 11 | 93.2 | 1.6851 | 85.996 | 0 | 2.9992 | 0.052862 | 0 | 79.1295 | 79.7773 | 79.7773 | 0.0024725 | 0.0054798 | 0.00066638 | 0 | 0 | 0.0083504 | 0.0078237 | 0.00036058 | 0.017042 | 0.0044151 | 5.5359e-05 | 0.0019548 | 0.00049412 | 0.0030973 | 0.00065039 | 0 | 0 | 0 | 0 | 0 | 0 | 0 | 0 | 0 | 0 | 0 | 0.23792 | 0 | 0 | 0 | 0 | 1.4472 | 0 | 0 | 0
7 | 182 | 12 | 95.18 | 3.8643 | 85.996 | 0 | 2.1225 | 0.057123 | 0.038955 | 79.7773 | 80.4774 | 80 | 0.0027066 | 0.0059987 | 0.00072947 | 0 | 0 | 0.008051 | 0.0085669 | 0.00039799 | 0.018665 | 0.0041299 | 6.0601e-05 | 0.0021399 | 0.00067897 | 0.0041315 | 0.0008666 | 0 | 0 | 0 | 0 | 0 | 0 | 2.2423 | 0 | 0 | 0 | 0 | 0.17479 | 0 | 0 | 0 | 0 | 1.4472 | 0 | 0 | 0
7 | 182 | 13 | 96.8 | 5.0751 | 85.996 | 0 | 2.1225 | 0.060563 | 0.060563 | 80 | 80.7422 | 80 | 0.0029521 | 0.0065429 | 0.00079565 | 0 | 0 | 0.0084518 | 0.0091059 | 0.0004375 | 0.020489 | 0.0045701 | 6.6098e-05 | 0.002334 | 0.0010704 | 0.0030973 | 0.00065039 | 0 | 0 | 0 | 0 | 0 | 0 | 3.4861 | 0 | 0 | 0 | 0 | 0.17479 | 0 | 0 | 0 | 0 | 1.4143 | 0 | 0 | 0
7 | 182 | 14 | 98.78 | 5.1538 | 85.996 | 0 | 1.7073 | 0.06302 | 0.06302 | 80 | 80.7723 | 80 | 0.0033001 | 0.007314 | 0.00088942 | 0 | 0 | 0.0087955 | 0.0088094 | 0.00049157 | 0.020702 | 0.0054007 | 7.3888e-05 | 0.0026091 | 0.0015088 | 0.0025838 | 0.00054141 | 0 | 0 | 0 | 0 | 0 | 0 | 3.6275 | 0 | 0 | 0 | 0 | 0.14493 | 0 | 0 | 0 | 0 | 1.3814 | 0 | 0 | 0
7 | 182 | 15 | 100.4 | 14.4035 | 85.996 | 0 | 1.7073 | 0.06107 | 0.22427 | 80 | 80.7484 | 78 | 0.0035847 | 0.0079449 | 0.00096614 | 0 | 0 | 0.0093717 | 0.0068481 | 0.0005367 | 0.017661 | 0.0059609 | 8.0262e-05 | 0.0028342 | 0.0020319 | 0.0026854 | 0.00056426 | 0 | 0 | 0 | 0 | 0 | 0 | 12.909 | 0 | 0 | 0 | 0 | 0.14592 | 0 | 0 | 0 | 0 | 1.3485 | 0 | 0 | 0
7 | 182 | 16 | 100.76 | 4.9911 | 85.996 | 0 | 1.7073 | 0.059605 | 0.059605 | 78 | 78.7305 | 78 | 0.0039994 | 0.008864 | 0.0010779 | 0 | 0 | 0.0072523 | 0.0057789 | 0.00059848 | 0.017075 | 0.0061037 | 8.9548e-05 | 0.0031621 | 0.0023542 | 0.0026854 | 0.00056426 | 0 | 0 | 0 | 0 | 0 | 0 | 3.431 | 0 | 0 | 0 | 0 | 0.14592 | 0 | 0 | 0 | 0 | 1.4143 | 0 | 0 | 0
7 | 182 | 17 | 100.4 | 4.923 | 85.996 | 0 | 1.7073 | 0.05385 | 0.05385 | 78 | 78.6599 | 78 | 0.0039362 | 0.0087238 | 0.0010609 | 0 | 0 | 0.006388 | 0.0038744 | 0.00058891 | 0.013408 | 0.0056146 | 8.8131e-05 | 0.0031121 | 0.002304 | 0.0039265 | 0.00082442 | 0 | 0 | 0 | 0 | 0 | 0 | 3.0997 | 0 | 0 | 0 | 0 | 0.14592 | 0 | 0 | 0 | 0 | 1.6774 | 0 | 0 | 0
7 | 182 | 18 | 98.6 | 4.8862 | 85.996 | 0 | 2.907 | 0.044285 | 0.044285 | 78 | 78.5427 | 78 | 0.0036199 | 0.0080228 | 0.00097562 | 0 | 0 | 0.0047459 | 0.0021157 | 0.00053533 | 0.0098261 | 0.0049154 | 8.1049e-05 | 0.002862 | 0.0014608 | 0.0042349 | 0.00088946 | 0 | 0 | 0 | 0 | 0 | 0 | 2.5491 | 0 | 0 | 0 | 0 | 0.23215 | 0 | 0 | 0 | 0 | 2.105 | 0 | 0 | 0
7 | 182 | 19 | 96.8 | 4.2576 | 85.996 | 0 | 2.907 | 0.033935 | 0.033935 | 78 | 78.4159 | 78 | 0.0033036 | 0.0073218 | 0.00089037 | 0 | 0 | 0.002683 | 0.00072856 | 0.0004924 | 0.0053983 | 0.0032839 | 7.3967e-05 | 0.0026119 | 0.0016474 | 0.0045452 | 0.0009545 | 0 | 0 | 0 | 0 | 0 | 0 | 1.9533 | 0 | 0 | 0 | 0 | 0.23215 | 0 | 0 | 0 | 0 | 2.0721 | 0 | 0 | 0
7 | 182 | 20 | 93.2 | 3.6652 | 85.996 | 0 | 2.907 | 0.025928 | 0.025928 | 78 | 78.3178 | 78 | 0.002671 | 0.0059197 | 0.00071987 | 0 | 0 | 0.00027734 | 9.5721e-05 | 0.00039677 | 0.0024612 | 0.0014695 | 5.9803e-05 | 0.0021118 | 0.0011228 | 0.0071272 | 0.0014959 | 0 | 0 | 0 | 0 | 0 | 0 | 1.4925 | 0 | 0 | 0 | 0 | 0.23215 | 0 | 0 | 0 | 0 | 1.9405 | 0 | 0 | 0
7 | 182 | 21 | 91.4 | 3.5675 | 85.996 | 0 | 2.907 | 0.025947 | 0.025947 | 78 | 78.318 | 78 | 0.0023547 | 0.0052187 | 0.00063462 | 0 | 0 | 0 | 0 | 0.00035076 | 0.0036125 | 0.0021915 | 5.2721e-05 | 0.0018617 | 0.0010468 | 0.0071272 | 0.0014959 | 0 | 0 | 0 | 0 | 0 | 0 | 1.4935 | 0 | 0 | 0 | 0 | 0.23215 | 0 | 0 | 0 | 0 | 1.8419 | 0 | 0 | 0
7 | 182 | 22 | 90.32 | 3.3636 | 85.996 | 0 | 2.3532 | 0.02481 | 0.02481 | 78 | 78.3041 | 78 | 0.0021649 | 0.0047981 | 0.00058348 | 0 | 0 | 0 | 0 | 0.00032172 | 0.0033213 | 0.0020144 | 4.8472e-05 | 0.0017116 | 0.00084408 | 0.0074411 | 0.0015609 | 0 | 0 | 0 | 0 | 0 | 0 | 1.4281 | 0 | 0 | 0 | 0 | 0.19235 | 0 | 0 | 0 | 0 | 1.7432 | 0 | 0 | 0
7 | 182 | 23 | 89.6 | 3.0416 | 85.996 | 0 | 2.3532 | 0.023786 | 0.023786 | 78 | 78.2915 | 78 | 0.0020384 | 0.0045177 | 0.00054938 | 0 | 0 | 0 | 0 | 0.00030215 | 0.0031272 | 0.0018965 | 4.5639e-05 | 0.0016116 | 0.00069591 | 0.0074411 | 0.0015609 | 0 | 0 | 0 | 0 | 0 | 0 | 1.3692 | 0 | 0 | 0 | 0 | 0.19235 | 0 | 0 | 0 | 0 | 1.4801 | 0 | 0 | 0
7 | 182 | 24 | 87.8 | 2.4529 | 85.996 | 0 | 0.39221 | 0.02058 | 0.02058 | 78 | 78.2522 | 78 | 0.0017221 | 0.0038167 | 0.00046413 | 0 | 0 | 0 | 0 | 0.00025503 | 0.002642 | 0.0016021 | 3.8557e-05 | 0.0013615 | 0.00055297 | 0.0067153 | 0.0014098 | 0 | 0 | 0 | 0 | 0 | 0 | 1.1846 | 0 | 0 | 0 | 0 | 0.051387 | 0 | 0 | 0 | 0 | 1.2169 | 0 | 0 | 0
7 | 183 | 1 | 86.9 | 1.7628 | 86.1009 | 0 | 0.39128 | 0.013735 | 0.013735 | 78 | 78.1683 | 78 | 0.0015639 | 0.0034662 | 0.0004215 | 0 | 0 | 0 | 0 | 0.00023107 | 0.0023993 | 0.0014548 | 3.5016e-05 | 0.0012365 | 0.00042604 | 0.0020667 | 0.00043418 | 0 | 0 | 0 | 0 | 0 | 0 | 0.79062 | 0 | 0 | 0 | 0 | 0.051245 | 0 | 0 | 0 | 0 | 0.92093 | 0 | 0 | 0
7 | 183 | 2 | 86 | 1.6279 | 86.1009 | 0 | 0.39128 | 0.012534 | 0.012534 | 78 | 78.1536 | 78 | 0.0014058 | 0.0031157 | 0.00037888 | 0 | 0 | 0 | 0 | 0.00020708 | 0.0021567 | 0.0013076 | 3.1475e-05 | 0.0011114 | 0.00031869 | 0.0020667 | 0.00043418 | 0 | 0 | 0 | 0 | 0 | 0 | 0.72148 | 0 | 0 | 0 | 0 | 0.051245 | 0 | 0 | 0 | 0 | 0.85515 | 0 | 0 | 0
7 | 183 | 3 | 86 | 1.595 | 86.1009 | 0 | 0.39128 | 0.012534 | 0.012534 | 78 | 78.1536 | 78 | 0.0014058 | 0.0031157 | 0.00037888 | 0 | 0 | 0 | 0 | 0.00020725 | 0.0021567 | 0.0013076 | 3.1475e-05 | 0.0011114 | 0.00031869 | 0.0020667 | 0.00043418 | 0 | 0 | 0 | 0 | 0 | 0 | 0.72149 | 0 | 0 | 0 | 0 | 0.051245 | 0 | 0 | 0 | 0 | 0.82226 | 0 | 0 | 0
7 | 183 | 4 | 84.2 | 1.4355 | 86.1009 | 0 | 0.39128 | 0.010335 | 0.010335 | 78 | 78.1267 | 78 | 0.0010895 | 0.0024146 | 0.00029363 | 0 | 0 | 0 | 0 | 0.00016138 | 0.0016714 | 0.0010136 | 2.4393e-05 | 0.00086137 | 0.00030436 | 0.0020667 | 0.00043418 | 0 | 0 | 0 | 0 | 0 | 0 | 0.5949 | 0 | 0 | 0 | 0 | 0.051245 | 0 | 0 | 0 | 0 | 0.78937 | 0 | 0 | 0
7 | 183 | 5 | 83.12 | 1.3542 | 86.1009 | 0 | 0.39128 | 0.0089223 | 0.0089223 | 78 | 78.1093 | 78 | 0.00089969 | 0.001994 | 0.00024248 | 0 | 0 | 0 | 0 | 0.00013284 | 0.0013803 | 0.00083693 | 2.0144e-05 | 0.00071133 | 0.00020373 | 0.0020667 | 0.00043418 | 0 | 0 | 0 | 0 | 0 | 0 | 0.51358 | 0 | 0 | 0 | 0 | 0.051245 | 0 | 0 | 0 | 0 | 0.78937 | 0 | 0 | 0
7 | 183 | 6 | 82.4 | 1.3935 | 86.1009 | 0 | 0.46033 | 0.0078051 | 0.0078051 | 78 | 78.0957 | 78 | 0.00077317 | 0.0017136 | 0.00020838 | 0 | 0 | 0.00018282 | 7.0811e-05 | 0.00011383 | -0.00010387 | -9.9232e-05 | 1.7311e-05 | 0.0006113 | 0.00013988 | 0.0034529 | 0.00072422 | 0 | 0 | 0 | 0 | 0 | 0 | 0.44927 | 0 | 0 | 0 | 0 | 0.056195 | 0 | 0 | 0 | 0 | 0.88804 | 0 | 0 | 0
7 | 183 | 7 | 82.4 | 2.2812 | 86.1009 | 0 | 3.4525 | 0.01493 | 0.01493 | 78 | 78.183 | 78 | 0.00077317 | 0.0017136 | 0.00020838 | 0 | 0 | 0.0025261 | 0.001052 | 0.00011518 | 0.0015598 | 0.00083432 | 1.7311e-05 | 0.0006113 | 0.00026958 | 0.0043383 | 0.00091055 | 0 | 0 | 0 | 0 | 0 | 0 | 0.85937 | 0 | 0 | 0 | 0 | 0.2707 | 0 | 0 | 0 | 0 | 1.1512 | 0 | 0 | 0
7 | 183 | 8 | 86 | 3.5978 | 86.1009 | 0 | 3.4525 | 0.034373 | 0.034373 | 78 | 78.4212 | 78 | 0.0014058 | 0.0031157 | 0.00037888 | 0 | 0 | 0.0053398 | 0.002757 | 0.0002114 | 0.0061213 | 0.0026297 | 3.1475e-05 | 0.0011114 | 0.00077288 | 0.0086767 | 0.0018211 | 0 | 0 | 0 | 0 | 0 | 0 | 1.9786 | 0 | 0 | 0 | 0 | 0.2707 | 0 | 0 | 0 | 0 | 1.3485 | 0 | 0 | 0
7 | 183 | 9 | 87.8 | 1.6188 | 86.1009 | 0 | 2.9922 | 0.04113 | 0 | 78 | 78.5041 | 78.5041 | 0.0017221 | 0.0038167 | 0.00046413 | 0 | 0 | 0.0075821 | 0.0046904 | 0.00025823 | 0.010448 | 0.0037384 | 3.8557e-05 | 0.0013615 | 0.00088576 | 0.0050623 | 0.0010617 | 0 | 0 | 0 | 0 | 0 | 0 | 0 | 0 | 0 | 0 | 0 | 0.23746 | 0 | 0 | 0 | 0 | 1.3814 | 0 | 0 | 0
7 | 183 | 10 | 91.4 | 1.6514 | 86.1009 | 0 | 2.9922 | 0.048928 | 0 | 78.5041 | 79.1037 | 79.1037 | 0.0022661 | 0.0050224 | 0.00061075 | 0 | 0 | 0.0079324 | 0.006708 | 0.00034012 | 0.014845 | 0.00438 | 5.0738e-05 | 0.0017916 | 0.0012328 | 0.0030973 | 0.00065039 | 0 | 0 | 0 | 0 | 0 | 0 | 0 | 0 | 0 | 0 | 0 | 0.23716 | 0 | 0 | 0 | 0 | 1.4143 | 0 | 0 | 0
7 | 183 | 11 | 95 | 1.684 | 86.1009 | 0 | 2.9922 | 0.057542 | 0 | 79.1037 | 79.8089 | 79.8089 | 0.0027933 | 0.0061909 | 0.00075285 | 0 | 0 | 0.0092561 | 0.0078029 | 0.0004184 | 0.01773 | 0.0051148 | 6.2543e-05 | 0.0022085 | 0.0014642 | 0.0030973 | 0.00065039 | 0 | 0 | 0 | 0 | 0 | 0 | 0 | 0 | 0 | 0 | 0 | 0.23682 | 0 | 0 | 0 | 0 | 1.4472 | 0 | 0 | 0
7 | 183 | 12 | 98.6 | 4.4354 | 86.1009 | 0 | 2.1175 | 0.064487 | 0.048891 | 79.8089 | 80.5992 | 80 | 0.003302 | 0.0073183 | 0.00088995 | 0 | 0 | 0.0092616 | 0.0088296 | 0.00049224 | 0.020088 | 0.0051132 | 7.3932e-05 | 0.0026107 | 0.00151 | 0.0041315 | 0.0008666 | 0 | 0 | 0 | 0 | 0 | 0 | 2.8142 | 0 | 0 | 0 | 0 | 0.17402 | 0 | 0 | 0 | 0 | 1.4472 | 0 | 0 | 0
7 | 183 | 13 | 102.2 | 5.6319 | 86.1009 | 0 | 2.1175 | 0.070249 | 0.070249 | 80 | 80.8609 | 80 | 0.003901 | 0.0086459 | 0.0010514 | 0 | 0 | 0.0095351 | 0.0096334 | 0.0005756 | 0.022828 | 0.0058261 | 8.7344e-05 | 0.0030843 | 0.0013325 | 0.0030973 | 0.00065039 | 0 | 0 | 0 | 0 | 0 | 0 | 4.0436 | 0 | 0 | 0 | 0 | 0.17402 | 0 | 0 | 0 | 0 | 1.4143 | 0 | 0 | 0
7 | 183 | 14 | 102.2 | 5.3572 | 86.1009 | 0 | 1.7032 | 0.066564 | 0.066564 | 80 | 80.8158 | 80 | 0.003901 | 0.0086459 | 0.0010514 | 0 | 0 | 0.008397 | 0.0086874 | 0.00057932 | 0.021376 | 0.0058576 | 8.7344e-05 | 0.0030843 | 0.0017719 | 0.0025838 | 0.00054141 | 0 | 0 | 0 | 0 | 0 | 0 | 3.8315 | 0 | 0 | 0 | 0 | 0.14432 | 0 | 0 | 0 | 0 | 1.3814 | 0 | 0 | 0
7 | 183 | 15 | 102.2 | 14.6096 | 86.1009 | 0 | 1.7032 | 0.064661 | 0.22786 | 80 | 80.7924 | 78 | 0.003901 | 0.0086459 | 0.0010514 | 0 | 0 | 0.0086715 | 0.007502 | 0.00057927 | 0.019772 | 0.0063452 | 8.7344e-05 | 0.0030843 | 0.0017719 | 0.0026854 | 0.00056426 | 0 | 0 | 0 | 0 | 0 | 0 | 13.1158 | 0 | 0 | 0 | 0 | 0.1453 | 0 | 0 | 0 | 0 | 1.3485 | 0 | 0 | 0
7 | 183 | 16 | 102.2 | 4.9084 | 86.1009 | 0 | 1.7032 | 0.058179 | 0.058179 | 78 | 78.713 | 78 | 0.0042525 | 0.0094249 | 0.0011461 | 0 | 0 | 0.0067033 | 0.0053343 | 0.00062835 | 0.01627 | 0.0059634 | 9.5213e-05 | 0.0033621 | 0.0017493 | 0.0026854 | 0.00056426 | 0 | 0 | 0 | 0 | 0 | 0 | 3.3489 | 0 | 0 | 0 | 0 | 0.1453 | 0 | 0 | 0 | 0 | 1.4143 | 0 | 0 | 0
7 | 183 | 17 | 102.2 | 5.1194 | 86.1009 | 0 | 1.7032 | 0.057274 | 0.057274 | 78 | 78.7019 | 78 | 0.0042525 | 0.0094249 | 0.0011461 | 0 | 0 | 0.0068072 | 0.0040642 | 0.00063012 | 0.014623 | 0.0062414 | 9.5213e-05 | 0.0033621 | 0.0018757 | 0.0039265 | 0.00082442 | 0 | 0 | 0 | 0 | 0 | 0 | 3.2967 | 0 | 0 | 0 | 0 | 0.1453 | 0 | 0 | 0 | 0 | 1.6774 | 0 | 0 | 0
7 | 183 | 18 | 100.4 | 4.9829 | 86.1009 | 0 | 2.9001 | 0.045983 | 0.045983 | 78 | 78.5635 | 78 | 0.0039362 | 0.0087238 | 0.0010609 | 0 | 0 | 0.0046285 | 0.0020281 | 0.00058688 | 0.009684 | 0.0049101 | 8.8131e-05 | 0.0031121 | 0.0021 | 0.0042349 | 0.00088946 | 0 | 0 | 0 | 0 | 0 | 0 | 2.6468 | 0 | 0 | 0 | 0 | 0.2311 | 0 | 0 | 0 | 0 | 2.105 | 0 | 0 | 0
7 | 183 | 19 | 98.6 | 4.3483 | 86.1009 | 0 | 2.9001 | 0.035529 | 0.035529 | 78 | 78.4354 | 78 | 0.0036199 | 0.0080228 | 0.00097562 | 0 | 0 | 0.0022262 | 0.0007408 | 0.0005382 | 0.0058744 | 0.0033672 | 8.1049e-05 | 0.002862 | 0.0017213 | 0.0045452 | 0.0009545 | 0 | 0 | 0 | 0 | 0 | 0 | 2.0451 | 0 | 0 | 0 | 0 | 0.2311 | 0 | 0 | 0 | 0 | 2.0721 | 0 | 0 | 0
7 | 183 | 20 | 96.8 | 3.9762 | 86.1009 | 0 | 2.9001 | 0.03135 | 0.03135 | 78 | 78.3842 | 78 | 0.0033036 | 0.0073218 | 0.00089037 | 0 | 0 | 0.0002397 | 9.1435e-05 | 0.00049507 | 0.0035818 | 0.0021389 | 7.3967e-05 | 0.0026119 | 0.0019784 | 0.0071272 | 0.0014959 | 0 | 0 | 0 | 0 | 0 | 0 | 1.8045 | 0 | 0 | 0 | 0 | 0.2311 | 0 | 0 | 0 | 0 | 1.9405 | 0 | 0 | 0
7 | 183 | 21 | 95 | 3.8549 | 86.1009 | 0 | 2.9001 | 0.030958 | 0.030958 | 78 | 78.3794 | 78 | 0.0029873 | 0.0066208 | 0.00080512 | 0 | 0 | 0 | 0 | 0.00044714 | 0.004583 | 0.0027807 | 6.6885e-05 | 0.0023618 | 0.001682 | 0.0071272 | 0.0014959 | 0 | 0 | 0 | 0 | 0 | 0 | 1.782 | 0 | 0 | 0 | 0 | 0.2311 | 0 | 0 | 0 | 0 | 1.8419 | 0 | 0 | 0
7 | 183 | 22 | 93.2 | 3.5953 | 86.1009 | 0 | 2.3477 | 0.028849 | 0.028849 | 78 | 78.3536 | 78 | 0.002671 | 0.0059197 | 0.00071987 | 0 | 0 | 0 | 0 | 0.00039915 | 0.0040977 | 0.0024859 | 5.9803e-05 | 0.0021118 | 0.0013821 | 0.0074411 | 0.0015609 | 0 | 0 | 0 | 0 | 0 | 0 | 1.6606 | 0 | 0 | 0 | 0 | 0.1915 | 0 | 0 | 0 | 0 | 1.7432 | 0 | 0 | 0
7 | 183 | 23 | 91.4 | 3.181 | 86.1009 | 0 | 2.3477 | 0.026223 | 0.026223 | 78 | 78.3214 | 78 | 0.0023547 | 0.0052187 | 0.00063462 | 0 | 0 | 0 | 0 | 0.00034981 | 0.0036125 | 0.002191 | 5.2721e-05 | 0.0018617 | 0.00094518 | 0.0074411 | 0.0015609 | 0 | 0 | 0 | 0 | 0 | 0 | 1.5094 | 0 | 0 | 0 | 0 | 0.1915 | 0 | 0 | 0 | 0 | 1.4801 | 0 | 0 | 0
7 | 183 | 24 | 89.6 | 2.5824 | 86.1009 | 0 | 0.39128 | 0.022832 | 0.022832 | 78 | 78.2798 | 78 | 0.0020384 | 0.0045177 | 0.00054938 | 0 | 0 | 0 | 0 | 0.00030108 | 0.0031272 | 0.0018962 | 4.5639e-05 | 0.0016116 | 0.00061981 | 0.0067153 | 0.0014098 | 0 | 0 | 0 | 0 | 0 | 0 | 1.3142 | 0 | 0 | 0 | 0 | 0.051245 | 0 | 0 | 0 | 0 | 1.2169 | 0 | 0 | 0
7 | 184 | 1 | 87.8 | 1.8226 | 86.202 | 0 | 0.39039 | 0.014777 | 0.014777 | 78 | 78.1811 | 78 | 0.0017221 | 0.0038167 | 0.00046413 | 0 | 0 | 0 | 0 | 0.00025276 | 0.002642 | 0.0016015 | 3.8557e-05 | 0.0013615 | 0.00037681 | 0.0020667 | 0.00043418 | 0 | 0 | 0 | 0 | 0 | 0 | 0.85057 | 0 | 0 | 0 | 0 | 0.051108 | 0 | 0 | 0 | 0 | 0.92093 | 0 | 0 | 0
7 | 184 | 2 | 86.9 | 1.6909 | 86.202 | 0 | 0.39039 | 0.013632 | 0.013632 | 78 | 78.1671 | 78 | 0.0015639 | 0.0034662 | 0.0004215 | 0 | 0 | 0 | 0 | 0.00022975 | 0.0023993 | 0.0014545 | 3.5016e-05 | 0.0012365 | 0.00032446 | 0.0020667 | 0.00043418 | 0 | 0 | 0 | 0 | 0 | 0 | 0.78467 | 0 | 0 | 0 | 0 | 0.051108 | 0 | 0 | 0 | 0 | 0.85515 | 0 | 0 | 0
7 | 184 | 3 | 86 | 1.5923 | 86.202 | 0 | 0.39039 | 0.01249 | 0.01249 | 78 | 78.1531 | 78 | 0.0014058 | 0.0031157 | 0.00037888 | 0 | 0 | 0 | 0 | 0.00020648 | 0.0021567 | 0.0013074 | 3.1475e-05 | 0.0011114 | 0.00027553 | 0.0020667 | 0.00043418 | 0 | 0 | 0 | 0 | 0 | 0 | 0.71895 | 0 | 0 | 0 | 0 | 0.051108 | 0 | 0 | 0 | 0 | 0.82226 | 0 | 0 | 0
7 | 184 | 4 | 84.2 | 1.4235 | 86.202 | 0 | 0.39039 | 0.010128 | 0.010128 | 78 | 78.1241 | 78 | 0.0010895 | 0.0024146 | 0.00029363 | 0 | 0 | 0 | 0 | 0.00015778 | 0.0016714 | 0.0010126 | 2.4393e-05 | 0.00086137 | 0.00010202 | 0.0020667 | 0.00043418 | 0 | 0 | 0 | 0 | 0 | 0 | 0.58299 | 0 | 0 | 0 | 0 | 0.051108 | 0 | 0 | 0 | 0 | 0.78937 | 0 | 0 | 0
7 | 184 | 5 | 82.4 | 1.2949 | 86.202 | 0 | 0.39039 | 0.0078938 | 0.0078938 | 78 | 78.0967 | 78 | 0.00077317 | 0.0017136 | 0.00020838 | 0 | 0 | 0 | 0 | 0.00011212 | 0.0011862 | 0.00071869 | 1.7311e-05 | 0.0006113 | 5.2197e-05 | 0.0020667 | 0.00043418 | 0 | 0 | 0 | 0 | 0 | 0 | 0.45438 | 0 | 0 | 0 | 0 | 0.051108 | 0 | 0 | 0 | 0 | 0.78937 | 0 | 0 | 0
7 | 184 | 6 | 82.4 | 1.3802 | 86.202 | 0 | 0.45928 | 0.0075769 | 0.0075769 | 78 | 78.0929 | 78 | 0.00077317 | 0.0017136 | 0.00020838 | 0 | 0 | 0.00020151 | 7.5358e-05 | 0.00011359 | -0.00025165 | -0.00017779 | 1.7311e-05 | 0.0006113 | 0.00011498 | 0.0034529 | 0.00072422 | 0 | 0 | 0 | 0 | 0 | 0 | 0.43613 | 0 | 0 | 0 | 0 | 0.056034 | 0 | 0 | 0 | 0 | 0.88804 | 0 | 0 | 0
7 | 184 | 7 | 86 | 2.5616 | 86.202 | 0 | 3.4446 | 0.019821 | 0.019821 | 78 | 78.2429 | 78 | 0.0014058 | 0.0031157 | 0.00037888 | 0 | 0 | 0.0025879 | 0.0010811 | 0.00020584 | 0.0028494 | 0.0016371 | 3.1475e-05 | 0.0011114 | 0.00016732 | 0.0043383 | 0.00091055 | 0 | 0 | 0 | 0 | 0 | 0 | 1.1409 | 0 | 0 | 0 | 0 | 0.26949 | 0 | 0 | 0 | 0 | 1.1512 | 0 | 0 | 0
7 | 184 | 8 | 91.4 | 3.96 | 86.202 | 0 | 3.4446 | 0.040687 | 0.040687 | 78 | 78.4986 | 78 | 0.0023547 | 0.0052187 | 0.00063462 | 0 | 0 | 0.0053239 | 0.0028116 | 0.00034603 | 0.0076059 | 0.0035291 | 5.2721e-05 | 0.0018617 | 0.00045032 | 0.0086767 | 0.0018211 | 0 | 0 | 0 | 0 | 0 | 0 | 2.342 | 0 | 0 | 0 | 0 | 0.26949 | 0 | 0 | 0 | 0 | 1.3485 | 0 | 0 | 0
7 | 184 | 9 | 93.2 | 1.6178 | 86.202 | 0 | 2.9853 | 0.037887 | 0 | 78 | 78.4643 | 78.4643 | 0.002671 | 0.0059197 | 0.00071987 | 0 | 0 | 0.0050893 | 0.0024355 | 0.00039483 | 0.0078783 | 0.0036478 | 5.9803e-05 | 0.0021118 | 0.00083494 | 0.0050623 | 0.0010617 | 0 | 0 | 0 | 0 | 0 | 0 | 0 | 0 | 0 | 0 | 0 | 0.23643 | 0 | 0 | 0 | 0 | 1.3814 | 0 | 0 | 0
7 | 184 | 10 | 96.8 | 1.6504 | 86.202 | 0 | 2.9853 | 0.055296 | 0 | 78.4643 | 79.142 | 79.142 | 0.003222 | 0.007141 | 0.00086838 | 0 | 0 | 0.0090037 | 0.0060471 | 0.00047611 | 0.015447 | 0.0056911 | 7.214e-05 | 0.0025474 | 0.0010331 | 0.0030973 | 0.00065039 | 0 | 0 | 0 | 0 | 0 | 0 | 0 | 0 | 0 | 0 | 0 | 0.2361 | 0 | 0 | 0 | 0 | 1.4143 | 0 | 0 | 0
7 | 184 | 11 | 100.4 | 1.6829 | 86.202 | 0 | 2.9853 | 0.062984 | 0 | 79.142 | 79.9139 | 79.9139 | 0.0037355 | 0.0082791 | 0.0010068 | 0 | 0 | 0.0080699 | 0.0083908 | 0.00055122 | 0.019583 | 0.0053463 | 8.3638e-05 | 0.0029534 | 0.0012365 | 0.0030973 | 0.00065039 | 0 | 0 | 0 | 0 | 0 | 0 | 0 | 0 | 0 | 0 | 0 | 0.23572 | 0 | 0 | 0 | 0 | 1.4472 | 0 | 0 | 0
7 | 184 | 12 | 104 | 5.3222 | 86.202 | 0 | 2.1127 | 0.071339 | 0.06431 | 79.9139 | 80.7881 | 80 | 0.0042325 | 0.0093805 | 0.0011407 | 0 | 0 | 0.0088226 | 0.0094012 | 0.00062231 | 0.022225 | 0.0057195 | 9.4765e-05 | 0.0033463 | 0.0013561 | 0.0041315 | 0.0008666 | 0 | 0 | 0 | 0 | 0 | 0 | 3.7018 | 0 | 0 | 0 | 0 | 0.17328 | 0 | 0 | 0 | 0 | 1.4472 | 0 | 0 | 0
7 | 184 | 13 | 102.2 | 5.5015 | 86.202 | 0 | 2.1127 | 0.067996 | 0.067996 | 80 | 80.8333 | 80 | 0.003901 | 0.0086459 | 0.0010514 | 0 | 0 | 0.011814 | 0.007678 | 0.00057874 | 0.019108 | 0.0065272 | 8.7344e-05 | 0.0030843 | 0.0017719 | 0.0030973 | 0.00065039 | 0 | 0 | 0 | 0 | 0 | 0 | 3.9139 | 0 | 0 | 0 | 0 | 0.17328 | 0 | 0 | 0 | 0 | 1.4143 | 0 | 0 | 0
7 | 184 | 14 | 104 | 4.9568 | 86.202 | 0 | 1.6993 | 0.059619 | 0.059619 | 80 | 80.7306 | 80 | 0.0042173 | 0.009347 | 0.0011366 | 0 | 0 | 0.0088951 | 0.0054927 | 0.0006228 | 0.015659 | 0.0060774 | 9.4426e-05 | 0.0033343 | 0.0016166 | 0.0025838 | 0.00054141 | 0 | 0 | 0 | 0 | 0 | 0 | 3.4317 | 0 | 0 | 0 | 0 | 0.14372 | 0 | 0 | 0 | 0 | 1.3814 | 0 | 0 | 0
7 | 184 | 15 | 105.8 | 14.8219 | 86.202 | 0 | 1.6993 | 0.068361 | 0.23156 | 80 | 80.8378 | 78 | 0.0045336 | 0.010048 | 0.0012219 | 0 | 0 | 0.0087426 | 0.0073251 | 0.00066844 | 0.020268 | 0.0068896 | 0.00010151 | 0.0035844 | 0.0017278 | 0.0026854 | 0.00056426 | 0 | 0 | 0 | 0 | 0 | 0 | 13.3287 | 0 | 0 | 0 | 0 | 0.1447 | 0 | 0 | 0 | 0 | 1.3485 | 0 | 0 | 0
7 | 184 | 16 | 99.86 | 5.018 | 86.202 | 0 | 1.6993 | 0.060093 | 0.060093 | 78 | 78.7365 | 78 | 0.0038413 | 0.0085135 | 0.0010353 | 0 | 0 | 0.0075345 | 0.0059667 | 0.00057561 | 0.017576 | 0.0062718 | 8.6007e-05 | 0.003037 | 0.0024063 | 0.0026854 | 0.00056426 | 0 | 0 | 0 | 0 | 0 | 0 | 3.459 | 0 | 0 | 0 | 0 | 0.1447 | 0 | 0 | 0 | 0 | 1.4143 | 0 | 0 | 0
7 | 184 | 17 | 93.2 | 4.551 | 86.202 | 0 | 1.6993 | 0.047408 | 0.047408 | 78 | 78.581 | 78 | 0.002671 | 0.0059197 | 0.00071987 | 0 | 0 | 0.0069761 | 0.00387 | 0.00040755 | 0.012177 | 0.0050033 | 5.9803e-05 | 0.0021118 | 0.0027405 | 0.0039265 | 0.00082442 | 0 | 0 | 0 | 0 | 0 | 0 | 2.7289 | 0 | 0 | 0 | 0 | 0.1447 | 0 | 0 | 0 | 0 | 1.6774 | 0 | 0 | 0
7 | 184 | 18 | 93.2 | 4.3435 | 86.202 | 0 | 2.8935 | 0.034892 | 0.034892 | 78 | 78.4276 | 78 | 0.002671 | 0.0059197 | 0.00071987 | 0 | 0 | 0.0042219 | 0.0017652 | 0.00039617 | 0.0072687 | 0.0036156 | 5.9803e-05 | 0.0021118 | 0.0010175 | 0.0042349 | 0.00088946 | 0 | 0 | 0 | 0 | 0 | 0 | 2.0084 | 0 | 0 | 0 | 0 | 0.23009 | 0 | 0 | 0 | 0 | 2.105 | 0 | 0 | 0
7 | 184 | 19 | 93.56 | 3.9892 | 86.202 | 0 | 2.8935 | 0.029308 | 0.029308 | 78 | 78.3592 | 78 | 0.0027342 | 0.00606 | 0.00073692 | 0 | 0 | 0.0025621 | 0.00095275 | 0.00040371 | 0.0047834 | 0.0024862 | 6.122e-05 | 0.0021618 | 0.00086598 | 0.0045452 | 0.0009545 | 0 | 0 | 0 | 0 | 0 | 0 | 1.687 | 0 | 0 | 0 | 0 | 0.23009 | 0 | 0 | 0 | 0 | 2.0721 | 0 | 0 | 0
7 | 184 | 20 | 93.2 | 3.7262 | 86.202 | 0 | 2.8935 | 0.027025 | 0.027025 | 78 | 78.3312 | 78 | 0.002671 | 0.0059197 | 0.00071987 | 0 | 0 | 0.00027057 | 0.00010174 | 0.00039211 | 0.0034247 | 0.0020349 | 5.9803e-05 | 0.0021118 | 0.00069574 | 0.0071272 | 0.0014959 | 0 | 0 | 0 | 0 | 0 | 0 | 1.5556 | 0 | 0 | 0 | 0 | 0.23009 | 0 | 0 | 0 | 0 | 1.9405 | 0 | 0 | 0
7 | 184 | 21 | 89.6 | 3.4044 | 86.202 | 0 | 2.8935 | 0.023148 | 0.023148 | 78 | 78.2837 | 78 | 0.0020384 | 0.0045177 | 0.00054938 | 0 | 0 | 0 | 0 | 0.00029861 | 0.0031272 | 0.0018955 | 4.5639e-05 | 0.0016116 | 0.00044075 | 0.0071272 | 0.0014959 | 0 | 0 | 0 | 0 | 0 | 0 | 1.3324 | 0 | 0 | 0 | 0 | 0.23009 | 0 | 0 | 0 | 0 | 1.8419 | 0 | 0 | 0
7 | 184 | 22 | 89.6 | 3.2853 | 86.202 | 0 | 2.3423 | 0.023479 | 0.023479 | 78 | 78.2877 | 78 | 0.0020384 | 0.0045177 | 0.00054938 | 0 | 0 | 0 | 0 | 0.00029827 | 0.0031272 | 0.0018954 | 4.5639e-05 | 0.0016116 | 0.00039299 | 0.0074411 | 0.0015609 | 0 | 0 | 0 | 0 | 0 | 0 | 1.3515 | 0 | 0 | 0 | 0 | 0.19068 | 0 | 0 | 0 | 0 | 1.7432 | 0 | 0 | 0
7 | 184 | 23 | 87.8 | 2.8929 | 86.202 | 0 | 2.3423 | 0.021233 | 0.021233 | 78 | 78.2602 | 78 | 0.0017221 | 0.0038167 | 0.00046413 | 0 | 0 | 0 | 0 | 0.00025201 | 0.002642 | 0.0016013 | 3.8557e-05 | 0.0013615 | 0.00033297 | 0.0074411 | 0.0015609 | 0 | 0 | 0 | 0 | 0 | 0 | 1.2222 | 0 | 0 | 0 | 0 | 0.19068 | 0 | 0 | 0 | 0 | 1.4801 | 0 | 0 | 0
7 | 184 | 24 | 86 | 2.3065 | 86.202 | 0 | 0.39039 | 0.018041 | 0.018041 | 78 | 78.2211 | 78 | 0.0014058 | 0.0031157 | 0.00037888 | 0 | 0 | 0 | 0 | 0.0002048 | 0.0021567 | 0.001307 | 3.1475e-05 | 0.0011114 | 0.00020433 | 0.0067153 | 0.0014098 | 0 | 0 | 0 | 0 | 0 | 0 | 1.0385 | 0 | 0 | 0 | 0 | 0.051108 | 0 | 0 | 0 | 0 | 1.2169 | 0 | 0 | 0
7 | 185 | 1 | 84.2 | 1.5583 | 86.2995 | 0 | 0.38952 | 0.010187 | 0.010187 | 78 | 78.1248 | 78 | 0.0010895 | 0.0024146 | 0.00029363 | 0 | 0 | 0 | 0 | 0.00015945 | 0.0016714 | 0.0010131 | 2.4393e-05 | 0.00086137 | 0.00015899 | 0.0020667 | 0.00043418 | 0 | 0 | 0 | 0 | 0 | 0 | 0.58639 | 0 | 0 | 0 | 0 | 0.050976 | 0 | 0 | 0 | 0 | 0.92093 | 0 | 0 | 0
7 | 185 | 2 | 84.2 | 1.4909 | 86.2995 | 0 | 0.38952 | 0.010159 | 0.010159 | 78 | 78.1245 | 78 | 0.0010895 | 0.0024146 | 0.00029363 | 0 | 0 | 0 | 0 | 0.00015913 | 0.0016714 | 0.001013 | 2.4393e-05 | 0.00086137 | 0.0001315 | 0.0020667 | 0.00043418 | 0 | 0 | 0 | 0 | 0 | 0 | 0.58479 | 0 | 0 | 0 | 0 | 0.050976 | 0 | 0 | 0 | 0 | 0.85515 | 0 | 0 | 0
7 | 185 | 3 | 84.2 | 1.4596 | 86.2995 | 0 | 0.38952 | 0.010188 | 0.010188 | 78 | 78.1249 | 78 | 0.0010895 | 0.0024146 | 0.00029363 | 0 | 0 | 0 | 0 | 0.00015966 | 0.0016714 | 0.0010131 | 2.4393e-05 | 0.00086137 | 0.00015899 | 0.0020667 | 0.00043418 | 0 | 0 | 0 | 0 | 0 | 0 | 0.58641 | 0 | 0 | 0 | 0 | 0.050976 | 0 | 0 | 0 | 0 | 0.82226 | 0 | 0 | 0
7 | 185 | 4 | 84.2 | 1.4285 | 86.2995 | 0 | 0.38952 | 0.010217 | 0.010217 | 78 | 78.1252 | 78 | 0.0010895 | 0.0024146 | 0.00029363 | 0 | 0 | 0 | 0 | 0.00016011 | 0.0016714 | 0.0010133 | 2.4393e-05 | 0.00086137 | 0.00018809 | 0.0020667 | 0.00043418 | 0 | 0 | 0 | 0 | 0 | 0 | 0.58812 | 0 | 0 | 0 | 0 | 0.050976 | 0 | 0 | 0 | 0 | 0.78937 | 0 | 0 | 0
7 | 185 | 5 | 82.4 | 1.2947 | 86.2995 | 0 | 0.38952 | 0.0078939 | 0.0078939 | 78 | 78.0967 | 78 | 0.00077317 | 0.0017136 | 0.00020838 | 0 | 0 | 0 | 0 | 0.00011216 | 0.0011862 | 0.0007187 | 1.7311e-05 | 0.0006113 | 5.2197e-05 | 0.0020667 | 0.00043418 | 0 | 0 | 0 | 0 | 0 | 0 | 0.45438 | 0 | 0 | 0 | 0 | 0.050976 | 0 | 0 | 0 | 0 | 0.78937 | 0 | 0 | 0
7 | 185 | 6 | 80.6 | 1.2795 | 86.2995 | 0 | 0.45826 | 0.0058296 | 0.0058296 | 78 | 78.0714 | 78 | 0.00045688 | 0.0010126 | 0.00012314 | 0 | 0 | 0.00031172 | 8.7416e-05 | 6.7131e-05 | -0.00054585 | -0.00028871 | 1.023e-05 | 0.00036122 | 5.6722e-05 | 0.0034529 | 0.00072422 | 0 | 0 | 0 | 0 | 0 | 0 | 0.33556 | 0 | 0 | 0 | 0 | 0.055879 | 0 | 0 | 0 | 0 | 0.88804 | 0 | 0 | 0
7 | 185 | 7 | 84.2 | 2.497 | 86.2995 | 0 | 3.437 | 0.018719 | 0.018719 | 78 | 78.2294 | 78 | 0.0010895 | 0.0024146 | 0.00029363 | 0 | 0 | 0.0028835 | 0.0012716 | 0.0001603 | 0.0025224 | 0.00179 | 2.4393e-05 | 0.00086137 | 0.00015899 | 0.0043383 | 0.00091055 | 0 | 0 | 0 | 0 | 0 | 0 | 1.0775 | 0 | 0 | 0 | 0 | 0.26833 | 0 | 0 | 0 | 0 | 1.1512 | 0 | 0 | 0
7 | 185 | 8 | 87.62 | 3.7773 | 86.2995 | 0 | 3.437 | 0.037534 | 0.037534 | 78 | 78.46 | 78 | 0.0016904 | 0.0037466 | 0.0004556 | 0 | 0 | 0.0053161 | 0.003234 | 0.00024939 | 0.0073682 | 0.0032352 | 3.7849e-05 | 0.0013365 | 0.00036607 | 0.0086767 | 0.0018211 | 0 | 0 | 0 | 0 | 0 | 0 | 2.1605 | 0 | 0 | 0 | 0 | 0.26833 | 0 | 0 | 0 | 0 | 1.3485 | 0 | 0 | 0
7 | 185 | 9 | 91.4 | 1.6168 | 86.2995 | 0 | 2.9787 | 0.042924 | 0 | 78 | 78.526 | 78.526 | 0.0023547 | 0.0052187 | 0.00063462 | 0 | 0 | 0.0058988 | 0.0046881 | 0.00034846 | 0.011131 | 0.0039237 | 5.2721e-05 | 0.0018617 | 0.00068701 | 0.0050623 | 0.0010617 | 0 | 0 | 0 | 0 | 0 | 0 | 0 | 0 | 0 | 0 | 0 | 0.23539 | 0 | 0 | 0 | 0 | 1.3814 | 0 | 0 | 0
7 | 185 | 10 | 96.8 | 1.6493 | 86.2995 | 0 | 2.9787 | 0.054727 | 0 | 78.526 | 79.1967 | 79.1967 | 0.0032111 | 0.0071169 | 0.00086545 | 0 | 0 | 0.0066081 | 0.0070682 | 0.00047912 | 0.016651 | 0.0049169 | 7.1898e-05 | 0.0025388 | 0.0014516 | 0.0030973 | 0.00065039 | 0 | 0 | 0 | 0 | 0 | 0 | 0 | 0 | 0 | 0 | 0 | 0.23506 | 0 | 0 | 0 | 0 | 1.4143 | 0 | 0 | 0
7 | 185 | 11 | 100.4 | 1.6819 | 86.2995 | 0 | 2.9787 | 0.062182 | 0 | 79.1967 | 79.9588 | 79.9588 | 0.0037259 | 0.0082578 | 0.0010042 | 0 | 0 | 0.0070648 | 0.0082582 | 0.00055309 | 0.019693 | 0.005321 | 8.3423e-05 | 0.0029458 | 0.0015273 | 0.0030973 | 0.00065039 | 0 | 0 | 0 | 0 | 0 | 0 | 0 | 0 | 0 | 0 | 0 | 0.23469 | 0 | 0 | 0 | 0 | 1.4472 | 0 | 0 | 0
7 | 185 | 12 | 100.4 | 5.1101 | 86.2995 | 0 | 2.108 | 0.064001 | 0.060637 | 79.9588 | 80.7431 | 80 | 0.003592 | 0.007961 | 0.0009681 | 0 | 0 | 0.0069527 | 0.0090624 | 0.00053331 | 0.020831 | 0.004615 | 8.0424e-05 | 0.0028399 | 0.0015669 | 0.0041315 | 0.0008666 | 0 | 0 | 0 | 0 | 0 | 0 | 3.4904 | 0 | 0 | 0 | 0 | 0.17256 | 0 | 0 | 0 | 0 | 1.4472 | 0 | 0 | 0
7 | 185 | 13 | 102.38 | 5.3288 | 86.2995 | 0 | 2.108 | 0.065009 | 0.065009 | 80 | 80.7967 | 80 | 0.0039326 | 0.008716 | 0.0010599 | 0 | 0 | 0.0067622 | 0.009101 | 0.0005841 | 0.02149 | 0.0046789 | 8.8052e-05 | 0.0031093 | 0.0017387 | 0.0030973 | 0.00065039 | 0 | 0 | 0 | 0 | 0 | 0 | 3.742 | 0 | 0 | 0 | 0 | 0.17256 | 0 | 0 | 0 | 0 | 1.4143 | 0 | 0 | 0
7 | 185 | 14 | 104 | 5.4364 | 86.2995 | 0 | 1.6956 | 0.06796 | 0.06796 | 80 | 80.8329 | 80 | 0.0042173 | 0.009347 | 0.0011366 | 0 | 0 | 0.0078894 | 0.0087142 | 0.00062549 | 0.021727 | 0.0058974 | 9.4426e-05 | 0.0033343 | 0.0018515 | 0.0025838 | 0.00054141 | 0 | 0 | 0 | 0 | 0 | 0 | 3.9118 | 0 | 0 | 0 | 0 | 0.14315 | 0 | 0 | 0 | 0 | 1.3814 | 0 | 0 | 0
7 | 185 | 15 | 105.8 | 14.7503 | 86.2995 | 0 | 1.6956 | 0.067126 | 0.23032 | 80 | 80.8226 | 78 | 0.0045336 | 0.010048 | 0.0012219 | 0 | 0 | 0.0065404 | 0.0077972 | 0.00066837 | 0.021289 | 0.0063646 | 0.00010151 | 0.0035844 | 0.0017278 | 0.0026854 | 0.00056426 | 0 | 0 | 0 | 0 | 0 | 0 | 13.2576 | 0 | 0 | 0 | 0 | 0.14413 | 0 | 0 | 0 | 0 | 1.3485 | 0 | 0 | 0
7 | 185 | 16 | 105.8 | 5.2218 | 86.2995 | 0 | 1.6956 | 0.063644 | 0.063644 | 78 | 78.78 | 78 | 0.0048851 | 0.010827 | 0.0013166 | 0 | 0 | 0.0052965 | 0.0060398 | 0.00072066 | 0.01885 | 0.0064175 | 0.00010938 | 0.0038623 | 0.0020692 | 0.0026854 | 0.00056426 | 0 | 0 | 0 | 0 | 0 | 0 | 3.6634 | 0 | 0 | 0 | 0 | 0.14413 | 0 | 0 | 0 | 0 | 1.4143 | 0 | 0 | 0
7 | 185 | 17 | 105.8 | 5.3509 | 86.2995 | 0 | 1.6956 | 0.061315 | 0.061315 | 78 | 78.7514 | 78 | 0.0048851 | 0.010827 | 0.0013166 | 0 | 0 | 0.006274 | 0.004091 | 0.00072422 | 0.015514 | 0.0066285 | 0.00010938 | 0.0038623 | 0.0023327 | 0.0039265 | 0.00082442 | 0 | 0 | 0 | 0 | 0 | 0 | 3.5294 | 0 | 0 | 0 | 0 | 0.14413 | 0 | 0 | 0 | 0 | 1.6774 | 0 | 0 | 0
7 | 185 | 18 | 104 | 5.4663 | 86.2995 | 0 | 2.8871 | 0.054415 | 0.054415 | 78 | 78.6669 | 78 | 0.0045688 | 0.010126 | 0.0012314 | 0 | 0 | 0.0042988 | 0.0021226 | 0.00069436 | 0.011909 | 0.0061281 | 0.0001023 | 0.0036122 | 0.0044969 | 0.0042349 | 0.00088946 | 0 | 0 | 0 | 0 | 0 | 0 | 3.1322 | 0 | 0 | 0 | 0 | 0.22911 | 0 | 0 | 0 | 0 | 2.105 | 0 | 0 | 0
7 | 185 | 19 | 91.4 | 3.9494 | 86.2995 | 0 | 2.8871 | 0.028635 | 0.028635 | 78 | 78.3509 | 78 | 0.0023547 | 0.0052187 | 0.00063462 | 0 | 0 | 0.002627 | 0.00075148 | 0.00035838 | 0.0045057 | 0.0026694 | 5.2721e-05 | 0.0018617 | 0.0021006 | 0.0045452 | 0.0009545 | 0 | 0 | 0 | 0 | 0 | 0 | 1.6482 | 0 | 0 | 0 | 0 | 0.22911 | 0 | 0 | 0 | 0 | 2.0721 | 0 | 0 | 0
7 | 185 | 20 | 102.2 | 4.4469 | 86.2995 | 0 | 2.8871 | 0.039562 | 0.039562 | 78 | 78.4848 | 78 | 0.0042525 | 0.0094249 | 0.0011461 | 0 | 0 | 0.00047991 | 0.00010929 | 0.00064395 | 0.0049277 | 0.0031119 | 9.5213e-05 | 0.0033621 | 0.003385 | 0.0071272 | 0.0014959 | 0 | 0 | 0 | 0 | 0 | 0 | 2.2772 | 0 | 0 | 0 | 0 | 0.22911 | 0 | 0 | 0 | 0 | 1.9405 | 0 | 0 | 0
7 | 185 | 21 | 86 | 3.1582 | 86.2995 | 0 | 2.8871 | 0.018888 | 0.018888 | 78 | 78.2315 | 78 | 0.0014058 | 0.0031157 | 0.00037888 | 0 | 0 | 0 | 0 | 0.00021071 | 0.0021567 | 0.0013085 | 3.1475e-05 | 0.0011114 | 0.00054538 | 0.0071272 | 0.0014959 | 0 | 0 | 0 | 0 | 0 | 0 | 1.0872 | 0 | 0 | 0 | 0 | 0.22911 | 0 | 0 | 0 | 0 | 1.8419 | 0 | 0 | 0
7 | 185 | 22 | 84.92 | 2.9614 | 86.2995 | 0 | 2.3371 | 0.017865 | 0.017865 | 78 | 78.2189 | 78 | 0.001216 | 0.002695 | 0.00032773 | 0 | 0 | 0 | 0 | 0.00018108 | 0.0018655 | 0.0011316 | 2.7226e-05 | 0.0009614 | 0.00045759 | 0.0074411 | 0.0015609 | 0 | 0 | 0 | 0 | 0 | 0 | 1.0283 | 0 | 0 | 0 | 0 | 0.18989 | 0 | 0 | 0 | 0 | 1.7432 | 0 | 0 | 0
7 | 185 | 23 | 84.2 | 2.6447 | 86.2995 | 0 | 2.3371 | 0.016935 | 0.016935 | 78 | 78.2075 | 78 | 0.0010895 | 0.0024146 | 0.00029363 | 0 | 0 | 0 | 0 | 0.00016226 | 0.0016714 | 0.0010138 | 2.4393e-05 | 0.00086137 | 0.00040145 | 0.0074411 | 0.0015609 | 0 | 0 | 0 | 0 | 0 | 0 | 0.97477 | 0 | 0 | 0 | 0 | 0.18989 | 0 | 0 | 0 | 0 | 1.4801 | 0 | 0 | 0
7 | 185 | 24 | 80.6 | 1.926 | 86.2995 | 0 | 0.38952 | 0.011433 | 0.011433 | 78 | 78.1401 | 78 | 0.00045688 | 0.0010126 | 0.00012314 | 0 | 0 | 0 | 0 | 6.8132e-05 | 0.00070093 | 0.00042519 | 1.023e-05 | 0.00036122 | 0.00015009 | 0.0067153 | 0.0014098 | 0 | 0 | 0 | 0 | 0 | 0 | 0.65812 | 0 | 0 | 0 | 0 | 0.050976 | 0 | 0 | 0 | 0 | 1.2169 | 0 | 0 | 0
7 | 186 | 1 | 80.6 | 1.3062 | 86.3932 | 0 | 0.38869 | 0.0058091 | 0.0058091 | 78 | 78.0712 | 78 | 0.00045688 | 0.0010126 | 0.00012314 | 0 | 0 | 0 | 0 | 6.8046e-05 | 0.00070093 | 0.00042516 | 1.023e-05 | 0.00036122 | 0.00015009 | 0.0020667 | 0.00043418 | 0 | 0 | 0 | 0 | 0 | 0 | 0.33438 | 0 | 0 | 0 | 0 | 0.050849 | 0 | 0 | 0 | 0 | 0.92093 | 0 | 0 | 0
7 | 186 | 2 | 80.6 | 1.2391 | 86.3932 | 0 | 0.38869 | 0.005787 | 0.005787 | 78 | 78.0709 | 78 | 0.00045688 | 0.0010126 | 0.00012314 | 0 | 0 | 0 | 0 | 6.7863e-05 | 0.00070093 | 0.00042511 | 1.023e-05 | 0.00036122 | 0.00012824 | 0.0020667 | 0.00043418 | 0 | 0 | 0 | 0 | 0 | 0 | 0.33311 | 0 | 0 | 0 | 0 | 0.050849 | 0 | 0 | 0 | 0 | 0.85515 | 0 | 0 | 0
7 | 186 | 3 | 78.8 | 1.0747 | 86.3932 | 0 | 0.38869 | 0.0035025 | 0.0035025 | 78 | 78.0429 | 78 | 0.00014058 | 0.00031157 | 3.7888e-05 | 0 | 0 | 0 | 0 | 2.0839e-05 | 0.00021567 | 0.00013079 | 3.1475e-06 | 0.00011114 | 3.0014e-05 | 0.0020667 | 0.00043418 | 0 | 0 | 0 | 0 | 0 | 0 | 0.20161 | 0 | 0 | 0 | 0 | 0.050849 | 0 | 0 | 0 | 0 | 0.82226 | 0 | 0 | 0
7 | 186 | 4 | 78.8 | 1.0415 | 86.3932 | 0 | 0.38869 | 0.0034964 | 0.0034964 | 78 | 78.0428 | 78 | 0.00014058 | 0.00031157 | 3.7888e-05 | 0 | 0 | 0 | 0 | 2.0758e-05 | 0.00021567 | 0.00013077 | 3.1475e-06 | 0.00011114 | 2.407e-05 | 0.0020667 | 0.00043418 | 0 | 0 | 0 | 0 | 0 | 0 | 0.20126 | 0 | 0 | 0 | 0 | 0.050849 | 0 | 0 | 0 | 0 | 0.78937 | 0 | 0 | 0
7 | 186 | 5 | 80.6 | 1.1692 | 86.3932 | 0 | 0.38869 | 0.0057147 | 0.0057147 | 78 | 78.07 | 78 | 0.00045688 | 0.0010126 | 0.00012314 | 0 | 0 | 0 | 0 | 6.7213e-05 | 0.00070093 | 0.00042493 | 1.023e-05 | 0.00036122 | 5.6722e-05 | 0.0020667 | 0.00043418 | 0 | 0 | 0 | 0 | 0 | 0 | 0.32894 | 0 | 0 | 0 | 0 | 0.050849 | 0 | 0 | 0 | 0 | 0.78937 | 0 | 0 | 0
7 | 186 | 6 | 80.6 | 1.2574 | 86.3932 | 0 | 0.45728 | 0.005448 | 0.005448 | 78 | 78.0668 | 78 | 0.00045688 | 0.0010126 | 0.00012314 | 0 | 0 | 0.00031128 | 8.7088e-05 | 6.7677e-05 | -0.00081651 | -0.00045048 | 1.023e-05 | 0.00036122 | 0.00010779 | 0.0034529 | 0.00072422 | 0 | 0 | 0 | 0 | 0 | 0 | 0.31359 | 0 | 0 | 0 | 0 | 0.05573 | 0 | 0 | 0 | 0 | 0.88804 | 0 | 0 | 0
7 | 186 | 7 | 82.4 | 2.3524 | 86.3932 | 0 | 3.4296 | 0.016227 | 0.016227 | 78 | 78.1989 | 78 | 0.00077317 | 0.0017136 | 0.00020838 | 0 | 0 | 0.0027914 | 0.0012144 | 0.00011499 | 0.0019367 | 0.0013634 | 1.7311e-05 | 0.0006113 | 0.0002333 | 0.0043383 | 0.00091055 | 0 | 0 | 0 | 0 | 0 | 0 | 0.93403 | 0 | 0 | 0 | 0 | 0.26721 | 0 | 0 | 0 | 0 | 1.1512 | 0 | 0 | 0
7 | 186 | 8 | 86 | 3.6665 | 86.3932 | 0 | 3.4296 | 0.035627 | 0.035627 | 78 | 78.4366 | 78 | 0.0014058 | 0.0031157 | 0.00037888 | 0 | 0 | 0.0054455 | 0.0032931 | 0.00021043 | 0.0067063 | 0.0028042 | 3.1475e-05 | 0.0011114 | 0.00062682 | 0.0086767 | 0.0018211 | 0 | 0 | 0 | 0 | 0 | 0 | 2.0508 | 0 | 0 | 0 | 0 | 0.26721 | 0 | 0 | 0 | 0 | 1.3485 | 0 | 0 | 0
7 | 186 | 9 | 89.6 | 1.6158 | 86.3932 | 0 | 2.9723 | 0.042802 | 0 | 78 | 78.5246 | 78.5246 | 0.0020384 | 0.0045177 | 0.00054938 | 0 | 0 | 0.0059549 | 0.0055118 | 0.00030436 | 0.011696 | 0.0035808 | 4.5639e-05 | 0.0016116 | 0.0008683 | 0.0050623 | 0.0010617 | 0 | 0 | 0 | 0 | 0 | 0 | 0 | 0 | 0 | 0 | 0 | 0.23442 | 0 | 0 | 0 | 0 | 1.3814 | 0 | 0 | 0
7 | 186 | 10 | 93.2 | 1.6484 | 86.3932 | 0 | 2.9723 | 0.050457 | 0 | 78.5246 | 79.1429 | 79.1429 | 0.0025788 | 0.0057155 | 0.00069503 | 0 | 0 | 0.0071901 | 0.0068938 | 0.00038518 | 0.015506 | 0.0044681 | 5.7739e-05 | 0.0020389 | 0.0011799 | 0.0030973 | 0.00065039 | 0 | 0 | 0 | 0 | 0 | 0 | 0 | 0 | 0 | 0 | 0 | 0.23412 | 0 | 0 | 0 | 0 | 1.4143 | 0 | 0 | 0
7 | 186 | 11 | 96.8 | 1.6809 | 86.3932 | 0 | 2.9723 | 0.058404 | 0 | 79.1429 | 79.8587 | 79.8587 | 0.0031027 | 0.0068767 | 0.00083624 | 0 | 0 | 0.0072974 | 0.0084522 | 0.0004625 | 0.019015 | 0.0047081 | 6.9471e-05 | 0.0024531 | 0.0013831 | 0.0030973 | 0.00065039 | 0 | 0 | 0 | 0 | 0 | 0 | 0 | 0 | 0 | 0 | 0 | 0.23377 | 0 | 0 | 0 | 0 | 1.4472 | 0 | 0 | 0
7 | 186 | 12 | 98.6 | 4.7034 | 86.3932 | 0 | 2.1035 | 0.065118 | 0.053584 | 79.8587 | 80.6567 | 80 | 0.0032933 | 0.0072989 | 0.00088759 | 0 | 0 | 0.0087642 | 0.0091283 | 0.00049306 | 0.020734 | 0.005027 | 7.3736e-05 | 0.0026038 | 0.0018155 | 0.0041315 | 0.0008666 | 0 | 0 | 0 | 0 | 0 | 0 | 3.0844 | 0 | 0 | 0 | 0 | 0.17188 | 0 | 0 | 0 | 0 | 1.4472 | 0 | 0 | 0
7 | 186 | 13 | 100.4 | 5.3947 | 86.3932 | 0 | 2.1035 | 0.066165 | 0.066165 | 80 | 80.8109 | 80 | 0.0035847 | 0.0079449 | 0.00096614 | 0 | 0 | 0.0077572 | 0.0094512 | 0.00054035 | 0.021881 | 0.0048221 | 8.0262e-05 | 0.0028342 | 0.0025554 | 0.0030973 | 0.00065039 | 0 | 0 | 0 | 0 | 0 | 0 | 3.8085 | 0 | 0 | 0 | 0 | 0.17188 | 0 | 0 | 0 | 0 | 1.4143 | 0 | 0 | 0
7 | 186 | 14 | 100.4 | 5.2502 | 86.3932 | 0 | 1.6919 | 0.064735 | 0.064735 | 80 | 80.7933 | 80 | 0.0035847 | 0.0079449 | 0.00096614 | 0 | 0 | 0.0070251 | 0.0089703 | 0.00054002 | 0.021771 | 0.0053385 | 8.0262e-05 | 0.0028342 | 0.0025554 | 0.0025838 | 0.00054141 | 0 | 0 | 0 | 0 | 0 | 0 | 3.7262 | 0 | 0 | 0 | 0 | 0.14259 | 0 | 0 | 0 | 0 | 1.3814 | 0 | 0 | 0
7 | 186 | 15 | 102.2 | 14.4708 | 86.3932 | 0 | 1.6919 | 0.06228 | 0.22548 | 80 | 80.7632 | 78 | 0.003901 | 0.0086459 | 0.0010514 | 0 | 0 | 0.0064203 | 0.0075781 | 0.0005825 | 0.019915 | 0.0056907 | 8.7344e-05 | 0.0030843 | 0.0020738 | 0.0026854 | 0.00056426 | 0 | 0 | 0 | 0 | 0 | 0 | 12.9787 | 0 | 0 | 0 | 0 | 0.14358 | 0 | 0 | 0 | 0 | 1.3485 | 0 | 0 | 0
7 | 186 | 16 | 102.2 | 5.0979 | 86.3932 | 0 | 1.6919 | 0.0615 | 0.0615 | 78 | 78.7537 | 78 | 0.0042525 | 0.0094249 | 0.0011461 | 0 | 0 | 0.0062859 | 0.0060858 | 0.00063451 | 0.018345 | 0.0062771 | 9.5213e-05 | 0.0033621 | 0.0023414 | 0.0026854 | 0.00056426 | 0 | 0 | 0 | 0 | 0 | 0 | 3.54 | 0 | 0 | 0 | 0 | 0.14358 | 0 | 0 | 0 | 0 | 1.4143 | 0 | 0 | 0
7 | 186 | 17 | 102.2 | 5.1197 | 86.3932 | 0 | 1.6919 | 0.057308 | 0.057308 | 78 | 78.7023 | 78 | 0.0042525 | 0.0094249 | 0.0011461 | 0 | 0 | 0.0056942 | 0.0041133 | 0.00063792 | 0.014956 | 0.0061226 | 9.5213e-05 | 0.0033621 | 0.0027521 | 0.0039265 | 0.00082442 | 0 | 0 | 0 | 0 | 0 | 0 | 3.2987 | 0 | 0 | 0 | 0 | 0.14358 | 0 | 0 | 0 | 0 | 1.6774 | 0 | 0 | 0
7 | 186 | 18 | 100.4 | 5.0407 | 86.3932 | 0 | 2.8808 | 0.047039 | 0.047039 | 78 | 78.5765 | 78 | 0.0039362 | 0.0087238 | 0.0010609 | 0 | 0 | 0.0041859 | 0.0019595 | 0.00059273 | 0.010182 | 0.005201 | 8.8131e-05 | 0.0031121 | 0.0028718 | 0.0042349 | 0.00088946 | 0 | 0 | 0 | 0 | 0 | 0 | 2.7076 | 0 | 0 | 0 | 0 | 0.22817 | 0 | 0 | 0 | 0 | 2.105 | 0 | 0 | 0
7 | 186 | 19 | 98.6 | 4.4445 | 86.3932 | 0 | 2.8808 | 0.037252 | 0.037252 | 78 | 78.4565 | 78 | 0.0036199 | 0.0080228 | 0.00097562 | 0 | 0 | 0.0026501 | 0.00062858 | 0.00054247 | 0.0062205 | 0.0039226 | 8.1049e-05 | 0.002862 | 0.0022267 | 0.0045452 | 0.0009545 | 0 | 0 | 0 | 0 | 0 | 0 | 2.1443 | 0 | 0 | 0 | 0 | 0.22817 | 0 | 0 | 0 | 0 | 2.0721 | 0 | 0 | 0
7 | 186 | 20 | 96.26 | 3.9132 | 86.3932 | 0 | 2.8808 | 0.030307 | 0.030307 | 78 | 78.3714 | 78 | 0.0032087 | 0.0071115 | 0.00086479 | 0 | 0 | 0.00040193 | 0.00010495 | 0.00047902 | 0.0032048 | 0.0020036 | 7.1843e-05 | 0.0025369 | 0.0016959 | 0.0071272 | 0.0014959 | 0 | 0 | 0 | 0 | 0 | 0 | 1.7445 | 0 | 0 | 0 | 0 | 0.22817 | 0 | 0 | 0 | 0 | 1.9405 | 0 | 0 | 0
7 | 186 | 21 | 94.64 | 3.8058 | 86.3932 | 0 | 2.8808 | 0.030156 | 0.030156 | 78 | 78.3696 | 78 | 0.002924 | 0.0064806 | 0.00078807 | 0 | 0 | 0 | 0 | 0.00043505 | 0.0044859 | 0.0027212 | 6.5469e-05 | 0.0023118 | 0.0013209 | 0.0071272 | 0.0014959 | 0 | 0 | 0 | 0 | 0 | 0 | 1.7358 | 0 | 0 | 0 | 0 | 0.22817 | 0 | 0 | 0 | 0 | 1.8419 | 0 | 0 | 0
7 | 186 | 22 | 93.2 | 3.5717 | 86.3932 | 0 | 2.3321 | 0.02848 | 0.02848 | 78 | 78.349 | 78 | 0.002671 | 0.0059197 | 0.00071987 | 0 | 0 | 0 | 0 | 0.00039591 | 0.0040977 | 0.002485 | 5.9803e-05 | 0.0021118 | 0.0010175 | 0.0074411 | 0.0015609 | 0 | 0 | 0 | 0 | 0 | 0 | 1.6394 | 0 | 0 | 0 | 0 | 0.18913 | 0 | 0 | 0 | 0 | 1.7432 | 0 | 0 | 0
7 | 186 | 23 | 91.4 | 3.1681 | 86.3932 | 0 | 2.3321 | 0.02604 | 0.02604 | 78 | 78.3191 | 78 | 0.0023547 | 0.0052187 | 0.00063462 | 0 | 0 | 0 | 0 | 0.0003479 | 0.0036125 | 0.0021904 | 5.2721e-05 | 0.0018617 | 0.0007645 | 0.0074411 | 0.0015609 | 0 | 0 | 0 | 0 | 0 | 0 | 1.4989 | 0 | 0 | 0 | 0 | 0.18913 | 0 | 0 | 0 | 0 | 1.4801 | 0 | 0 | 0
7 | 186 | 24 | 89.6 | 2.578 | 86.3932 | 0 | 0.38869 | 0.022763 | 0.022763 | 78 | 78.279 | 78 | 0.0020384 | 0.0045177 | 0.00054938 | 0 | 0 | 0 | 0 | 0.00030022 | 0.0031272 | 0.0018959 | 4.5639e-05 | 0.0016116 | 0.00055142 | 0.0067153 | 0.0014098 | 0 | 0 | 0 | 0 | 0 | 0 | 1.3102 | 0 | 0 | 0 | 0 | 0.050849 | 0 | 0 | 0 | 0 | 1.2169 | 0 | 0 | 0
7 | 187 | 1 | 88.7 | 1.904 | 86.4831 | 0 | 0.38788 | 0.016197 | 0.016197 | 78 | 78.1985 | 78 | 0.0018802 | 0.0041672 | 0.00050675 | 0 | 0 | 0 | 0 | 0.00027942 | 0.0028846 | 0.0017495 | 4.2098e-05 | 0.0014866 | 0.00070021 | 0.0020667 | 0.00043418 | 0 | 0 | 0 | 0 | 0 | 0 | 0.93234 | 0 | 0 | 0 | 0 | 0.050728 | 0 | 0 | 0 | 0 | 0.92093 | 0 | 0 | 0
7 | 187 | 2 | 87.8 | 1.7861 | 86.4831 | 0 | 0.38788 | 0.015292 | 0.015292 | 78 | 78.1874 | 78 | 0.0017221 | 0.0038167 | 0.00046413 | 0 | 0 | 0 | 0 | 0.00025798 | 0.002642 | 0.0016029 | 3.8557e-05 | 0.0013615 | 0.00088576 | 0.0020667 | 0.00043418 | 0 | 0 | 0 | 0 | 0 | 0 | 0.88025 | 0 | 0 | 0 | 0 | 0.050728 | 0 | 0 | 0 | 0 | 0.85515 | 0 | 0 | 0
7 | 187 | 3 | 86 | 1.6209 | 86.4831 | 0 | 0.38788 | 0.012993 | 0.012993 | 78 | 78.1592 | 78 | 0.0014058 | 0.0031157 | 0.00037888 | 0 | 0 | 0 | 0 | 0.00021105 | 0.0021567 | 0.0013087 | 3.1475e-05 | 0.0011114 | 0.00077288 | 0.0020667 | 0.00043418 | 0 | 0 | 0 | 0 | 0 | 0 | 0.74791 | 0 | 0 | 0 | 0 | 0.050728 | 0 | 0 | 0 | 0 | 0.82226 | 0 | 0 | 0
7 | 187 | 4 | 84.2 | 1.4546 | 86.4831 | 0 | 0.38788 | 0.010675 | 0.010675 | 78 | 78.1308 | 78 | 0.0010895 | 0.0024146 | 0.00029363 | 0 | 0 | 0 | 0 | 0.00016397 | 0.0016714 | 0.0010143 | 2.4393e-05 | 0.00086137 | 0.00064086 | 0.0020667 | 0.00043418 | 0 | 0 | 0 | 0 | 0 | 0 | 0.61446 | 0 | 0 | 0 | 0 | 0.050728 | 0 | 0 | 0 | 0 | 0.78937 | 0 | 0 | 0
7 | 187 | 5 | 83.48 | 1.3917 | 86.4831 | 0 | 0.38788 | 0.0095821 | 0.0095821 | 78 | 78.1174 | 78 | 0.00096295 | 0.0021342 | 0.00025953 | 0 | 0 | 0 | 0 | 0.000144 | 0.0014773 | 0.00089627 | 2.1561e-05 | 0.00076134 | 0.00042404 | 0.0020667 | 0.00043418 | 0 | 0 | 0 | 0 | 0 | 0 | 0.55156 | 0 | 0 | 0 | 0 | 0.050728 | 0 | 0 | 0 | 0 | 0.78937 | 0 | 0 | 0
7 | 187 | 6 | 82.94 | 1.4218 | 86.4831 | 0 | 0.45633 | 0.008307 | 0.008307 | 78 | 78.1018 | 78 | 0.00086806 | 0.0019239 | 0.00023396 | 0 | 0 | 0.00017057 | 6.4807e-05 | 0.00012893 | -0.00013118 | -0.0001023 | 1.9436e-05 | 0.00068632 | 0.00026735 | 0.0034529 | 0.00072422 | 0 | 0 | 0 | 0 | 0 | 0 | 0.47816 | 0 | 0 | 0 | 0 | 0.055586 | 0 | 0 | 0 | 0 | 0.88804 | 0 | 0 | 0
7 | 187 | 7 | 84.2 | 2.432 | 86.4831 | 0 | 3.4225 | 0.017628 | 0.017628 | 78 | 78.216 | 78 | 0.0010895 | 0.0024146 | 0.00029363 | 0 | 0 | 0.0024824 | 0.0010327 | 0.00016369 | 0.0021873 | 0.0012488 | 2.4393e-05 | 0.00086137 | 0.00058035 | 0.0043383 | 0.00091055 | 0 | 0 | 0 | 0 | 0 | 0 | 1.0147 | 0 | 0 | 0 | 0 | 0.26614 | 0 | 0 | 0 | 0 | 1.1512 | 0 | 0 | 0
7 | 187 | 8 | 84.2 | 3.4813 | 86.4831 | 0 | 3.4225 | 0.03243 | 0.03243 | 78 | 78.3974 | 78 | 0.0010895 | 0.0024146 | 0.00029363 | 0 | 0 | 0.0054179 | 0.0029277 | 0.00016361 | 0.0057922 | 0.0023669 | 2.4393e-05 | 0.00086137 | 0.00058035 | 0.0086767 | 0.0018211 | 0 | 0 | 0 | 0 | 0 | 0 | 1.8667 | 0 | 0 | 0 | 0 | 0.26614 | 0 | 0 | 0 | 0 | 1.3485 | 0 | 0 | 0
7 | 187 | 9 | 89.6 | 1.6149 | 86.4831 | 0 | 2.9661 | 0.042585 | 0 | 78 | 78.5219 | 78.5219 | 0.0020384 | 0.0045177 | 0.00054938 | 0 | 0 | 0.0066103 | 0.0051094 | 0.0003046 | 0.011154 | 0.0036518 | 4.5639e-05 | 0.0016116 | 0.0008683 | 0.0050623 | 0.0010617 | 0 | 0 | 0 | 0 | 0 | 0 | 0 | 0 | 0 | 0 | 0 | 0.23349 | 0 | 0 | 0 | 0 | 1.3814 | 0 | 0 | 0
7 | 187 | 10 | 93.2 | 1.6475 | 86.4831 | 0 | 2.9661 | 0.050989 | 0 | 78.5219 | 79.1468 | 79.1468 | 0.0025793 | 0.0057165 | 0.00069516 | 0 | 0 | 0.0077747 | 0.0068623 | 0.00038524 | 0.015394 | 0.0045568 | 5.775e-05 | 0.0020392 | 0.0011802 | 0.0030973 | 0.00065039 | 0 | 0 | 0 | 0 | 0 | 0 | 0 | 0 | 0 | 0 | 0 | 0.23318 | 0 | 0 | 0 | 0 | 1.4143 | 0 | 0 | 0
7 | 187 | 11 | 96.8 | 1.68 | 86.4831 | 0 | 2.9661 | 0.05908 | 0 | 79.1468 | 79.8708 | 79.8708 | 0.0031021 | 0.0068752 | 0.00083606 | 0 | 0 | 0.0089031 | 0.0078825 | 0.00046345 | 0.018072 | 0.0051638 | 6.9455e-05 | 0.0024526 | 0.0015118 | 0.0030973 | 0.00065039 | 0 | 0 | 0 | 0 | 0 | 0 | 0 | 0 | 0 | 0 | 0 | 0.23283 | 0 | 0 | 0 | 0 | 1.4472 | 0 | 0 | 0
7 | 187 | 12 | 98.6 | 4.7883 | 86.4831 | 0 | 2.0991 | 0.065613 | 0.055071 | 79.8708 | 80.6749 | 80 | 0.0032911 | 0.0072942 | 0.00088701 | 0 | 0 | 0.0093941 | 0.0092716 | 0.00049135 | 0.020667 | 0.0050039 | 7.3689e-05 | 0.0026021 | 0.0016389 | 0.0041315 | 0.0008666 | 0 | 0 | 0 | 0 | 0 | 0 | 3.17 | 0 | 0 | 0 | 0 | 0.17122 | 0 | 0 | 0 | 0 | 1.4472 | 0 | 0 | 0
7 | 187 | 13 | 102.2 | 5.583 | 86.4831 | 0 | 2.0991 | 0.069448 | 0.069448 | 80 | 80.8511 | 80 | 0.003901 | 0.0086459 | 0.0010514 | 0 | 0 | 0.010597 | 0.0088576 | 0.00058171 | 0.021026 | 0.005951 | 8.7344e-05 | 0.0030843 | 0.0019169 | 0.0030973 | 0.00065039 | 0 | 0 | 0 | 0 | 0 | 0 | 3.9975 | 0 | 0 | 0 | 0 | 0.17122 | 0 | 0 | 0 | 0 | 1.4143 | 0 | 0 | 0
7 | 187 | 14 | 104 | 5.4229 | 86.4831 | 0 | 1.6884 | 0.067745 | 0.067745 | 80 | 80.8302 | 80 | 0.0042173 | 0.009347 | 0.0011366 | 0 | 0 | 0.0082371 | 0.0085074 | 0.00062697 | 0.021216 | 0.0059104 | 9.4426e-05 | 0.0033343 | 0.0019922 | 0.0025838 | 0.00054141 | 0 | 0 | 0 | 0 | 0 | 0 | 3.8995 | 0 | 0 | 0 | 0 | 0.14206 | 0 | 0 | 0 | 0 | 1.3814 | 0 | 0 | 0
7 | 187 | 15 | 104 | 14.6873 | 86.4831 | 0 | 1.6884 | 0.066052 | 0.22925 | 80 | 80.8095 | 78 | 0.0042173 | 0.009347 | 0.0011366 | 0 | 0 | 0.0083744 | 0.0074622 | 0.00062636 | 0.019851 | 0.0063661 | 9.4426e-05 | 0.0033343 | 0.0019922 | 0.0026854 | 0.00056426 | 0 | 0 | 0 | 0 | 0 | 0 | 13.1958 | 0 | 0 | 0 | 0 | 0.14305 | 0 | 0 | 0 | 0 | 1.3485 | 0 | 0 | 0
7 | 187 | 16 | 105.8 | 5.329 | 86.4831 | 0 | 1.6884 | 0.065524 | 0.065524 | 78 | 78.803 | 78 | 0.0048851 | 0.010827 | 0.0013166 | 0 | 0 | 0.0070265 | 0.0059791 | 0.00072642 | 0.018406 | 0.0066452 | 0.00010938 | 0.0038623 | 0.0024908 | 0.0026854 | 0.00056426 | 0 | 0 | 0 | 0 | 0 | 0 | 3.7717 | 0 | 0 | 0 | 0 | 0.14305 | 0 | 0 | 0 | 0 | 1.4143 | 0 | 0 | 0
7 | 187 | 17 | 104 | 5.1035 | 86.4831 | 0 | 1.6884 | 0.057036 | 0.057036 | 78 | 78.699 | 78 | 0.0045688 | 0.010126 | 0.0012314 | 0 | 0 | 0.0060167 | 0.0036218 | 0.0006814 | 0.013718 | 0.0060141 | 0.0001023 | 0.0036122 | 0.0025926 | 0.0039265 | 0.00082442 | 0 | 0 | 0 | 0 | 0 | 0 | 3.2831 | 0 | 0 | 0 | 0 | 0.14305 | 0 | 0 | 0 | 0 | 1.6774 | 0 | 0 | 0
7 | 187 | 18 | 104 | 5.301 | 86.4831 | 0 | 2.8749 | 0.051576 | 0.051576 | 78 | 78.6321 | 78 | 0.0045688 | 0.010126 | 0.0012314 | 0 | 0 | 0.0046353 | 0.0020843 | 0.00068546 | 0.010826 | 0.0055521 | 0.0001023 | 0.0036122 | 0.0030287 | 0.0042349 | 0.00088946 | 0 | 0 | 0 | 0 | 0 | 0 | 2.9688 | 0 | 0 | 0 | 0 | 0.22727 | 0 | 0 | 0 | 0 | 2.105 | 0 | 0 | 0
7 | 187 | 19 | 100.4 | 4.4738 | 86.4831 | 0 | 2.8749 | 0.037777 | 0.037777 | 78 | 78.463 | 78 | 0.0039362 | 0.0087238 | 0.0010609 | 0 | 0 | 0.0021967 | 0.00072254 | 0.00058626 | 0.0061863 | 0.0035641 | 8.8131e-05 | 0.0031121 | 0.0021 | 0.0045452 | 0.0009545 | 0 | 0 | 0 | 0 | 0 | 0 | 2.1745 | 0 | 0 | 0 | 0 | 0.22727 | 0 | 0 | 0 | 0 | 2.0721 | 0 | 0 | 0
7 | 187 | 20 | 98.06 | 4.0282 | 86.4831 | 0 | 2.8749 | 0.03232 | 0.03232 | 78 | 78.3961 | 78 | 0.003525 | 0.0078125 | 0.00095004 | 0 | 0 | 0.00024731 | 9.2783e-05 | 0.00052391 | 0.0037677 | 0.0022547 | 7.8925e-05 | 0.002787 | 0.0016571 | 0.0071272 | 0.0014959 | 0 | 0 | 0 | 0 | 0 | 0 | 1.8604 | 0 | 0 | 0 | 0 | 0.22727 | 0 | 0 | 0 | 0 | 1.9405 | 0 | 0 | 0
7 | 187 | 21 | 96.44 | 3.9321 | 86.4831 | 0 | 2.8749 | 0.032366 | 0.032366 | 78 | 78.3966 | 78 | 0.0032403 | 0.0071816 | 0.00087332 | 0 | 0 | 0 | 0 | 0.00048045 | 0.0049712 | 0.0030152 | 7.2551e-05 | 0.0025619 | 0.0013461 | 0.0071272 | 0.0014959 | 0 | 0 | 0 | 0 | 0 | 0 | 1.863 | 0 | 0 | 0 | 0 | 0.22727 | 0 | 0 | 0 | 0 | 1.8419 | 0 | 0 | 0
7 | 187 | 22 | 95 | 3.7211 | 86.4831 | 0 | 2.3273 | 0.031089 | 0.031089 | 78 | 78.381 | 78 | 0.0029873 | 0.0066208 | 0.00080512 | 0 | 0 | 0 | 0 | 0.00044524 | 0.004583 | 0.00278 | 6.6885e-05 | 0.0023618 | 0.0014365 | 0.0074411 | 0.0015609 | 0 | 0 | 0 | 0 | 0 | 0 | 1.7895 | 0 | 0 | 0 | 0 | 0.1884 | 0 | 0 | 0 | 0 | 1.7432 | 0 | 0 | 0
7 | 187 | 23 | 93.2 | 3.3078 | 86.4831 | 0 | 2.3273 | 0.02848 | 0.02848 | 78 | 78.349 | 78 | 0.002671 | 0.0059197 | 0.00071987 | 0 | 0 | 0 | 0 | 0.00039581 | 0.0040977 | 0.002485 | 5.9803e-05 | 0.0021118 | 0.0010175 | 0.0074411 | 0.0015609 | 0 | 0 | 0 | 0 | 0 | 0 | 1.6394 | 0 | 0 | 0 | 0 | 0.1884 | 0 | 0 | 0 | 0 | 1.4801 | 0 | 0 | 0
7 | 187 | 24 | 91.4 | 2.7468 | 86.4831 | 0 | 0.38788 | 0.025697 | 0.025697 | 78 | 78.3149 | 78 | 0.0023547 | 0.0052187 | 0.00063462 | 0 | 0 | 0 | 0 | 0.00035273 | 0.0036125 | 0.0021918 | 5.2721e-05 | 0.0018617 | 0.0012922 | 0.0067153 | 0.0014098 | 0 | 0 | 0 | 0 | 0 | 0 | 1.4791 | 0 | 0 | 0 | 0 | 0.050728 | 0 | 0 | 0 | 0 | 1.2169 | 0 | 0 | 0
7 | 188 | 1 | 89.6 | 1.962 | 86.5691 | 0 | 0.3871 | 0.017208 | 0.017208 | 78 | 78.2109 | 78 | 0.0020384 | 0.0045177 | 0.00054938 | 0 | 0 | 0 | 0 | 0.00030105 | 0.0031272 | 0.0018962 | 4.5639e-05 | 0.0016116 | 0.00061981 | 0.0020667 | 0.00043418 | 0 | 0 | 0 | 0 | 0 | 0 | 0.9905 | 0 | 0 | 0 | 0 | 0.050611 | 0 | 0 | 0 | 0 | 0.92093 | 0 | 0 | 0
7 | 188 | 2 | 89.6 | 1.8963 | 86.5691 | 0 | 0.3871 | 0.017208 | 0.017208 | 78 | 78.2109 | 78 | 0.0020384 | 0.0045177 | 0.00054938 | 0 | 0 | 0 | 0 | 0.0003015 | 0.0031272 | 0.0018963 | 4.5639e-05 | 0.0016116 | 0.00061981 | 0.0020667 | 0.00043418 | 0 | 0 | 0 | 0 | 0 | 0 | 0.99053 | 0 | 0 | 0 | 0 | 0.050611 | 0 | 0 | 0 | 0 | 0.85515 | 0 | 0 | 0
7 | 188 | 3 | 87.8 | 1.7424 | 86.5691 | 0 | 0.3871 | 0.015106 | 0.015106 | 78 | 78.1851 | 78 | 0.0017221 | 0.0038167 | 0.00046413 | 0 | 0 | 0 | 0 | 0.00025644 | 0.002642 | 0.0016025 | 3.8557e-05 | 0.0013615 | 0.00070109 | 0.0020667 | 0.00043418 | 0 | 0 | 0 | 0 | 0 | 0 | 0.86951 | 0 | 0 | 0 | 0 | 0.050611 | 0 | 0 | 0 | 0 | 0.82226 | 0 | 0 | 0
7 | 188 | 4 | 86 | 1.5675 | 86.5691 | 0 | 0.3871 | 0.012639 | 0.012639 | 78 | 78.1549 | 78 | 0.0014058 | 0.0031157 | 0.00037888 | 0 | 0 | 0 | 0 | 0.00020819 | 0.0021567 | 0.0013079 | 3.1475e-05 | 0.0011114 | 0.00042235 | 0.0020667 | 0.00043418 | 0 | 0 | 0 | 0 | 0 | 0 | 0.72753 | 0 | 0 | 0 | 0 | 0.050611 | 0 | 0 | 0 | 0 | 0.78937 | 0 | 0 | 0
7 | 188 | 5 | 84.2 | 1.4324 | 86.5691 | 0 | 0.3871 | 0.010291 | 0.010291 | 78 | 78.1261 | 78 | 0.0010895 | 0.0024146 | 0.00029363 | 0 | 0 | 0 | 0 | 0.00016092 | 0.0016714 | 0.0010135 | 2.4393e-05 | 0.00086137 | 0.00026124 | 0.0020667 | 0.00043418 | 0 | 0 | 0 | 0 | 0 | 0 | 0.59239 | 0 | 0 | 0 | 0 | 0.050611 | 0 | 0 | 0 | 0 | 0.78937 | 0 | 0 | 0
7 | 188 | 6 | 82.4 | 1.3798 | 86.5691 | 0 | 0.45541 | 0.0075795 | 0.0075795 | 78 | 78.0929 | 78 | 0.00077317 | 0.0017136 | 0.00020838 | 0 | 0 | 0.00019723 | 6.8849e-05 | 0.00011423 | -0.00028922 | -0.00018064 | 1.7311e-05 | 0.0006113 | 0.00016813 | 0.0034529 | 0.00072422 | 0 | 0 | 0 | 0 | 0 | 0 | 0.43628 | 0 | 0 | 0 | 0 | 0.055449 | 0 | 0 | 0 | 0 | 0.88804 | 0 | 0 | 0
7 | 188 | 7 | 84.2 | 2.4363 | 86.5691 | 0 | 3.4156 | 0.01772 | 0.01772 | 78 | 78.2172 | 78 | 0.0010895 | 0.0024146 | 0.00029363 | 0 | 0 | 0.0025931 | 0.0010981 | 0.00016164 | 0.0022321 | 0.0013987 | 2.4393e-05 | 0.00086137 | 0.00030436 | 0.0043383 | 0.00091055 | 0 | 0 | 0 | 0 | 0 | 0 | 1.02 | 0 | 0 | 0 | 0 | 0.26511 | 0 | 0 | 0 | 0 | 1.1512 | 0 | 0 | 0
7 | 188 | 8 | 86 | 3.6333 | 86.5691 | 0 | 3.4156 | 0.035087 | 0.035087 | 78 | 78.43 | 78 | 0.0014058 | 0.0031157 | 0.00037888 | 0 | 0 | 0.0053869 | 0.0030759 | 0.00020862 | 0.0066241 | 0.0028284 | 3.1475e-05 | 0.0011114 | 0.00042235 | 0.0086767 | 0.0018211 | 0 | 0 | 0 | 0 | 0 | 0 | 2.0197 | 0 | 0 | 0 | 0 | 0.26511 | 0 | 0 | 0 | 0 | 1.3485 | 0 | 0 | 0
7 | 188 | 9 | 89.6 | 1.614 | 86.5691 | 0 | 2.9602 | 0.041011 | 0 | 78 | 78.5026 | 78.5026 | 0.0020384 | 0.0045177 | 0.00054938 | 0 | 0 | 0.0069342 | 0.0043256 | 0.00030294 | 0.010109 | 0.0037569 | 4.5639e-05 | 0.0016116 | 0.00069591 | 0.0050623 | 0.0010617 | 0 | 0 | 0 | 0 | 0 | 0 | 0 | 0 | 0 | 0 | 0 | 0.23261 | 0 | 0 | 0 | 0 | 1.3814 | 0 | 0 | 0
7 | 188 | 10 | 93.2 | 1.6466 | 86.5691 | 0 | 2.9602 | 0.050627 | 0 | 78.5026 | 79.123 | 79.123 | 0.0025827 | 0.005724 | 0.00069607 | 0 | 0 | 0.0084324 | 0.0062726 | 0.00038682 | 0.014568 | 0.0047932 | 5.7826e-05 | 0.0020419 | 0.0013239 | 0.0030973 | 0.00065039 | 0 | 0 | 0 | 0 | 0 | 0 | 0 | 0 | 0 | 0 | 0 | 0.2323 | 0 | 0 | 0 | 0 | 1.4143 | 0 | 0 | 0
7 | 188 | 11 | 96.8 | 1.6791 | 86.5691 | 0 | 2.9602 | 0.058867 | 0 | 79.123 | 79.8445 | 79.8445 | 0.0031062 | 0.0068844 | 0.00083718 | 0 | 0 | 0.0079617 | 0.0083417 | 0.00045987 | 0.018964 | 0.004981 | 6.9549e-05 | 0.0024559 | 0.0010581 | 0.0030973 | 0.00065039 | 0 | 0 | 0 | 0 | 0 | 0 | 0 | 0 | 0 | 0 | 0 | 0.23195 | 0 | 0 | 0 | 0 | 1.4472 | 0 | 0 | 0
7 | 188 | 12 | 100.4 | 4.6934 | 86.5691 | 0 | 2.0949 | 0.066124 | 0.053433 | 79.8445 | 80.6548 | 80 | 0.0036121 | 0.0080055 | 0.00097351 | 0 | 0 | 0.0084024 | 0.0090195 | 0.00053505 | 0.021048 | 0.0052483 | 8.0874e-05 | 0.0028558 | 0.0013451 | 0.0041315 | 0.0008666 | 0 | 0 | 0 | 0 | 0 | 0 | 3.0756 | 0 | 0 | 0 | 0 | 0.17059 | 0 | 0 | 0 | 0 | 1.4472 | 0 | 0 | 0
7 | 188 | 13 | 102.2 | 5.1435 | 86.5691 | 0 | 2.0949 | 0.061824 | 0.061824 | 80 | 80.7577 | 80 | 0.003901 | 0.0086459 | 0.0010514 | 0 | 0 | 0.0075981 | 0.0076245 | 0.00057722 | 0.018901 | 0.0050834 | 8.7344e-05 | 0.0030843 | 0.0015219 | 0.0030973 | 0.00065039 | 0 | 0 | 0 | 0 | 0 | 0 | 3.5586 | 0 | 0 | 0 | 0 | 0.17059 | 0 | 0 | 0 | 0 | 1.4143 | 0 | 0 | 0
7 | 188 | 14 | 104 | 5.3723 | 86.5691 | 0 | 1.685 | 0.066874 | 0.066874 | 80 | 80.8195 | 80 | 0.0042173 | 0.009347 | 0.0011366 | 0 | 0 | 0.0080205 | 0.0083126 | 0.00061867 | 0.021223 | 0.0060969 | 9.4426e-05 | 0.0033343 | 0.0013471 | 0.0025838 | 0.00054141 | 0 | 0 | 0 | 0 | 0 | 0 | 3.8493 | 0 | 0 | 0 | 0 | 0.14156 | 0 | 0 | 0 | 0 | 1.3814 | 0 | 0 | 0
7 | 188 | 15 | 105.8 | 14.6931 | 86.5691 | 0 | 1.685 | 0.066161 | 0.22936 | 80 | 80.8108 | 78 | 0.0045336 | 0.010048 | 0.0012219 | 0 | 0 | 0.0070917 | 0.0073868 | 0.00066554 | 0.020345 | 0.0063927 | 0.00010151 | 0.0035844 | 0.0015403 | 0.0026854 | 0.00056426 | 0 | 0 | 0 | 0 | 0 | 0 | 13.2021 | 0 | 0 | 0 | 0 | 0.14254 | 0 | 0 | 0 | 0 | 1.3485 | 0 | 0 | 0
7 | 188 | 16 | 107.6 | 5.4926 | 86.5691 | 0 | 1.685 | 0.068375 | 0.068375 | 78 | 78.838 | 78 | 0.0052014 | 0.011528 | 0.0014019 | 0 | 0 | 0.0070324 | 0.0060772 | 0.00076724 | 0.01948 | 0.0072163 | 0.00011646 | 0.0041124 | 0.0021921 | 0.0026854 | 0.00056426 | 0 | 0 | 0 | 0 | 0 | 0 | 3.9358 | 0 | 0 | 0 | 0 | 0.14254 | 0 | 0 | 0 | 0 | 1.4143 | 0 | 0 | 0
7 | 188 | 17 | 104 | 5.0475 | 86.5691 | 0 | 1.685 | 0.056071 | 0.056071 | 78 | 78.6872 | 78 | 0.0045688 | 0.010126 | 0.0012314 | 0 | 0 | 0.0055639 | 0.003519 | 0.00067913 | 0.013577 | 0.0059268 | 0.0001023 | 0.0036122 | 0.0024139 | 0.0039265 | 0.00082442 | 0 | 0 | 0 | 0 | 0 | 0 | 3.2275 | 0 | 0 | 0 | 0 | 0.14254 | 0 | 0 | 0 | 0 | 1.6774 | 0 | 0 | 0
7 | 188 | 18 | 104 | 5.306 | 86.5691 | 0 | 2.8691 | 0.051678 | 0.051678 | 78 | 78.6333 | 78 | 0.0045688 | 0.010126 | 0.0012314 | 0 | 0 | 0.0046429 | 0.0020716 | 0.00068549 | 0.010887 | 0.0055975 | 0.0001023 | 0.0036122 | 0.0030287 | 0.0042349 | 0.00088946 | 0 | 0 | 0 | 0 | 0 | 0 | 2.9747 | 0 | 0 | 0 | 0 | 0.2264 | 0 | 0 | 0 | 0 | 2.105 | 0 | 0 | 0
7 | 188 | 19 | 102.2 | 4.6761 | 86.5691 | 0 | 2.8691 | 0.041306 | 0.041306 | 78 | 78.5062 | 78 | 0.0042525 | 0.0094249 | 0.0011461 | 0 | 0 | 0.0026681 | 0.000733 | 0.00063404 | 0.0069469 | 0.0042024 | 9.5213e-05 | 0.0033621 | 0.0023414 | 0.0045452 | 0.0009545 | 0 | 0 | 0 | 0 | 0 | 0 | 2.3776 | 0 | 0 | 0 | 0 | 0.2264 | 0 | 0 | 0 | 0 | 2.0721 | 0 | 0 | 0
7 | 188 | 20 | 100.4 | 4.2428 | 86.5691 | 0 | 2.8691 | 0.036064 | 0.036064 | 78 | 78.442 | 78 | 0.0039362 | 0.0087238 | 0.0010609 | 0 | 0 | 0.00027384 | 9.6283e-05 | 0.00058858 | 0.0045238 | 0.0027334 | 8.8131e-05 | 0.0031121 | 0.002304 | 0.0071272 | 0.0014959 | 0 | 0 | 0 | 0 | 0 | 0 | 2.0759 | 0 | 0 | 0 | 0 | 0.2264 | 0 | 0 | 0 | 0 | 1.9405 | 0 | 0 | 0
7 | 188 | 21 | 96.8 | 3.9841 | 86.5691 | 0 | 2.8691 | 0.033284 | 0.033284 | 78 | 78.4079 | 78 | 0.0033036 | 0.0073218 | 0.00089037 | 0 | 0 | 0 | 0 | 0.00049345 | 0.0050682 | 0.0030749 | 7.3967e-05 | 0.0026119 | 0.001823 | 0.0071272 | 0.0014959 | 0 | 0 | 0 | 0 | 0 | 0 | 1.9159 | 0 | 0 | 0 | 0 | 0.2264 | 0 | 0 | 0 | 0 | 1.8419 | 0 | 0 | 0
7 | 188 | 22 | 95 | 3.738 | 86.5691 | 0 | 2.3226 | 0.031395 | 0.031395 | 78 | 78.3847 | 78 | 0.0029873 | 0.0066208 | 0.00080512 | 0 | 0 | 0 | 0 | 0.00044759 | 0.004583 | 0.0027806 | 6.6885e-05 | 0.0023618 | 0.0017397 | 0.0074411 | 0.0015609 | 0 | 0 | 0 | 0 | 0 | 0 | 1.8071 | 0 | 0 | 0 | 0 | 0.1877 | 0 | 0 | 0 | 0 | 1.7432 | 0 | 0 | 0
7 | 188 | 23 | 93.2 | 3.3358 | 86.5691 | 0 | 2.3226 | 0.028979 | 0.028979 | 78 | 78.3551 | 78 | 0.002671 | 0.0059197 | 0.00071987 | 0 | 0 | 0 | 0 | 0.00040013 | 0.0040977 | 0.0024862 | 5.9803e-05 | 0.0021118 | 0.0015109 | 0.0074411 | 0.0015609 | 0 | 0 | 0 | 0 | 0 | 0 | 1.6681 | 0 | 0 | 0 | 0 | 0.1877 | 0 | 0 | 0 | 0 | 1.4801 | 0 | 0 | 0
7 | 188 | 24 | 91.4 | 2.744 | 86.5691 | 0 | 0.3871 | 0.02565 | 0.02565 | 78 | 78.3143 | 78 | 0.0023547 | 0.0052187 | 0.00063462 | 0 | 0 | 0 | 0 | 0.00035235 | 0.0036125 | 0.0021917 | 5.2721e-05 | 0.0018617 | 0.0012456 | 0.0067153 | 0.0014098 | 0 | 0 | 0 | 0 | 0 | 0 | 1.4764 | 0 | 0 | 0 | 0 | 0.050611 | 0 | 0 | 0 | 0 | 1.2169 | 0 | 0 | 0
7 | 189 | 1 | 89.6 | 1.9831 | 86.6514 | 0 | 0.38636 | 0.017575 | 0.017575 | 78 | 78.2154 | 78 | 0.0020384 | 0.0045177 | 0.00054938 | 0 | 0 | 0 | 0 | 0.00030452 | 0.0031272 | 0.0018971 | 4.5639e-05 | 0.0016116 | 0.00098287 | 0.0020667 | 0.00043418 | 0 | 0 | 0 | 0 | 0 | 0 | 1.0117 | 0 | 0 | 0 | 0 | 0.0505 | 0 | 0 | 0 | 0 | 0.92093 | 0 | 0 | 0
7 | 189 | 2 | 87.8 | 1.7859 | 86.6514 | 0 | 0.38636 | 0.015292 | 0.015292 | 78 | 78.1874 | 78 | 0.0017221 | 0.0038167 | 0.00046413 | 0 | 0 | 0 | 0 | 0.00025788 | 0.002642 | 0.0016029 | 3.8557e-05 | 0.0013615 | 0.00088576 | 0.0020667 | 0.00043418 | 0 | 0 | 0 | 0 | 0 | 0 | 0.88024 | 0 | 0 | 0 | 0 | 0.0505 | 0 | 0 | 0 | 0 | 0.85515 | 0 | 0 | 0
7 | 189 | 3 | 87.8 | 1.7298 | 86.6514 | 0 | 0.38636 | 0.01489 | 0.01489 | 78 | 78.1825 | 78 | 0.0017221 | 0.0038167 | 0.00046413 | 0 | 0 | 0 | 0 | 0.00025462 | 0.002642 | 0.001602 | 3.8557e-05 | 0.0013615 | 0.00048747 | 0.0020667 | 0.00043418 | 0 | 0 | 0 | 0 | 0 | 0 | 0.85708 | 0 | 0 | 0 | 0 | 0.0505 | 0 | 0 | 0 | 0 | 0.82226 | 0 | 0 | 0
7 | 189 | 4 | 86 | 1.5642 | 86.6514 | 0 | 0.38636 | 0.012584 | 0.012584 | 78 | 78.1542 | 78 | 0.0014058 | 0.0031157 | 0.00037888 | 0 | 0 | 0 | 0 | 0.00020758 | 0.0021567 | 0.0013077 | 3.1475e-05 | 0.0011114 | 0.00036783 | 0.0020667 | 0.00043418 | 0 | 0 | 0 | 0 | 0 | 0 | 0.72434 | 0 | 0 | 0 | 0 | 0.0505 | 0 | 0 | 0 | 0 | 0.78937 | 0 | 0 | 0
7 | 189 | 5 | 86 | 1.5793 | 86.6514 | 0 | 0.38636 | 0.012846 | 0.012846 | 78 | 78.1574 | 78 | 0.0014058 | 0.0031157 | 0.00037888 | 0 | 0 | 0 | 0 | 0.00021013 | 0.0021567 | 0.0013084 | 3.1475e-05 | 0.0011114 | 0.00062682 | 0.0020667 | 0.00043418 | 0 | 0 | 0 | 0 | 0 | 0 | 0.73944 | 0 | 0 | 0 | 0 | 0.0505 | 0 | 0 | 0 | 0 | 0.78937 | 0 | 0 | 0
7 | 189 | 6 | 84.2 | 1.5016 | 86.6514 | 0 | 0.45454 | 0.0096985 | 0.0096985 | 78 | 78.1189 | 78 | 0.0010895 | 0.0024146 | 0.00029363 | 0 | 0 | 0.00019082 | 6.7935e-05 | 0.00016139 | 7.5995e-05 | 3.7373e-05 | 2.4393e-05 | 0.00086137 | 0.00030436 | 0.0034529 | 0.00072422 | 0 | 0 | 0 | 0 | 0 | 0 | 0.55826 | 0 | 0 | 0 | 0 | 0.055318 | 0 | 0 | 0 | 0 | 0.88804 | 0 | 0 | 0
7 | 189 | 7 | 86 | 2.6437 | 86.6514 | 0 | 3.409 | 0.021342 | 0.021342 | 78 | 78.2615 | 78 | 0.0014058 | 0.0031157 | 0.00037888 | 0 | 0 | 0.0025384 | 0.0010052 | 0.00021127 | 0.0036853 | 0.0018365 | 3.1475e-05 | 0.0011114 | 0.00077288 | 0.0043383 | 0.00091055 | 0 | 0 | 0 | 0 | 0 | 0 | 1.2284 | 0 | 0 | 0 | 0 | 0.26413 | 0 | 0 | 0 | 0 | 1.1512 | 0 | 0 | 0
7 | 189 | 8 | 89.6 | 3.7839 | 86.6514 | 0 | 3.409 | 0.037722 | 0.037722 | 78 | 78.4623 | 78 | 0.0020384 | 0.0045177 | 0.00054938 | 0 | 0 | 0.0046954 | 0.0024937 | 0.00030726 | 0.0065981 | 0.0030683 | 4.5639e-05 | 0.0016116 | 0.0012982 | 0.0086767 | 0.0018211 | 0 | 0 | 0 | 0 | 0 | 0 | 2.1713 | 0 | 0 | 0 | 0 | 0.26413 | 0 | 0 | 0 | 0 | 1.3485 | 0 | 0 | 0
7 | 189 | 9 | 91.4 | 1.6131 | 86.6514 | 0 | 2.9545 | 0.045476 | 0 | 78 | 78.5573 | 78.5573 | 0.0023547 | 0.0052187 | 0.00063462 | 0 | 0 | 0.006937 | 0.0050297 | 0.00034962 | 0.011848 | 0.0042141 | 5.2721e-05 | 0.0018617 | 0.00085083 | 0.0050623 | 0.0010617 | 0 | 0 | 0 | 0 | 0 | 0 | 0 | 0 | 0 | 0 | 0 | 0.23173 | 0 | 0 | 0 | 0 | 1.3814 | 0 | 0 | 0
7 | 189 | 10 | 95 | 1.6457 | 86.6514 | 0 | 2.9545 | 0.051448 | 0 | 78.5573 | 79.1878 | 79.1878 | 0.0028893 | 0.0064037 | 0.00077873 | 0 | 0 | 0.007489 | 0.0064957 | 0.00042402 | 0.015349 | 0.004858 | 6.4692e-05 | 0.0022844 | 0.00066365 | 0.0030973 | 0.00065039 | 0 | 0 | 0 | 0 | 0 | 0 | 0 | 0 | 0 | 0 | 0 | 0.23142 | 0 | 0 | 0 | 0 | 1.4143 | 0 | 0 | 0
7 | 189 | 11 | 96.8 | 1.6782 | 86.6514 | 0 | 2.9545 | 0.059933 | 0 | 79.1878 | 79.9223 | 79.9223 | 0.0030948 | 0.0068592 | 0.00083411 | 0 | 0 | 0.0091299 | 0.0082777 | 0.00045341 | 0.018924 | 0.0053402 | 6.9294e-05 | 0.0024469 | 0.00075541 | 0.0030973 | 0.00065039 | 0 | 0 | 0 | 0 | 0 | 0 | 0 | 0 | 0 | 0 | 0 | 0.23106 | 0 | 0 | 0 | 0 | 1.4472 | 0 | 0 | 0
7 | 189 | 12 | 96.8 | 4.9305 | 86.6514 | 0 | 2.0909 | 0.063903 | 0.057563 | 79.9223 | 80.7054 | 80 | 0.0029658 | 0.0065731 | 0.00079933 | 0 | 0 | 0.013284 | 0.0071565 | 0.00044133 | 0.017452 | 0.0065234 | 6.6404e-05 | 0.0023448 | 0.0012983 | 0.0041315 | 0.0008666 | 0 | 0 | 0 | 0 | 0 | 0 | 3.3134 | 0 | 0 | 0 | 0 | 0.16999 | 0 | 0 | 0 | 0 | 1.4472 | 0 | 0 | 0
7 | 189 | 13 | 100.4 | 5.5645 | 86.6514 | 0 | 2.0909 | 0.069148 | 0.069148 | 80 | 80.8474 | 80 | 0.0035847 | 0.0079449 | 0.00096614 | 0 | 0 | 0.01107 | 0.00918 | 0.00053326 | 0.021588 | 0.0060574 | 8.0262e-05 | 0.0028342 | 0.0015622 | 0.0030973 | 0.00065039 | 0 | 0 | 0 | 0 | 0 | 0 | 3.9802 | 0 | 0 | 0 | 0 | 0.16999 | 0 | 0 | 0 | 0 | 1.4143 | 0 | 0 | 0
7 | 189 | 14 | 102.2 | 5.3741 | 86.6514 | 0 | 1.6818 | 0.066913 | 0.066913 | 80 | 80.82 | 80 | 0.003901 | 0.0086459 | 0.0010514 | 0 | 0 | 0.0085887 | 0.008661 | 0.00057985 | 0.021442 | 0.0059751 | 8.7344e-05 | 0.0030843 | 0.0017719 | 0.0025838 | 0.00054141 | 0 | 0 | 0 | 0 | 0 | 0 | 3.8516 | 0 | 0 | 0 | 0 | 0.14107 | 0 | 0 | 0 | 0 | 1.3814 | 0 | 0 | 0
7 | 189 | 15 | 102.2 | 14.6725 | 86.6514 | 0 | 1.6818 | 0.06581 | 0.22901 | 80 | 80.8065 | 78 | 0.003901 | 0.0086459 | 0.0010514 | 0 | 0 | 0.009047 | 0.0076778 | 0.00057783 | 0.020273 | 0.0065757 | 8.7344e-05 | 0.0030843 | 0.0016399 | 0.0026854 | 0.00056426 | 0 | 0 | 0 | 0 | 0 | 0 | 13.1819 | 0 | 0 | 0 | 0 | 0.14205 | 0 | 0 | 0 | 0 | 1.3485 | 0 | 0 | 0
7 | 189 | 16 | 102.2 | 4.8652 | 86.6514 | 0 | 1.6818 | 0.057484 | 0.057484 | 78 | 78.7045 | 78 | 0.0042525 | 0.0094249 | 0.0011461 | 0 | 0 | 0.0060752 | 0.0051688 | 0.00063148 | 0.016165 | 0.0058961 | 9.5213e-05 | 0.0033621 | 0.0020173 | 0.0026854 | 0.00056426 | 0 | 0 | 0 | 0 | 0 | 0 | 3.3089 | 0 | 0 | 0 | 0 | 0.14205 | 0 | 0 | 0 | 0 | 1.4143 | 0 | 0 | 0
7 | 189 | 17 | 102.2 | 4.9787 | 86.6514 | 0 | 1.6818 | 0.054886 | 0.054886 | 78 | 78.6726 | 78 | 0.0042525 | 0.0094249 | 0.0011461 | 0 | 0 | 0.0065969 | 0.0037111 | 0.00062566 | 0.013467 | 0.0059062 | 9.5213e-05 | 0.0033621 | 0.0015467 | 0.0039265 | 0.00082442 | 0 | 0 | 0 | 0 | 0 | 0 | 3.1593 | 0 | 0 | 0 | 0 | 0.14205 | 0 | 0 | 0 | 0 | 1.6774 | 0 | 0 | 0
7 | 189 | 18 | 102.2 | 5.0616 | 86.6514 | 0 | 2.8636 | 0.047446 | 0.047446 | 78 | 78.5815 | 78 | 0.0042525 | 0.0094249 | 0.0011461 | 0 | 0 | 0.0044896 | 0.0019886 | 0.00062581 | 0.010168 | 0.0052218 | 9.5213e-05 | 0.0033621 | 0.0015467 | 0.0042349 | 0.00088946 | 0 | 0 | 0 | 0 | 0 | 0 | 2.731 | 0 | 0 | 0 | 0 | 0.22558 | 0 | 0 | 0 | 0 | 2.105 | 0 | 0 | 0
7 | 189 | 19 | 100.4 | 4.5422 | 86.6514 | 0 | 2.8636 | 0.038994 | 0.038994 | 78 | 78.4779 | 78 | 0.0039362 | 0.0087238 | 0.0010609 | 0 | 0 | 0.0026026 | 0.00074843 | 0.00058395 | 0.0067848 | 0.0040575 | 8.8131e-05 | 0.0031121 | 0.0017959 | 0.0045452 | 0.0009545 | 0 | 0 | 0 | 0 | 0 | 0 | 2.2445 | 0 | 0 | 0 | 0 | 0.22558 | 0 | 0 | 0 | 0 | 2.0721 | 0 | 0 | 0
7 | 189 | 20 | 98.6 | 4.081 | 86.6514 | 0 | 2.8636 | 0.033268 | 0.033268 | 78 | 78.4077 | 78 | 0.0036199 | 0.0080228 | 0.00097562 | 0 | 0 | 0.00026745 | 9.5596e-05 | 0.00053683 | 0.0041187 | 0.0024796 | 8.1049e-05 | 0.002862 | 0.001585 | 0.0071272 | 0.0014959 | 0 | 0 | 0 | 0 | 0 | 0 | 1.9149 | 0 | 0 | 0 | 0 | 0.22558 | 0 | 0 | 0 | 0 | 1.9405 | 0 | 0 | 0
7 | 189 | 21 | 93.2 | 3.7137 | 86.6514 | 0 | 2.8636 | 0.0286 | 0.0286 | 78 | 78.3505 | 78 | 0.002671 | 0.0059197 | 0.00071987 | 0 | 0 | 0 | 0 | 0.00040033 | 0.0040977 | 0.0024863 | 5.9803e-05 | 0.0021118 | 0.0015109 | 0.0071272 | 0.0014959 | 0 | 0 | 0 | 0 | 0 | 0 | 1.6463 | 0 | 0 | 0 | 0 | 0.22558 | 0 | 0 | 0 | 0 | 1.8419 | 0 | 0 | 0
7 | 189 | 22 | 89.6 | 3.3094 | 86.6514 | 0 | 2.3181 | 0.023961 | 0.023961 | 78 | 78.2936 | 78 | 0.0020384 | 0.0045177 | 0.00054938 | 0 | 0 | 0 | 0 | 0.00030373 | 0.0031272 | 0.0018969 | 4.5639e-05 | 0.0016116 | 0.0008683 | 0.0074411 | 0.0015609 | 0 | 0 | 0 | 0 | 0 | 0 | 1.3792 | 0 | 0 | 0 | 0 | 0.18703 | 0 | 0 | 0 | 0 | 1.7432 | 0 | 0 | 0
7 | 189 | 23 | 89.6 | 3.0363 | 86.6514 | 0 | 2.3181 | 0.023787 | 0.023787 | 78 | 78.2915 | 78 | 0.0020384 | 0.0045177 | 0.00054938 | 0 | 0 | 0 | 0 | 0.00030228 | 0.0031272 | 0.0018965 | 4.5639e-05 | 0.0016116 | 0.00069591 | 0.0074411 | 0.0015609 | 0 | 0 | 0 | 0 | 0 | 0 | 1.3692 | 0 | 0 | 0 | 0 | 0.18703 | 0 | 0 | 0 | 0 | 1.4801 | 0 | 0 | 0
7 | 189 | 24 | 87.8 | 2.4607 | 86.6514 | 0 | 0.38636 | 0.02073 | 0.02073 | 78 | 78.254 | 78 | 0.0017221 | 0.0038167 | 0.00046413 | 0 | 0 | 0 | 0 | 0.00025644 | 0.002642 | 0.0016025 | 3.8557e-05 | 0.0013615 | 0.00070109 | 0.0067153 | 0.0014098 | 0 | 0 | 0 | 0 | 0 | 0 | 1.1932 | 0 | 0 | 0 | 0 | 0.0505 | 0 | 0 | 0 | 0 | 1.2169 | 0 | 0 | 0
7 | 190 | 1 | 87.8 | 1.8466 | 86.7298 | 0 | 0.38564 | 0.015205 | 0.015205 | 78 | 78.1863 | 78 | 0.0017221 | 0.0038167 | 0.00046413 | 0 | 0 | 0 | 0 | 0.00025744 | 0.002642 | 0.0016028 | 3.8557e-05 | 0.0013615 | 0.00079933 | 0.0020667 | 0.00043418 | 0 | 0 | 0 | 0 | 0 | 0 | 0.87524 | 0 | 0 | 0 | 0 | 0.050394 | 0 | 0 | 0 | 0 | 0.92093 | 0 | 0 | 0
7 | 190 | 2 | 87.8 | 1.7619 | 86.7298 | 0 | 0.38564 | 0.014877 | 0.014877 | 78 | 78.1823 | 78 | 0.0017221 | 0.0038167 | 0.00046413 | 0 | 0 | 0 | 0 | 0.00025449 | 0.002642 | 0.001602 | 3.8557e-05 | 0.0013615 | 0.00047514 | 0.0020667 | 0.00043418 | 0 | 0 | 0 | 0 | 0 | 0 | 0.85636 | 0 | 0 | 0 | 0 | 0.050394 | 0 | 0 | 0 | 0 | 0.85515 | 0 | 0 | 0
7 | 190 | 3 | 87.8 | 1.7328 | 86.7298 | 0 | 0.38564 | 0.014943 | 0.014943 | 78 | 78.1831 | 78 | 0.0017221 | 0.0038167 | 0.00046413 | 0 | 0 | 0 | 0 | 0.0002552 | 0.002642 | 0.0016022 | 3.8557e-05 | 0.0013615 | 0.00053938 | 0.0020667 | 0.00043418 | 0 | 0 | 0 | 0 | 0 | 0 | 0.86011 | 0 | 0 | 0 | 0 | 0.050394 | 0 | 0 | 0 | 0 | 0.82226 | 0 | 0 | 0
7 | 190 | 4 | 86 | 1.5629 | 86.7298 | 0 | 0.38564 | 0.012563 | 0.012563 | 78 | 78.154 | 78 | 0.0014058 | 0.0031157 | 0.00037888 | 0 | 0 | 0 | 0 | 0.00020734 | 0.0021567 | 0.0013076 | 3.1475e-05 | 0.0011114 | 0.00034749 | 0.0020667 | 0.00043418 | 0 | 0 | 0 | 0 | 0 | 0 | 0.72316 | 0 | 0 | 0 | 0 | 0.050394 | 0 | 0 | 0 | 0 | 0.78937 | 0 | 0 | 0
7 | 190 | 5 | 86 | 1.5602 | 86.7298 | 0 | 0.38564 | 0.012516 | 0.012516 | 78 | 78.1534 | 78 | 0.0014058 | 0.0031157 | 0.00037888 | 0 | 0 | 0 | 0 | 0.00020701 | 0.0021567 | 0.0013075 | 3.1475e-05 | 0.0011114 | 0.00030068 | 0.0020667 | 0.00043418 | 0 | 0 | 0 | 0 | 0 | 0 | 0.72044 | 0 | 0 | 0 | 0 | 0.050394 | 0 | 0 | 0 | 0 | 0.78937 | 0 | 0 | 0
7 | 190 | 6 | 84.2 | 1.5232 | 86.7298 | 0 | 0.4537 | 0.010077 | 0.010077 | 78 | 78.1235 | 78 | 0.0010895 | 0.0024146 | 0.00029363 | 0 | 0 | 0.00018209 | 5.9702e-05 | 0.00016025 | 0.00038297 | 0.00022288 | 2.4393e-05 | 0.00086137 | 0.00020805 | 0.0034529 | 0.00072422 | 0 | 0 | 0 | 0 | 0 | 0 | 0.58002 | 0 | 0 | 0 | 0 | 0.055194 | 0 | 0 | 0 | 0 | 0.88804 | 0 | 0 | 0
7 | 190 | 7 | 84.2 | 2.44 | 86.7298 | 0 | 3.4027 | 0.017818 | 0.017818 | 78 | 78.2184 | 78 | 0.0010895 | 0.0024146 | 0.00029363 | 0 | 0 | 0.0025508 | 0.0010767 | 0.00015983 | 0.0024128 | 0.001515 | 2.4393e-05 | 0.00086137 | 0.00016999 | 0.0043383 | 0.00091055 | 0 | 0 | 0 | 0 | 0 | 0 | 1.0256 | 0 | 0 | 0 | 0 | 0.26319 | 0 | 0 | 0 | 0 | 1.1512 | 0 | 0 | 0
7 | 190 | 8 | 87.8 | 3.7236 | 86.7298 | 0 | 3.4027 | 0.036689 | 0.036689 | 78 | 78.4496 | 78 | 0.0017221 | 0.0038167 | 0.00046413 | 0 | 0 | 0.0050909 | 0.0027639 | 0.00025674 | 0.0068868 | 0.0031359 | 3.8557e-05 | 0.0013615 | 0.00065446 | 0.0086767 | 0.0018211 | 0 | 0 | 0 | 0 | 0 | 0 | 2.1119 | 0 | 0 | 0 | 0 | 0.26319 | 0 | 0 | 0 | 0 | 1.3485 | 0 | 0 | 0
7 | 190 | 9 | 89.6 | 1.6123 | 86.7298 | 0 | 2.949 | 0.043118 | 0 | 78 | 78.5284 | 78.5284 | 0.0020384 | 0.0045177 | 0.00054938 | 0 | 0 | 0.0064081 | 0.0051614 | 0.00030201 | 0.011763 | 0.0039631 | 4.5639e-05 | 0.0016116 | 0.00063444 | 0.0050623 | 0.0010617 | 0 | 0 | 0 | 0 | 0 | 0 | 0 | 0 | 0 | 0 | 0 | 0.23093 | 0 | 0 | 0 | 0 | 1.3814 | 0 | 0 | 0
7 | 190 | 10 | 93.2 | 1.6449 | 86.7298 | 0 | 2.949 | 0.05136 | 0 | 78.5284 | 79.1578 | 79.1578 | 0.0025781 | 0.0057139 | 0.00069485 | 0 | 0 | 0.0082094 | 0.0066921 | 0.00038438 | 0.015345 | 0.0048075 | 5.7724e-05 | 0.0020383 | 0.0010909 | 0.0030973 | 0.00065039 | 0 | 0 | 0 | 0 | 0 | 0 | 0 | 0 | 0 | 0 | 0 | 0.23063 | 0 | 0 | 0 | 0 | 1.4143 | 0 | 0 | 0
7 | 190 | 11 | 93.2 | 1.6775 | 86.7298 | 0 | 2.949 | 0.05562 | 0 | 79.1578 | 79.8395 | 79.8395 | 0.0024675 | 0.0054688 | 0.00066504 | 0 | 0 | 0.008352 | 0.0083338 | 0.0003692 | 0.018296 | 0.0046414 | 5.5248e-05 | 0.0019509 | 0.0012727 | 0.0030973 | 0.00065039 | 0 | 0 | 0 | 0 | 0 | 0 | 0 | 0 | 0 | 0 | 0 | 0.23029 | 0 | 0 | 0 | 0 | 1.4472 | 0 | 0 | 0
7 | 190 | 12 | 93.2 | 4.0751 | 86.7298 | 0 | 2.087 | 0.055809 | 0.042712 | 79.8395 | 80.5234 | 80 | 0.0023477 | 0.0052033 | 0.00063275 | 0 | 0 | 0.010161 | 0.0073286 | 0.00035108 | 0.016706 | 0.0049993 | 5.2566e-05 | 0.0018562 | 0.0011728 | 0.0041315 | 0.0008666 | 0 | 0 | 0 | 0 | 0 | 0 | 2.4585 | 0 | 0 | 0 | 0 | 0.16941 | 0 | 0 | 0 | 0 | 1.4472 | 0 | 0 | 0
7 | 190 | 13 | 92.48 | 5.0125 | 86.7298 | 0 | 2.087 | 0.059568 | 0.059568 | 80 | 80.73 | 80 | 0.002193 | 0.0048604 | 0.00059105 | 0 | 0 | 0.011197 | 0.0090554 | 0.00032681 | 0.019785 | 0.0050747 | 4.9102e-05 | 0.0017339 | 0.00095417 | 0.0030973 | 0.00065039 | 0 | 0 | 0 | 0 | 0 | 0 | 3.4288 | 0 | 0 | 0 | 0 | 0.16941 | 0 | 0 | 0 | 0 | 1.4143 | 0 | 0 | 0
7 | 190 | 14 | 91.4 | 4.4182 | 86.7298 | 0 | 1.6787 | 0.050316 | 0.050316 | 80 | 80.6166 | 80 | 0.0020032 | 0.0044398 | 0.0005399 | 0 | 0 | 0.0085541 | 0.0075608 | 0.0002975 | 0.017019 | 0.0044035 | 4.4852e-05 | 0.0015838 | 0.00074434 | 0.0025838 | 0.00054141 | 0 | 0 | 0 | 0 | 0 | 0 | 2.8962 | 0 | 0 | 0 | 0 | 0.14061 | 0 | 0 | 0 | 0 | 1.3814 | 0 | 0 | 0
7 | 190 | 15 | 80.6 | 12.9842 | 86.7298 | 0 | 1.6787 | 0.036489 | 0.19969 | 80 | 80.4472 | 78 | 0.00010543 | 0.00023367 | 2.8416e-05 | 0 | 0 | 0.0072604 | 0.0074203 | 1.5735e-05 | 0.015098 | 0.0029659 | 2.3607e-06 | 8.3359e-05 | 2.6084e-05 | 0.0026854 | 0.00056426 | 0 | 0 | 0 | 0 | 0 | 0 | 11.4941 | 0 | 0 | 0 | 0 | 0.14159 | 0 | 0 | 0 | 0 | 1.3485 | 0 | 0 | 0
7 | 190 | 16 | 86 | 3.7578 | 86.7298 | 0 | 1.6787 | 0.038254 | 0.038254 | 78 | 78.4688 | 78 | 0.0014058 | 0.0031157 | 0.00037888 | 0 | 0 | 0.0062772 | 0.0052852 | 0.00021046 | 0.012855 | 0.0037201 | 3.1475e-05 | 0.0011114 | 0.0006129 | 0.0026854 | 0.00056426 | 0 | 0 | 0 | 0 | 0 | 0 | 2.202 | 0 | 0 | 0 | 0 | 0.14159 | 0 | 0 | 0 | 0 | 1.4143 | 0 | 0 | 0
7 | 190 | 17 | 89.6 | 4.1382 | 86.7298 | 0 | 1.6787 | 0.040291 | 0.040291 | 78 | 78.4938 | 78 | 0.0020384 | 0.0045177 | 0.00054938 | 0 | 0 | 0.0060518 | 0.0038263 | 0.000307 | 0.011167 | 0.0041714 | 4.5639e-05 | 0.0016116 | 0.0012541 | 0.0039265 | 0.00082442 | 0 | 0 | 0 | 0 | 0 | 0 | 2.3192 | 0 | 0 | 0 | 0 | 0.14159 | 0 | 0 | 0 | 0 | 1.6774 | 0 | 0 | 0
7 | 190 | 18 | 87.8 | 4.0985 | 86.7298 | 0 | 2.8583 | 0.030728 | 0.030728 | 78 | 78.3766 | 78 | 0.0017221 | 0.0038167 | 0.00046413 | 0 | 0 | 0.0042342 | 0.0020265 | 0.00025696 | 0.0074582 | 0.003459 | 3.8557e-05 | 0.0013615 | 0.00076588 | 0.0042349 | 0.00088946 | 0 | 0 | 0 | 0 | 0 | 0 | 1.7687 | 0 | 0 | 0 | 0 | 0.22479 | 0 | 0 | 0 | 0 | 2.105 | 0 | 0 | 0
7 | 190 | 19 | 86 | 3.4947 | 86.7298 | 0 | 2.8583 | 0.020809 | 0.020809 | 78 | 78.255 | 78 | 0.0014058 | 0.0031157 | 0.00037888 | 0 | 0 | 0.0026872 | 0.00068099 | 0.00020978 | 0.0031114 | 0.0019779 | 3.1475e-05 | 0.0011114 | 0.00059911 | 0.0045452 | 0.0009545 | 0 | 0 | 0 | 0 | 0 | 0 | 1.1978 | 0 | 0 | 0 | 0 | 0.22479 | 0 | 0 | 0 | 0 | 2.0721 | 0 | 0 | 0
7 | 190 | 20 | 80.6 | 2.7597 | 86.7298 | 0 | 2.8583 | 0.010326 | 0.010326 | 78 | 78.1266 | 78 | 0.00045688 | 0.0010126 | 0.00012314 | 0 | 0 | 0.00029809 | 9.8984e-05 | 6.7928e-05 | -0.00052666 | -0.00031479 | 1.023e-05 | 0.00036122 | 0.00011579 | 0.0071272 | 0.0014959 | 0 | 0 | 0 | 0 | 0 | 0 | 0.5944 | 0 | 0 | 0 | 0 | 0.22479 | 0 | 0 | 0 | 0 | 1.9405 | 0 | 0 | 0
7 | 190 | 21 | 78.8 | 2.6201 | 86.7298 | 0 | 2.8583 | 0.0096153 | 0.0096153 | 78 | 78.1178 | 78 | 0.00014058 | 0.00031157 | 3.7888e-05 | 0 | 0 | 0 | 0 | 2.0747e-05 | 0.00021567 | 0.00013077 | 3.1475e-06 | 0.00011114 | 2.0763e-05 | 0.0071272 | 0.0014959 | 0 | 0 | 0 | 0 | 0 | 0 | 0.55347 | 0 | 0 | 0 | 0 | 0.22479 | 0 | 0 | 0 | 0 | 1.8419 | 0 | 0 | 0
7 | 190 | 22 | 78.8 | 2.505 | 86.7298 | 0 | 2.3139 | 0.0099965 | 0.0099965 | 78 | 78.1225 | 78 | 0.00014058 | 0.00031157 | 3.7888e-05 | 0 | 0 | 0 | 0 | 2.0746e-05 | 0.00021567 | 0.00013077 | 3.1475e-06 | 0.00011114 | 2.2945e-05 | 0.0074411 | 0.0015609 | 0 | 0 | 0 | 0 | 0 | 0 | 0.57541 | 0 | 0 | 0 | 0 | 0.18639 | 0 | 0 | 0 | 0 | 1.7432 | 0 | 0 | 0
7 | 190 | 23 | 78.8 | 2.242 | 86.7298 | 0 | 2.3139 | 0.0099988 | 0.0099988 | 78 | 78.1225 | 78 | 0.00014058 | 0.00031157 | 3.7888e-05 | 0 | 0 | 0 | 0 | 2.077e-05 | 0.00021567 | 0.00013077 | 3.1475e-06 | 0.00011114 | 2.5217e-05 | 0.0074411 | 0.0015609 | 0 | 0 | 0 | 0 | 0 | 0 | 0.57554 | 0 | 0 | 0 | 0 | 0.18639 | 0 | 0 | 0 | 0 | 1.4801 | 0 | 0 | 0
7 | 190 | 24 | 80.6 | 1.9211 | 86.7298 | 0 | 0.38564 | 0.011358 | 0.011358 | 78 | 78.1392 | 78 | 0.00045688 | 0.0010126 | 0.00012314 | 0 | 0 | 0 | 0 | 6.743e-05 | 0.00070093 | 0.00042499 | 1.023e-05 | 0.00036122 | 7.5083e-05 | 0.0067153 | 0.0014098 | 0 | 0 | 0 | 0 | 0 | 0 | 0.65375 | 0 | 0 | 0 | 0 | 0.050394 | 0 | 0 | 0 | 0 | 1.2169 | 0 | 0 | 0
7 | 191 | 1 | 80.6 | 1.301 | 86.8042 | 0 | 0.38496 | 0.0057299 | 0.0057299 | 78 | 78.0702 | 78 | 0.00045688 | 0.0010126 | 0.00012314 | 0 | 0 | 0 | 0 | 6.7286e-05 | 0.00070093 | 0.00042495 | 1.023e-05 | 0.00036122 | 7.1816e-05 | 0.0020667 | 0.00043418 | 0 | 0 | 0 | 0 | 0 | 0 | 0.32982 | 0 | 0 | 0 | 0 | 0.050293 | 0 | 0 | 0 | 0 | 0.92093 | 0 | 0 | 0
7 | 191 | 2 | 78.8 | 1.1075 | 86.8042 | 0 | 0.38496 | 0.0035103 | 0.0035103 | 78 | 78.043 | 78 | 0.00014058 | 0.00031157 | 3.7888e-05 | 0 | 0 | 0 | 0 | 2.0905e-05 | 0.00021567 | 0.00013081 | 3.1475e-06 | 0.00011114 | 3.778e-05 | 0.0020667 | 0.00043418 | 0 | 0 | 0 | 0 | 0 | 0 | 0.20206 | 0 | 0 | 0 | 0 | 0.050293 | 0 | 0 | 0 | 0 | 0.85515 | 0 | 0 | 0
7 | 191 | 3 | 78.8 | 1.0749 | 86.8042 | 0 | 0.38496 | 0.0035159 | 0.0035159 | 78 | 78.0431 | 78 | 0.00014058 | 0.00031157 | 3.7888e-05 | 0 | 0 | 0 | 0 | 2.0933e-05 | 0.00021567 | 0.00013082 | 3.1475e-06 | 0.00011114 | 4.3294e-05 | 0.0020667 | 0.00043418 | 0 | 0 | 0 | 0 | 0 | 0 | 0.20238 | 0 | 0 | 0 | 0 | 0.050293 | 0 | 0 | 0 | 0 | 0.82226 | 0 | 0 | 0
7 | 191 | 4 | 78.8 | 1.0425 | 86.8042 | 0 | 0.38496 | 0.0035232 | 0.0035232 | 78 | 78.0432 | 78 | 0.00014058 | 0.00031157 | 3.7888e-05 | 0 | 0 | 0 | 0 | 2.0988e-05 | 0.00021567 | 0.00013083 | 3.1475e-06 | 0.00011114 | 5.0516e-05 | 0.0020667 | 0.00043418 | 0 | 0 | 0 | 0 | 0 | 0 | 0.2028 | 0 | 0 | 0 | 0 | 0.050293 | 0 | 0 | 0 | 0 | 0.78937 | 0 | 0 | 0
7 | 191 | 5 | 78.8 | 1.0409 | 86.8042 | 0 | 0.38496 | 0.0034953 | 0.0034953 | 78 | 78.0428 | 78 | 0.00014058 | 0.00031157 | 3.7888e-05 | 0 | 0 | 0 | 0 | 2.0746e-05 | 0.00021567 | 0.00013077 | 3.1475e-06 | 0.00011114 | 2.2945e-05 | 0.0020667 | 0.00043418 | 0 | 0 | 0 | 0 | 0 | 0 | 0.20119 | 0 | 0 | 0 | 0 | 0.050293 | 0 | 0 | 0 | 0 | 0.78937 | 0 | 0 | 0
7 | 191 | 6 | 77 | 0.94311 | 86.8042 | 0 | 0.4529 | 0.00021248 | 0 | 78 | 78.0026 | 78 | -0.00017572 | -0.00038946 | -4.736e-05 | 0 | 0 | 0.00014708 | 5.5646e-05 | -2.6026e-05 | -0.0016232 | -0.0010036 | -3.9344e-06 | -0.00013893 | -3.4918e-05 | 0.0034529 | 0.00072422 | 0 | 0 | 0 | 0 | 0 | 0 | 0 | 0 | 0 | 0 | 0 | 0.055075 | 0 | 0 | 0 | 0 | 0.88804 | 0 | 0 | 0
7 | 191 | 7 | 77 | 1.4135 | 86.8042 | 0 | 3.3967 | 0.0080741 | 0 | 78 | 78.0989 | 78 | -0.00017572 | -0.00038946 | -4.736e-05 | 0 | 0 | 0.0022018 | 0.00089928 | -2.5994e-05 | 0.00043019 | 0.00011021 | -3.9344e-06 | -0.00013893 | -3.4918e-05 | 0.0043383 | 0.00091055 | 0 | 0 | 0 | 0 | 0 | 0 | 0 | 0 | 0 | 0 | 0 | 0.2623 | 0 | 0 | 0 | 0 | 1.1512 | 0 | 0 | 0
7 | 191 | 8 | 78.8 | 3.0693 | 86.8042 | 0 | 3.3967 | 0.025339 | 0.025339 | 78 | 78.3105 | 78 | 0.00014058 | 0.00031157 | 3.7888e-05 | 0 | 0 | 0.0053132 | 0.0028712 | 2.0876e-05 | 0.0044324 | 0.0015654 | 3.1475e-06 | 0.00011114 | 3.3817e-05 | 0.0086767 | 0.0018211 | 0 | 0 | 0 | 0 | 0 | 0 | 1.4585 | 0 | 0 | 0 | 0 | 0.2623 | 0 | 0 | 0 | 0 | 1.3485 | 0 | 0 | 0
7 | 191 | 9 | 80.6 | 1.6116 | 86.8042 | 0 | 2.9438 | 0.031319 | 0 | 78 | 78.3838 | 78.3838 | 0.00045688 | 0.0010126 | 0.00012314 | 0 | 0 | 0.0065228 | 0.0050527 | 6.8378e-05 | 0.0090391 | 0.0023609 | 1.023e-05 | 0.00036122 | 0.0001875 | 0.0050623 | 0.0010617 | 0 | 0 | 0 | 0 | 0 | 0 | 0 | 0 | 0 | 0 | 0 | 0.23023 | 0 | 0 | 0 | 0 | 1.3814 | 0 | 0 | 0
7 | 191 | 10 | 84.2 | 1.6443 | 86.8042 | 0 | 2.9438 | 0.040067 | 0 | 78.3838 | 78.8749 | 78.8749 | 0.001022 | 0.0022651 | 0.00027545 | 0 | 0 | 0.0076222 | 0.0069669 | 0.00015239 | 0.01357 | 0.0032607 | 2.2883e-05 | 0.00080805 | 0.00035304 | 0.0030973 | 0.00065039 | 0 | 0 | 0 | 0 | 0 | 0 | 0 | 0 | 0 | 0 | 0 | 0.22999 | 0 | 0 | 0 | 0 | 1.4143 | 0 | 0 | 0
7 | 191 | 11 | 84.2 | 1.6769 | 86.8042 | 0 | 2.9438 | 0.044378 | 0 | 78.8749 | 79.4187 | 79.4187 | 0.00093574 | 0.0020739 | 0.0002522 | 0 | 0 | 0.0082973 | 0.0084125 | 0.00013919 | 0.01625 | 0.0031996 | 2.0951e-05 | 0.00073983 | 0.00030941 | 0.0030973 | 0.00065039 | 0 | 0 | 0 | 0 | 0 | 0 | 0 | 0 | 0 | 0 | 0 | 0.22973 | 0 | 0 | 0 | 0 | 1.4472 | 0 | 0 | 0
7 | 191 | 12 | 86 | 1.7484 | 86.8042 | 0 | 2.0833 | 0.049731 | 0.0022988 | 79.4187 | 80.0282 | 80 | 0.0011565 | 0.0025631 | 0.00031169 | 0 | 0 | 0.0084226 | 0.0092823 | 0.00017306 | 0.01829 | 0.003083 | 2.5894e-05 | 0.00091435 | 0.00051048 | 0.0041315 | 0.0008666 | 0 | 0 | 0 | 0 | 0 | 0 | 0.13232 | 0 | 0 | 0 | 0 | 0.16887 | 0 | 0 | 0 | 0 | 1.4472 | 0 | 0 | 0
7 | 191 | 13 | 86 | 4.3821 | 86.8042 | 0 | 2.0833 | 0.048626 | 0.048626 | 80 | 80.5959 | 80 | 0.0010543 | 0.0023367 | 0.00028416 | 0 | 0 | 0.0085482 | 0.0094414 | 0.00015757 | 0.018759 | 0.0029911 | 2.3607e-05 | 0.00083359 | 0.00044836 | 0.0030973 | 0.00065039 | 0 | 0 | 0 | 0 | 0 | 0 | 2.799 | 0 | 0 | 0 | 0 | 0.16887 | 0 | 0 | 0 | 0 | 1.4143 | 0 | 0 | 0
7 | 191 | 14 | 87.8 | 4.351 | 86.8042 | 0 | 1.6757 | 0.049155 | 0.049155 | 80 | 80.6024 | 80 | 0.0013706 | 0.0030378 | 0.00036941 | 0 | 0 | 0.0081255 | 0.0088791 | 0.00020551 | 0.01858 | 0.0036699 | 3.0689e-05 | 0.0010837 | 0.00067822 | 0.0025838 | 0.00054141 | 0 | 0 | 0 | 0 | 0 | 0 | 2.8294 | 0 | 0 | 0 | 0 | 0.14017 | 0 | 0 | 0 | 0 | 1.3814 | 0 | 0 | 0
7 | 191 | 15 | 89.6 | 13.6538 | 86.8042 | 0 | 1.6757 | 0.048129 | 0.21133 | 80 | 80.5898 | 78 | 0.0016869 | 0.0037388 | 0.00045466 | 0 | 0 | 0.0073566 | 0.0077106 | 0.00025163 | 0.017442 | 0.0041835 | 3.777e-05 | 0.0013337 | 0.00068322 | 0.0026854 | 0.00056426 | 0 | 0 | 0 | 0 | 0 | 0 | 12.1641 | 0 | 0 | 0 | 0 | 0.14115 | 0 | 0 | 0 | 0 | 1.3485 | 0 | 0 | 0
7 | 191 | 16 | 91.4 | 4.3003 | 86.8042 | 0 | 1.6757 | 0.047686 | 0.047686 | 78 | 78.5844 | 78 | 0.0023547 | 0.0052187 | 0.00063462 | 0 | 0 | 0.0063877 | 0.0060652 | 0.00035314 | 0.015636 | 0.0045789 | 5.2721e-05 | 0.0018617 | 0.0012922 | 0.0026854 | 0.00056426 | 0 | 0 | 0 | 0 | 0 | 0 | 2.7448 | 0 | 0 | 0 | 0 | 0.14115 | 0 | 0 | 0 | 0 | 1.4143 | 0 | 0 | 0
7 | 191 | 17 | 91.4 | 4.1904 | 86.8042 | 0 | 1.6757 | 0.041206 | 0.041206 | 78 | 78.505 | 78 | 0.0023547 | 0.0052187 | 0.00063462 | 0 | 0 | 0.005798 | 0.0035482 | 0.00035378 | 0.010921 | 0.0042995 | 5.2721e-05 | 0.0018617 | 0.0014124 | 0.0039265 | 0.00082442 | 0 | 0 | 0 | 0 | 0 | 0 | 2.3719 | 0 | 0 | 0 | 0 | 0.14115 | 0 | 0 | 0 | 0 | 1.6774 | 0 | 0 | 0
7 | 191 | 18 | 89.6 | 4.2462 | 86.8042 | 0 | 2.8533 | 0.033307 | 0.033307 | 78 | 78.4082 | 78 | 0.0020384 | 0.0045177 | 0.00054938 | 0 | 0 | 0.0046936 | 0.002099 | 0.00030451 | 0.0077148 | 0.0036254 | 4.5639e-05 | 0.0016116 | 0.00098287 | 0.0042349 | 0.00088946 | 0 | 0 | 0 | 0 | 0 | 0 | 1.9172 | 0 | 0 | 0 | 0 | 0.22404 | 0 | 0 | 0 | 0 | 2.105 | 0 | 0 | 0
7 | 191 | 19 | 87.8 | 3.592 | 86.8042 | 0 | 2.8533 | 0.022513 | 0.022513 | 78 | 78.2759 | 78 | 0.0017221 | 0.0038167 | 0.00046413 | 0 | 0 | 0.0025331 | 0.00073719 | 0.00025642 | 0.003393 | 0.0019891 | 3.8557e-05 | 0.0013615 | 0.00070109 | 0.0045452 | 0.0009545 | 0 | 0 | 0 | 0 | 0 | 0 | 1.2959 | 0 | 0 | 0 | 0 | 0.22404 | 0 | 0 | 0 | 0 | 2.0721 | 0 | 0 | 0
7 | 191 | 20 | 84.2 | 3.0105 | 86.8042 | 0 | 2.8533 | 0.014696 | 0.014696 | 78 | 78.1801 | 78 | 0.0010895 | 0.0024146 | 0.00029363 | 0 | 0 | 0.00025428 | 9.398e-05 | 0.00016241 | 0.00031408 | 0.00016368 | 2.4393e-05 | 0.00086137 | 0.00040145 | 0.0071272 | 0.0014959 | 0 | 0 | 0 | 0 | 0 | 0 | 0.84595 | 0 | 0 | 0 | 0 | 0.22404 | 0 | 0 | 0 | 0 | 1.9405 | 0 | 0 | 0
7 | 191 | 21 | 82.4 | 2.8905 | 86.8042 | 0 | 2.8533 | 0.014325 | 0.014325 | 78 | 78.1756 | 78 | 0.00077317 | 0.0017136 | 0.00020838 | 0 | 0 | 0 | 0 | 0.00011582 | 0.0011862 | 0.00071972 | 1.7311e-05 | 0.0006113 | 0.00035637 | 0.0071272 | 0.0014959 | 0 | 0 | 0 | 0 | 0 | 0 | 0.82456 | 0 | 0 | 0 | 0 | 0.22404 | 0 | 0 | 0 | 0 | 1.8419 | 0 | 0 | 0
7 | 191 | 22 | 80.6 | 2.6436 | 86.8042 | 0 | 2.3098 | 0.012415 | 0.012415 | 78 | 78.1521 | 78 | 0.00045688 | 0.0010126 | 0.00012314 | 0 | 0 | 0 | 0 | 6.8776e-05 | 0.00070093 | 0.00042537 | 1.023e-05 | 0.00036122 | 0.00025347 | 0.0074411 | 0.0015609 | 0 | 0 | 0 | 0 | 0 | 0 | 0.7146 | 0 | 0 | 0 | 0 | 0.18579 | 0 | 0 | 0 | 0 | 1.7432 | 0 | 0 | 0
7 | 191 | 23 | 77 | 1.6658 | 86.8042 | 0 | 2.3098 | 0.0061608 | 0 | 78 | 78.0755 | 78 | -0.00017572 | -0.00038946 | -4.736e-05 | 0 | 0 | 0 | 0 | -2.629e-05 | -0.00026959 | -0.00016356 | -3.9344e-06 | -0.00013893 | -6.5383e-05 | 0.0074411 | 0.0015609 | 0 | 0 | 0 | 0 | 0 | 0 | 0 | 0 | 0 | 0 | 0 | 0.18579 | 0 | 0 | 0 | 0 | 1.4801 | 0 | 0 | 0
7 | 191 | 24 | 77 | 1.2672 | 86.8042 | 0 | 0.38496 | 0.0054703 | 0 | 78 | 78.067 | 78 | -0.00017572 | -0.00038946 | -4.736e-05 | 0 | 0 | 0 | 0 | -2.5948e-05 | -0.00026959 | -0.00016346 | -3.9344e-06 | -0.00013893 | -3.0549e-05 | 0.0067153 | 0.0014098 | 0 | 0 | 0 | 0 | 0 | 0 | 0 | 0 | 0 | 0 | 0 | 0.050293 | 0 | 0 | 0 | 0 | 1.2169 | 0 | 0 | 0
7 | 192 | 1 | 77 | 0.97112 | 86.8748 | 0 | 0.38432 | 0.0008142 | 0 | 78 | 78.01 | 78 | -0.00017572 | -0.00038946 | -4.736e-05 | 0 | 0 | 0 | 0 | -2.6024e-05 | -0.00026959 | -0.00016348 | -3.9344e-06 | -0.00013893 | -3.796e-05 | 0.0020667 | 0.00043418 | 0 | 0 | 0 | 0 | 0 | 0 | 0 | 0 | 0 | 0 | 0 | 0.050197 | 0 | 0 | 0 | 0 | 0.92093 | 0 | 0 | 0
7 | 192 | 2 | 75.2 | 0.90535 | 86.8748 | 0 | 0.38432 | -0.0015538 | 0 | 78 | 77.981 | 77.981 | -0.00049202 | -0.0010905 | -0.00013261 | 0 | 0 | 0 | 0 | -7.3745e-05 | -0.00075484 | -0.000458 | -1.1016e-05 | -0.00038901 | -0.00021877 | 0.0020667 | 0.00043418 | 0 | 0 | 0 | 0 | 0 | 0 | 0 | 0 | 0 | 0 | 0 | 0.050207 | 0 | 0 | 0 | 0 | 0.85515 | 0 | 0 | 0
7 | 192 | 3 | 77 | 0.87246 | 86.8748 | 0 | 0.38432 | 0.00082164 | 0 | 77.981 | 77.991 | 77.991 | -0.00017238 | -0.00038204 | -4.6458e-05 | 0 | 0 | 0 | 0 | -2.5687e-05 | -0.00026445 | -0.00016041 | -3.8595e-06 | -0.00013629 | -5.3446e-05 | 0.0020667 | 0.00043418 | 0 | 0 | 0 | 0 | 0 | 0 | 0 | 0 | 0 | 0 | 0 | 0.050202 | 0 | 0 | 0 | 0 | 0.82226 | 0 | 0 | 0
7 | 192 | 4 | 77 | 0.83956 | 86.8748 | 0 | 0.38432 | 0.0008329 | 0 | 77.991 | 78.0012 | 78 | -0.00017414 | -0.00038596 | -4.6935e-05 | 0 | 0 | 0 | 0 | -2.5716e-05 | -0.00026717 | -0.000162 | -3.8991e-06 | -0.00013768 | -3.0254e-05 | 0.0020667 | 0.00043418 | 0 | 0 | 0 | 0 | 0 | 0 | 0 | 0 | 0 | 0 | 0 | 0.050197 | 0 | 0 | 0 | 0 | 0.78937 | 0 | 0 | 0
7 | 192 | 5 | 77 | 0.83956 | 86.8748 | 0 | 0.38432 | 0.00082853 | 0 | 78 | 78.0102 | 78 | -0.00017572 | -0.00038946 | -4.736e-05 | 0 | 0 | 0 | 0 | -2.5871e-05 | -0.00026959 | -0.00016344 | -3.9344e-06 | -0.00013893 | -2.3826e-05 | 0.0020667 | 0.00043418 | 0 | 0 | 0 | 0 | 0 | 0 | 0 | 0 | 0 | 0 | 0 | 0.050197 | 0 | 0 | 0 | 0 | 0.78937 | 0 | 0 | 0
7 | 192 | 6 | 77 | 0.943 | 86.8748 | 0 | 0.45214 | 0.0013543 | 0 | 78 | 78.0166 | 78 | -0.00017572 | -0.00038946 | -4.736e-05 | 0 | 0 | 0.00037342 | 6.5022e-05 | -2.5871e-05 | -0.0011728 | -0.00055908 | -3.9344e-06 | -0.00013893 | -2.3826e-05 | 0.0034529 | 0.00072422 | 0 | 0 | 0 | 0 | 0 | 0 | 0 | 0 | 0 | 0 | 0 | 0.054962 | 0 | 0 | 0 | 0 | 0.88804 | 0 | 0 | 0
7 | 192 | 7 | 77 | 1.4126 | 86.8748 | 0 | 3.391 | 0.010967 | 0 | 78 | 78.1344 | 78 | -0.00017572 | -0.00038946 | -4.736e-05 | 0 | 0 | 0.003075 | 0.0012076 | -2.5871e-05 | 0.0017389 | 0.00050144 | -3.9344e-06 | -0.00013893 | -2.3826e-05 | 0.0043383 | 0.00091055 | 0 | 0 | 0 | 0 | 0 | 0 | 0 | 0 | 0 | 0 | 0 | 0.26146 | 0 | 0 | 0 | 0 | 1.1512 | 0 | 0 | 0
7 | 192 | 8 | 77 | 1.61 | 86.8748 | 0 | 3.391 | 0.025132 | 0 | 78 | 78.308 | 78 | -0.00017572 | -0.00038946 | -4.736e-05 | 0 | 0 | 0.0052478 | 0.0032733 | -2.6024e-05 | 0.0050722 | 0.0018603 | -3.9344e-06 | -0.00013893 | -3.796e-05 | 0.0086767 | 0.0018211 | 0 | 0 | 0 | 0 | 0 | 0 | 0 | 0 | 0 | 0 | 0 | 0.26146 | 0 | 0 | 0 | 0 | 1.3485 | 0 | 0 | 0
7 | 192 | 9 | 78.8 | 1.6109 | 86.8748 | 0 | 2.9389 | 0.029726 | 0 | 78 | 78.3643 | 78.3643 | 0.00014058 | 0.00031157 | 3.7888e-05 | 0 | 0 | 0.0055168 | 0.0056681 | 2.0898e-05 | 0.0096235 | 0.0021315 | 3.1475e-06 | 0.00011114 | 3.6442e-05 | 0.0050623 | 0.0010617 | 0 | 0 | 0 | 0 | 0 | 0 | 0 | 0 | 0 | 0 | 0 | 0.22951 | 0 | 0 | 0 | 0 | 1.3814 | 0 | 0 | 0
7 | 192 | 10 | 80.6 | 1.6436 | 86.8748 | 0 | 2.9389 | 0.035185 | 0 | 78.3643 | 78.7955 | 78.7955 | 0.00039286 | 0.00087071 | 0.00010588 | 0 | 0 | 0.0061344 | 0.0074572 | 5.874e-05 | 0.013488 | 0.0024589 | 8.7962e-06 | 0.00031061 | 0.00015143 | 0.0030973 | 0.00065039 | 0 | 0 | 0 | 0 | 0 | 0 | 0 | 0 | 0 | 0 | 0 | 0.2293 | 0 | 0 | 0 | 0 | 1.4143 | 0 | 0 | 0
7 | 192 | 11 | 80.6 | 1.6762 | 86.8748 | 0 | 2.9389 | 0.038849 | 0 | 78.7955 | 79.2716 | 79.2716 | 0.00031709 | 0.00070278 | 8.5462e-05 | 0 | 0 | 0.0065235 | 0.0087654 | 4.7098e-05 | 0.016073 | 0.0022429 | 7.0997e-06 | 0.0002507 | 8.6016e-05 | 0.0030973 | 0.00065039 | 0 | 0 | 0 | 0 | 0 | 0 | 0 | 0 | 0 | 0 | 0 | 0.22907 | 0 | 0 | 0 | 0 | 1.4472 | 0 | 0 | 0
7 | 192 | 12 | 84.2 | 1.6156 | 86.8748 | 0 | 2.0798 | 0.045969 | 0 | 79.2716 | 79.8349 | 79.8349 | 0.00086603 | 0.0019194 | 0.00023341 | 0 | 0 | 0.0064703 | 0.0095481 | 0.00012961 | 0.018453 | 0.0022875 | 1.939e-05 | 0.00068471 | 0.00035859 | 0.0041315 | 0.0008666 | 0 | 0 | 0 | 0 | 0 | 0 | 0 | 0 | 0 | 0 | 0 | 0.16843 | 0 | 0 | 0 | 0 | 1.4472 | 0 | 0 | 0
7 | 192 | 13 | 86 | 3.4581 | 86.8748 | 0 | 2.0798 | 0.046051 | 0.032583 | 79.8349 | 80.3993 | 80 | 0.0010833 | 0.002401 | 0.00029198 | 0 | 0 | 0.0065787 | 0.0092557 | 0.00016155 | 0.018722 | 0.00253 | 2.4256e-05 | 0.00085652 | 0.00039877 | 0.0030973 | 0.00065039 | 0 | 0 | 0 | 0 | 0 | 0 | 1.8755 | 0 | 0 | 0 | 0 | 0.16835 | 0 | 0 | 0 | 0 | 1.4143 | 0 | 0 | 0
7 | 192 | 14 | 89.6 | 4.3718 | 86.8748 | 0 | 1.6729 | 0.049523 | 0.049523 | 80 | 80.6069 | 80 | 0.0016869 | 0.0037388 | 0.00045466 | 0 | 0 | 0.0068778 | 0.0087168 | 0.00024836 | 0.019139 | 0.0038429 | 3.777e-05 | 0.0013337 | 0.00032183 | 0.0025838 | 0.00054141 | 0 | 0 | 0 | 0 | 0 | 0 | 2.8506 | 0 | 0 | 0 | 0 | 0.13976 | 0 | 0 | 0 | 0 | 1.3814 | 0 | 0 | 0
7 | 192 | 15 | 89.6 | 13.4603 | 86.8748 | 0 | 1.6729 | 0.044775 | 0.20797 | 80 | 80.5487 | 78 | 0.0016869 | 0.0037388 | 0.00045466 | 0 | 0 | 0.0056013 | 0.0073392 | 0.00024877 | 0.016896 | 0.0037725 | 3.777e-05 | 0.0013337 | 0.00041567 | 0.0026854 | 0.00056426 | 0 | 0 | 0 | 0 | 0 | 0 | 11.9711 | 0 | 0 | 0 | 0 | 0.14074 | 0 | 0 | 0 | 0 | 1.3485 | 0 | 0 | 0
7 | 192 | 16 | 89.6 | 4.0175 | 86.8748 | 0 | 1.6729 | 0.04278 | 0.04278 | 78 | 78.5243 | 78 | 0.0020384 | 0.0045177 | 0.00054938 | 0 | 0 | 0.0052671 | 0.0056198 | 0.00030223 | 0.014691 | 0.0041918 | 4.5639e-05 | 0.0016116 | 0.00069591 | 0.0026854 | 0.00056426 | 0 | 0 | 0 | 0 | 0 | 0 | 2.4625 | 0 | 0 | 0 | 0 | 0.14074 | 0 | 0 | 0 | 0 | 1.4143 | 0 | 0 | 0
7 | 192 | 17 | 89.6 | 4.1002 | 86.8748 | 0 | 1.6729 | 0.039647 | 0.039647 | 78 | 78.4859 | 78 | 0.0020384 | 0.0045177 | 0.00054938 | 0 | 0 | 0.0046013 | 0.0039559 | 0.00030551 | 0.011974 | 0.0042124 | 4.5639e-05 | 0.0016116 | 0.0010838 | 0.0039265 | 0.00082442 | 0 | 0 | 0 | 0 | 0 | 0 | 2.2821 | 0 | 0 | 0 | 0 | 0.14074 | 0 | 0 | 0 | 0 | 1.6774 | 0 | 0 | 0
7 | 192 | 18 | 91.4 | 4.3868 | 86.8748 | 0 | 2.8485 | 0.035762 | 0.035762 | 78 | 78.4383 | 78 | 0.0023547 | 0.0052187 | 0.00063462 | 0 | 0 | 0.0039946 | 0.0020111 | 0.00035135 | 0.008824 | 0.0042872 | 5.2721e-05 | 0.0018617 | 0.0010468 | 0.0042349 | 0.00088946 | 0 | 0 | 0 | 0 | 0 | 0 | 2.0585 | 0 | 0 | 0 | 0 | 0.22334 | 0 | 0 | 0 | 0 | 2.105 | 0 | 0 | 0
7 | 192 | 19 | 87.8 | 3.7036 | 86.8748 | 0 | 2.8485 | 0.024463 | 0.024463 | 78 | 78.2998 | 78 | 0.0017221 | 0.0038167 | 0.00046413 | 0 | 0 | 0.0030437 | 0.00047132 | 0.00025389 | 0.0042164 | 0.0031466 | 3.8557e-05 | 0.0013615 | 0.00042853 | 0.0045452 | 0.0009545 | 0 | 0 | 0 | 0 | 0 | 0 | 1.4081 | 0 | 0 | 0 | 0 | 0.22334 | 0 | 0 | 0 | 0 | 2.0721 | 0 | 0 | 0
7 | 192 | 20 | 86 | 3.2076 | 86.8748 | 0 | 2.8485 | 0.018133 | 0.018133 | 78 | 78.2222 | 78 | 0.0014058 | 0.0031157 | 0.00037888 | 0 | 0 | 0.00050738 | 9.6668e-05 | 0.00020758 | 0.0013136 | 0.00097384 | 3.1475e-05 | 0.0011114 | 0.00036783 | 0.0071272 | 0.0014959 | 0 | 0 | 0 | 0 | 0 | 0 | 1.0438 | 0 | 0 | 0 | 0 | 0.22334 | 0 | 0 | 0 | 0 | 1.9405 | 0 | 0 | 0
7 | 192 | 21 | 86 | 3.1391 | 86.8748 | 0 | 2.8485 | 0.018657 | 0.018657 | 78 | 78.2286 | 78 | 0.0014058 | 0.0031157 | 0.00037888 | 0 | 0 | 0 | 0 | 0.00020724 | 0.0021567 | 0.0013077 | 3.1475e-05 | 0.0011114 | 0.00031869 | 0.0071272 | 0.0014959 | 0 | 0 | 0 | 0 | 0 | 0 | 1.0739 | 0 | 0 | 0 | 0 | 0.22334 | 0 | 0 | 0 | 0 | 1.8419 | 0 | 0 | 0
7 | 192 | 22 | 84.2 | 2.895 | 86.8748 | 0 | 2.3059 | 0.016793 | 0.016793 | 78 | 78.2058 | 78 | 0.0010895 | 0.0024146 | 0.00029363 | 0 | 0 | 0 | 0 | 0.00016092 | 0.0016714 | 0.0010135 | 2.4393e-05 | 0.00086137 | 0.00026124 | 0.0074411 | 0.0015609 | 0 | 0 | 0 | 0 | 0 | 0 | 0.9666 | 0 | 0 | 0 | 0 | 0.18521 | 0 | 0 | 0 | 0 | 1.7432 | 0 | 0 | 0
7 | 192 | 23 | 84.2 | 2.6371 | 86.8748 | 0 | 2.3059 | 0.016884 | 0.016884 | 78 | 78.2069 | 78 | 0.0010895 | 0.0024146 | 0.00029363 | 0 | 0 | 0 | 0 | 0.0001619 | 0.0016714 | 0.0010137 | 2.4393e-05 | 0.00086137 | 0.00035124 | 0.0074411 | 0.0015609 | 0 | 0 | 0 | 0 | 0 | 0 | 0.97185 | 0 | 0 | 0 | 0 | 0.18521 | 0 | 0 | 0 | 0 | 1.4801 | 0 | 0 | 0
7 | 192 | 24 | 84.2 | 2.1914 | 86.8748 | 0 | 0.38432 | 0.016058 | 0.016058 | 78 | 78.1968 | 78 | 0.0010895 | 0.0024146 | 0.00029363 | 0 | 0 | 0 | 0 | 0.00016232 | 0.0016714 | 0.0010139 | 2.4393e-05 | 0.00086137 | 0.00040145 | 0.0067153 | 0.0014098 | 0 | 0 | 0 | 0 | 0 | 0 | 0.9243 | 0 | 0 | 0 | 0 | 0.050197 | 0 | 0 | 0 | 0 | 1.2169 | 0 | 0 | 0
7 | 193 | 1 | 84.2 | 1.5716 | 86.9415 | 0 | 0.3837 | 0.010433 | 0.010433 | 78 | 78.1279 | 78 | 0.0010895 | 0.0024146 | 0.00029363 | 0 | 0 | 0 | 0 | 0.00016232 | 0.0016714 | 0.0010139 | 2.4393e-05 | 0.00086137 | 0.00040145 | 0.0020667 | 0.00043418 | 0 | 0 | 0 | 0 | 0 | 0 | 0.60056 | 0 | 0 | 0 | 0 | 0.050107 | 0 | 0 | 0 | 0 | 0.92093 | 0 | 0 | 0
7 | 193 | 2 | 84.2 | 1.5128 | 86.9415 | 0 | 0.3837 | 0.010555 | 0.010555 | 78 | 78.1294 | 78 | 0.0010895 | 0.0024146 | 0.00029363 | 0 | 0 | 0 | 0 | 0.00016322 | 0.0016714 | 0.0010141 | 2.4393e-05 | 0.00086137 | 0.00052184 | 0.0020667 | 0.00043418 | 0 | 0 | 0 | 0 | 0 | 0 | 0.60756 | 0 | 0 | 0 | 0 | 0.050107 | 0 | 0 | 0 | 0 | 0.85515 | 0 | 0 | 0
7 | 193 | 3 | 84.2 | 1.4648 | 86.9415 | 0 | 0.3837 | 0.010292 | 0.010292 | 78 | 78.1261 | 78 | 0.0010895 | 0.0024146 | 0.00029363 | 0 | 0 | 0 | 0 | 0.000161 | 0.0016714 | 0.0010135 | 2.4393e-05 | 0.00086137 | 0.00026124 | 0.0020667 | 0.00043418 | 0 | 0 | 0 | 0 | 0 | 0 | 0.59239 | 0 | 0 | 0 | 0 | 0.050107 | 0 | 0 | 0 | 0 | 0.82226 | 0 | 0 | 0
7 | 193 | 4 | 82.4 | 1.3066 | 86.9415 | 0 | 0.3837 | 0.0081151 | 0.0081151 | 78 | 78.0995 | 78 | 0.00077317 | 0.0017136 | 0.00020838 | 0 | 0 | 0 | 0 | 0.00011518 | 0.0011862 | 0.00071952 | 1.7311e-05 | 0.0006113 | 0.00026958 | 0.0020667 | 0.00043418 | 0 | 0 | 0 | 0 | 0 | 0 | 0.46711 | 0 | 0 | 0 | 0 | 0.050107 | 0 | 0 | 0 | 0 | 0.78937 | 0 | 0 | 0
7 | 193 | 5 | 80.42 | 1.1601 | 86.9415 | 0 | 0.3837 | 0.0055709 | 0.0055709 | 78 | 78.0683 | 78 | 0.00042525 | 0.00094249 | 0.00011461 | 0 | 0 | 0 | 0 | 6.3301e-05 | 0.0006524 | 0.00039572 | 9.5213e-06 | 0.00033621 | 0.00013054 | 0.0020667 | 0.00043418 | 0 | 0 | 0 | 0 | 0 | 0 | 0.32067 | 0 | 0 | 0 | 0 | 0.050107 | 0 | 0 | 0 | 0 | 0.78937 | 0 | 0 | 0
7 | 193 | 6 | 78.8 | 1.1133 | 86.9415 | 0 | 0.45142 | 0.0029609 | 0.0029609 | 78 | 78.0363 | 78 | 0.00014058 | 0.00031157 | 3.7888e-05 | 0 | 0 | 0.00024041 | 6.5459e-05 | 2.0892e-05 | -0.00094035 | -0.0005192 | 3.1475e-06 | 0.00011114 | 3.6442e-05 | 0.0034529 | 0.00072422 | 0 | 0 | 0 | 0 | 0 | 0 | 0.17043 | 0 | 0 | 0 | 0 | 0.054856 | 0 | 0 | 0 | 0 | 0.88804 | 0 | 0 | 0
7 | 193 | 7 | 78.8 | 2.0967 | 86.9415 | 0 | 3.3856 | 0.011898 | 0.011898 | 78 | 78.1458 | 78 | 0.00014058 | 0.00031157 | 3.7888e-05 | 0 | 0 | 0.0026388 | 0.0011326 | 2.0486e-05 | 0.001252 | 0.00099474 | 3.1475e-06 | 0.00011114 | 5.9584e-06 | 0.0043383 | 0.00091055 | 0 | 0 | 0 | 0 | 0 | 0 | 0.68485 | 0 | 0 | 0 | 0 | 0.26066 | 0 | 0 | 0 | 0 | 1.1512 | 0 | 0 | 0
7 | 193 | 8 | 80.6 | 3.2685 | 86.9415 | 0 | 3.3856 | 0.028828 | 0.028828 | 78 | 78.3533 | 78 | 0.00045688 | 0.0010126 | 0.00012314 | 0 | 0 | 0.0052767 | 0.0030622 | 6.7036e-05 | 0.0056566 | 0.0022597 | 1.023e-05 | 0.00036122 | 4.3854e-05 | 0.0086767 | 0.0018211 | 0 | 0 | 0 | 0 | 0 | 0 | 1.6594 | 0 | 0 | 0 | 0 | 0.26066 | 0 | 0 | 0 | 0 | 1.3485 | 0 | 0 | 0
7 | 193 | 9 | 77 | 1.6102 | 86.9415 | 0 | 2.9342 | 0.024587 | 0 | 78 | 78.3013 | 78.3013 | -0.00017572 | -0.00038946 | -4.736e-05 | 0 | 0 | 0.0059039 | 0.0043557 | -2.5951e-05 | 0.007231 | 0.0017777 | -3.9344e-06 | -0.00013893 | -2.3826e-05 | 0.0050623 | 0.0010617 | 0 | 0 | 0 | 0 | 0 | 0 | 0 | 0 | 0 | 0 | 0 | 0.22885 | 0 | 0 | 0 | 0 | 1.3814 | 0 | 0 | 0
7 | 193 | 10 | 78.8 | 1.6429 | 86.9415 | 0 | 2.9342 | 0.033817 | 0 | 78.3013 | 78.7158 | 78.7158 | 8.7629e-05 | 0.00019421 | 2.3617e-05 | 0 | 0 | 0.0073204 | 0.0070431 | 1.2852e-05 | 0.012726 | 0.0025851 | 1.962e-06 | 6.9282e-05 | 5.7382e-06 | 0.0030973 | 0.00065039 | 0 | 0 | 0 | 0 | 0 | 0 | 0 | 0 | 0 | 0 | 0 | 0.22865 | 0 | 0 | 0 | 0 | 1.4143 | 0 | 0 | 0
7 | 193 | 11 | 78.8 | 1.6756 | 86.9415 | 0 | 2.9342 | 0.037033 | 0 | 78.7158 | 79.1696 | 79.1696 | 1.4803e-05 | 3.2808e-05 | 3.9896e-06 | 0 | 0 | 0.0077806 | 0.008067 | 2.1569e-06 | 0.01484 | 0.0025312 | 3.3144e-07 | 1.1704e-05 | 4.6548e-07 | 0.0030973 | 0.00065039 | 0 | 0 | 0 | 0 | 0 | 0 | 0 | 0 | 0 | 0 | 0 | 0.22843 | 0 | 0 | 0 | 0 | 1.4472 | 0 | 0 | 0
7 | 193 | 12 | 75.2 | 1.6152 | 86.9415 | 0 | 2.0765 | 0.034339 | 0 | 79.1696 | 79.5904 | 79.5904 | -0.00069755 | -0.001546 | -0.000188 | 0 | 0 | 0.0073824 | 0.0087317 | -0.00010232 | 0.015081 | 0.001309 | -1.5618e-05 | -0.0005515 | -6.222e-05 | 0.0041315 | 0.0008666 | 0 | 0 | 0 | 0 | 0 | 0 | 0 | 0 | 0 | 0 | 0 | 0.16806 | 0 | 0 | 0 | 0 | 1.4472 | 0 | 0 | 0
7 | 193 | 13 | 75.2 | 1.5821 | 86.9415 | 0 | 2.0765 | 0.035691 | 0 | 79.5904 | 80.0278 | 80 | -0.00077149 | -0.0017099 | -0.00020793 | 0 | 0 | 0.0076561 | 0.0095855 | -0.00011492 | 0.017066 | 0.0013368 | -1.7274e-05 | -0.00060997 | -0.00026891 | 0.0030973 | 0.00065039 | 0 | 0 | 0 | 0 | 0 | 0 | 0 | 0 | 0 | 0 | 0 | 0.16786 | 0 | 0 | 0 | 0 | 1.4143 | 0 | 0 | 0
7 | 193 | 14 | 78.8 | 1.5208 | 86.9415 | 0 | 1.6702 | 0.037858 | 0 | 80 | 80.464 | 80 | -0.00021087 | -0.00046735 | -5.6832e-05 | 0 | 0 | 0.0075472 | 0.0088523 | -3.1373e-05 | 0.016914 | 0.0024133 | -4.7213e-06 | -0.00016672 | -5.5677e-05 | 0.0025838 | 0.00054141 | 0 | 0 | 0 | 0 | 0 | 0 | 0 | 0 | 0 | 0 | 0 | 0.13936 | 0 | 0 | 0 | 0 | 1.3814 | 0 | 0 | 0
7 | 193 | 15 | 77 | 8.4537 | 86.9415 | 0 | 1.6702 | 0.031631 | 0.121 | 80 | 80.3876 | 78 | -0.00052716 | -0.0011684 | -0.00014208 | 0 | 0 | 0.007043 | 0.0073095 | -7.7559e-05 | 0.014071 | 0.0023701 | -1.1803e-05 | -0.00041679 | -6.8356e-05 | 0.0026854 | 0.00056426 | 0 | 0 | 0 | 0 | 0 | 0 | 6.9648 | 0 | 0 | 0 | 0 | 0.14035 | 0 | 0 | 0 | 0 | 1.3485 | 0 | 0 | 0
7 | 193 | 16 | 77 | 1.5546 | 86.9415 | 0 | 1.6702 | 0.026045 | 0 | 78 | 78.3192 | 78 | -0.00017572 | -0.00038946 | -4.736e-05 | 0 | 0 | 0.0058452 | 0.0051583 | -2.6031e-05 | 0.010418 | 0.0021936 | -3.9344e-06 | -0.00013893 | -3.796e-05 | 0.0026854 | 0.00056426 | 0 | 0 | 0 | 0 | 0 | 0 | 0 | 0 | 0 | 0 | 0 | 0.14035 | 0 | 0 | 0 | 0 | 1.4143 | 0 | 0 | 0
7 | 193 | 17 | 78.8 | 3.4138 | 86.9415 | 0 | 1.6702 | 0.027728 | 0.027728 | 78 | 78.3398 | 78 | 0.00014058 | 0.00031157 | 3.7888e-05 | 0 | 0 | 0.00559 | 0.0041158 | 2.0898e-05 | 0.0097734 | 0.0028361 | 3.1475e-06 | 0.00011114 | 3.6442e-05 | 0.0039265 | 0.00082442 | 0 | 0 | 0 | 0 | 0 | 0 | 1.596 | 0 | 0 | 0 | 0 | 0.14035 | 0 | 0 | 0 | 0 | 1.6774 | 0 | 0 | 0
7 | 193 | 18 | 78.8 | 3.4798 | 86.9415 | 0 | 2.8439 | 0.020016 | 0.020016 | 78 | 78.2453 | 78 | 0.00014058 | 0.00031157 | 3.7888e-05 | 0 | 0 | 0.0042745 | 0.002054 | 2.0818e-05 | 0.0056089 | 0.0022994 | 3.1475e-06 | 0.00011114 | 3.0014e-05 | 0.0042349 | 0.00088946 | 0 | 0 | 0 | 0 | 0 | 0 | 1.1522 | 0 | 0 | 0 | 0 | 0.22267 | 0 | 0 | 0 | 0 | 2.105 | 0 | 0 | 0
7 | 193 | 19 | 78.8 | 2.995 | 86.9415 | 0 | 2.8439 | 0.012165 | 0.012165 | 78 | 78.1491 | 78 | 0.00014058 | 0.00031157 | 3.7888e-05 | 0 | 0 | 0.0027942 | 0.00058663 | 2.0567e-05 | 0.0014721 | 0.001178 | 3.1475e-06 | 0.00011114 | 9.8296e-06 | 0.0045452 | 0.0009545 | 0 | 0 | 0 | 0 | 0 | 0 | 0.70025 | 0 | 0 | 0 | 0 | 0.22267 | 0 | 0 | 0 | 0 | 2.0721 | 0 | 0 | 0
7 | 193 | 20 | 77.54 | 2.307 | 86.9415 | 0 | 2.8439 | 0.0052301 | 0.0024976 | 78 | 78.0641 | 78 | -8.0832e-05 | -0.00017915 | -2.1786e-05 | 0 | 0 | 0.00038523 | 9.7921e-05 | -1.1746e-05 | -0.0013005 | -0.0007199 | -1.8098e-06 | -6.3908e-05 | -5.9211e-07 | 0.0071272 | 0.0014959 | 0 | 0 | 0 | 0 | 0 | 0 | 0.14377 | 0 | 0 | 0 | 0 | 0.22267 | 0 | 0 | 0 | 0 | 1.9405 | 0 | 0 | 0
7 | 193 | 21 | 77 | 2.0645 | 86.9415 | 0 | 2.8439 | 0.0059105 | 0 | 78 | 78.0724 | 78 | -0.00017572 | -0.00038946 | -4.736e-05 | 0 | 0 | 0 | 0 | -2.5482e-05 | -0.00026959 | -0.00016337 | -3.9344e-06 | -0.00013893 | -2.7834e-06 | 0.0071272 | 0.0014959 | 0 | 0 | 0 | 0 | 0 | 0 | 0 | 0 | 0 | 0 | 0 | 0.22267 | 0 | 0 | 0 | 0 | 1.8419 | 0 | 0 | 0
7 | 193 | 22 | 77 | 1.9279 | 86.9415 | 0 | 2.3022 | 0.0062246 | 0 | 78 | 78.0763 | 78 | -0.00017572 | -0.00038946 | -4.736e-05 | 0 | 0 | 0 | 0 | -2.5409e-05 | -0.00026959 | -0.00016331 | -3.9344e-06 | -0.00013893 | -2.7834e-06 | 0.0074411 | 0.0015609 | 0 | 0 | 0 | 0 | 0 | 0 | 0 | 0 | 0 | 0 | 0 | 0.18467 | 0 | 0 | 0 | 0 | 1.7432 | 0 | 0 | 0
7 | 193 | 23 | 77 | 1.6647 | 86.9415 | 0 | 2.3022 | 0.0062029 | 0 | 78 | 78.076 | 78 | -0.00017572 | -0.00038946 | -4.736e-05 | 0 | 0 | 0 | 0 | -2.5872e-05 | -0.00026959 | -0.00016344 | -3.9344e-06 | -0.00013893 | -2.3826e-05 | 0.0074411 | 0.0015609 | 0 | 0 | 0 | 0 | 0 | 0 | 0 | 0 | 0 | 0 | 0 | 0.18467 | 0 | 0 | 0 | 0 | 1.4801 | 0 | 0 | 0
7 | 193 | 24 | 77 | 1.267 | 86.9415 | 0 | 0.3837 | 0.0054884 | 0 | 78 | 78.0673 | 78 | -0.00017572 | -0.00038946 | -4.736e-05 | 0 | 0 | 0 | 0 | -2.571e-05 | -0.00026959 | -0.0001634 | -3.9344e-06 | -0.00013893 | -1.2803e-05 | 0.0067153 | 0.0014098 | 0 | 0 | 0 | 0 | 0 | 0 | 0 | 0 | 0 | 0 | 0 | 0.050107 | 0 | 0 | 0 | 0 | 1.2169 | 0 | 0 | 0
7 | 194 | 1 | 77 | 0.97095 | 87.0042 | 0 | 0.38312 | 0.00083976 | 0 | 78 | 78.0103 | 78 | -0.00017572 | -0.00038946 | -4.736e-05 | 0 | 0 | 0 | 0 | -2.571e-05 | -0.00026959 | -0.0001634 | -3.9344e-06 | -0.00013893 | -1.2803e-05 | 0.0020667 | 0.00043418 | 0 | 0 | 0 | 0 | 0 | 0 | 0 | 0 | 0 | 0 | 0 | 0.050022 | 0 | 0 | 0 | 0 | 0.92093 | 0 | 0 | 0
7 | 194 | 2 | 77 | 0.90517 | 87.0042 | 0 | 0.38312 | 0.00083976 | 0 | 78 | 78.0103 | 78 | -0.00017572 | -0.00038946 | -4.736e-05 | 0 | 0 | 0 | 0 | -2.571e-05 | -0.00026959 | -0.0001634 | -3.9344e-06 | -0.00013893 | -1.2803e-05 | 0.0020667 | 0.00043418 | 0 | 0 | 0 | 0 | 0 | 0 | 0 | 0 | 0 | 0 | 0 | 0.050022 | 0 | 0 | 0 | 0 | 0.85515 | 0 | 0 | 0
7 | 194 | 3 | 77 | 0.87228 | 87.0042 | 0 | 0.38312 | 0.00085016 | 0 | 78 | 78.0104 | 78 | -0.00017572 | -0.00038946 | -4.736e-05 | 0 | 0 | 0 | 0 | -2.5407e-05 | -0.00026959 | -0.00016331 | -3.9344e-06 | -0.00013893 | -2.7834e-06 | 0.0020667 | 0.00043418 | 0 | 0 | 0 | 0 | 0 | 0 | 0 | 0 | 0 | 0 | 0 | 0.050022 | 0 | 0 | 0 | 0 | 0.82226 | 0 | 0 | 0
7 | 194 | 4 | 77 | 0.83939 | 87.0042 | 0 | 0.38312 | 0.00085016 | 0 | 78 | 78.0104 | 78 | -0.00017572 | -0.00038946 | -4.736e-05 | 0 | 0 | 0 | 0 | -2.541e-05 | -0.00026959 | -0.00016331 | -3.9344e-06 | -0.00013893 | -2.7834e-06 | 0.0020667 | 0.00043418 | 0 | 0 | 0 | 0 | 0 | 0 | 0 | 0 | 0 | 0 | 0 | 0.050022 | 0 | 0 | 0 | 0 | 0.78937 | 0 | 0 | 0
7 | 194 | 5 | 77 | 0.83939 | 87.0042 | 0 | 0.38312 | 0.00085016 | 0 | 78 | 78.0104 | 78 | -0.00017572 | -0.00038946 | -4.736e-05 | 0 | 0 | 0 | 0 | -2.541e-05 | -0.00026959 | -0.00016331 | -3.9344e-06 | -0.00013893 | -2.7834e-06 | 0.0020667 | 0.00043418 | 0 | 0 | 0 | 0 | 0 | 0 | 0 | 0 | 0 | 0 | 0 | 0.050022 | 0 | 0 | 0 | 0 | 0.78937 | 0 | 0 | 0
7 | 194 | 6 | 77 | 0.94279 | 87.0042 | 0 | 0.45073 | 0.00073505 | 0 | 78 | 78.009 | 78 | -0.00017572 | -0.00038946 | -4.736e-05 | 0 | 0 | 0.00023372 | 5.6143e-05 | -2.541e-05 | -0.0014175 | -0.00080661 | -3.9344e-06 | -0.00013893 | -2.7834e-06 | 0.0034529 | 0.00072422 | 0 | 0 | 0 | 0 | 0 | 0 | 0 | 0 | 0 | 0 | 0 | 0.054757 | 0 | 0 | 0 | 0 | 0.88804 | 0 | 0 | 0
7 | 194 | 7 | 78.8 | 2.1082 | 87.0042 | 0 | 3.3805 | 0.012111 | 0.012111 | 78 | 78.1484 | 78 | 0.00014058 | 0.00031157 | 3.7888e-05 | 0 | 0 | 0.002645 | 0.0011385 | 2.046e-05 | 0.0013514 | 0.0011003 | 3.1475e-06 | 0.00011114 | 1.7849e-06 | 0.0043383 | 0.00091055 | 0 | 0 | 0 | 0 | 0 | 0 | 0.6971 | 0 | 0 | 0 | 0 | 0.25991 | 0 | 0 | 0 | 0 | 1.1512 | 0 | 0 | 0
7 | 194 | 8 | 82.4 | 3.3997 | 87.0042 | 0 | 3.3805 | 0.03112 | 0.03112 | 78 | 78.3814 | 78 | 0.00077317 | 0.0017136 | 0.00020838 | 0 | 0 | 0.0052206 | 0.0032013 | 0.00011398 | 0.0061212 | 0.0025259 | 1.7311e-05 | 0.0006113 | 0.00011498 | 0.0086767 | 0.0018211 | 0 | 0 | 0 | 0 | 0 | 0 | 1.7913 | 0 | 0 | 0 | 0 | 0.25991 | 0 | 0 | 0 | 0 | 1.3485 | 0 | 0 | 0
7 | 194 | 9 | 86 | 1.6095 | 87.0042 | 0 | 2.9298 | 0.037954 | 0 | 78 | 78.4651 | 78.4651 | 0.0014058 | 0.0031157 | 0.00037888 | 0 | 0 | 0.0057593 | 0.0054191 | 0.00020583 | 0.011019 | 0.0032162 | 3.1475e-05 | 0.0011114 | 0.00016732 | 0.0050623 | 0.0010617 | 0 | 0 | 0 | 0 | 0 | 0 | 0 | 0 | 0 | 0 | 0 | 0.22812 | 0 | 0 | 0 | 0 | 1.3814 | 0 | 0 | 0
7 | 194 | 10 | 86 | 1.6422 | 87.0042 | 0 | 2.9298 | 0.041519 | 0 | 78.4651 | 78.974 | 78.974 | 0.001324 | 0.0029345 | 0.00035685 | 0 | 0 | 0.0065772 | 0.0072727 | 0.00019413 | 0.014469 | 0.0033497 | 2.9645e-05 | 0.0010468 | 0.00021687 | 0.0030973 | 0.00065039 | 0 | 0 | 0 | 0 | 0 | 0 | 0 | 0 | 0 | 0 | 0 | 0.22787 | 0 | 0 | 0 | 0 | 1.4143 | 0 | 0 | 0
7 | 194 | 11 | 89.6 | 1.6748 | 87.0042 | 0 | 2.9298 | 0.04927 | 0 | 78.974 | 79.5778 | 79.5778 | 0.0018672 | 0.0041384 | 0.00050325 | 0 | 0 | 0.0073687 | 0.0083132 | 0.00027366 | 0.017413 | 0.003838 | 4.1807e-05 | 0.0014763 | 0.00028911 | 0.0030973 | 0.00065039 | 0 | 0 | 0 | 0 | 0 | 0 | 0 | 0 | 0 | 0 | 0 | 0.22758 | 0 | 0 | 0 | 0 | 1.4472 | 0 | 0 | 0
7 | 194 | 12 | 91.4 | 2.5689 | 87.0042 | 0 | 2.0734 | 0.051033 | 0.016579 | 79.5778 | 80.2032 | 80 | 0.0020774 | 0.0046043 | 0.0005599 | 0 | 0 | 0.0071477 | 0.0080382 | 0.00030382 | 0.017546 | 0.0037144 | 4.6514e-05 | 0.0016425 | 0.00035463 | 0.0041315 | 0.0008666 | 0 | 0 | 0 | 0 | 0 | 0 | 0.95433 | 0 | 0 | 0 | 0 | 0.1674 | 0 | 0 | 0 | 0 | 1.4472 | 0 | 0 | 0
7 | 194 | 13 | 91.4 | 4.721 | 87.0042 | 0 | 2.0734 | 0.054539 | 0.054539 | 80 | 80.6684 | 80 | 0.0020032 | 0.0044398 | 0.0005399 | 0 | 0 | 0.0080544 | 0.0093103 | 0.00029712 | 0.020025 | 0.003813 | 4.4852e-05 | 0.0015838 | 0.00067943 | 0.0030973 | 0.00065039 | 0 | 0 | 0 | 0 | 0 | 0 | 3.1393 | 0 | 0 | 0 | 0 | 0.1674 | 0 | 0 | 0 | 0 | 1.4143 | 0 | 0 | 0
7 | 194 | 14 | 91.4 | 4.335 | 87.0042 | 0 | 1.6677 | 0.048898 | 0.048898 | 80 | 80.5993 | 80 | 0.0020032 | 0.0044398 | 0.0005399 | 0 | 0 | 0.0075652 | 0.0075151 | 0.00029549 | 0.017076 | 0.0041727 | 4.4852e-05 | 0.0015838 | 0.00053713 | 0.0025838 | 0.00054141 | 0 | 0 | 0 | 0 | 0 | 0 | 2.8147 | 0 | 0 | 0 | 0 | 0.13899 | 0 | 0 | 0 | 0 | 1.3814 | 0 | 0 | 0
7 | 194 | 15 | 86.18 | 13.2709 | 87.0042 | 0 | 1.6677 | 0.041497 | 0.20469 | 80 | 80.5086 | 78 | 0.001086 | 0.0024068 | 0.00029268 | 0 | 0 | 0.0063484 | 0.007354 | 0.00016024 | 0.016077 | 0.003432 | 2.4315e-05 | 0.00085859 | 0.0002071 | 0.0026854 | 0.00056426 | 0 | 0 | 0 | 0 | 0 | 0 | 11.7824 | 0 | 0 | 0 | 0 | 0.13998 | 0 | 0 | 0 | 0 | 1.3485 | 0 | 0 | 0
7 | 194 | 16 | 80.6 | 3.4725 | 87.0042 | 0 | 1.6677 | 0.033325 | 0.033325 | 78 | 78.4084 | 78 | 0.00045688 | 0.0010126 | 0.00012314 | 0 | 0 | 0.0051092 | 0.006204 | 6.7404e-05 | 0.013778 | 0.002896 | 1.023e-05 | 0.00036122 | 5.6722e-05 | 0.0026854 | 0.00056426 | 0 | 0 | 0 | 0 | 0 | 0 | 1.9182 | 0 | 0 | 0 | 0 | 0.13998 | 0 | 0 | 0 | 0 | 1.4143 | 0 | 0 | 0
7 | 194 | 17 | 82.4 | 3.6041 | 87.0042 | 0 | 1.6677 | 0.031041 | 0.031041 | 78 | 78.3804 | 78 | 0.00077317 | 0.0017136 | 0.00020838 | 0 | 0 | 0.0049888 | 0.0041301 | 0.00011273 | 0.010513 | 0.0031688 | 1.7311e-05 | 0.0006113 | 5.2197e-05 | 0.0039265 | 0.00082442 | 0 | 0 | 0 | 0 | 0 | 0 | 1.7867 | 0 | 0 | 0 | 0 | 0.13998 | 0 | 0 | 0 | 0 | 1.6774 | 0 | 0 | 0
7 | 194 | 18 | 82.76 | 3.7207 | 87.0042 | 0 | 2.8396 | 0.024211 | 0.024211 | 78 | 78.2967 | 78 | 0.00083643 | 0.0018538 | 0.00022543 | 0 | 0 | 0.0038934 | 0.0019869 | 0.00012238 | 0.006507 | 0.0028877 | 1.8728e-05 | 0.00066131 | 9.4017e-05 | 0.0042349 | 0.00088946 | 0 | 0 | 0 | 0 | 0 | 0 | 1.3936 | 0 | 0 | 0 | 0 | 0.22204 | 0 | 0 | 0 | 0 | 2.105 | 0 | 0 | 0
7 | 194 | 19 | 82.4 | 3.2538 | 87.0042 | 0 | 2.8396 | 0.016672 | 0.016672 | 78 | 78.2043 | 78 | 0.00077317 | 0.0017136 | 0.00020838 | 0 | 0 | 0.0028001 | 0.00056865 | 0.00011421 | 0.002414 | 0.0017832 | 1.7311e-05 | 0.0006113 | 0.00016813 | 0.0045452 | 0.0009545 | 0 | 0 | 0 | 0 | 0 | 0 | 0.95964 | 0 | 0 | 0 | 0 | 0.22204 | 0 | 0 | 0 | 0 | 2.0721 | 0 | 0 | 0
7 | 194 | 20 | 80.6 | 2.7665 | 87.0042 | 0 | 2.8396 | 0.010491 | 0.010491 | 78 | 78.1286 | 78 | 0.00045688 | 0.0010126 | 0.00012314 | 0 | 0 | 0.00040612 | 9.9815e-05 | 6.7138e-05 | -0.00050572 | -0.00021982 | 1.023e-05 | 0.00036122 | 5.6722e-05 | 0.0071272 | 0.0014959 | 0 | 0 | 0 | 0 | 0 | 0 | 0.6039 | 0 | 0 | 0 | 0 | 0.22204 | 0 | 0 | 0 | 0 | 1.9405 | 0 | 0 | 0
7 | 194 | 21 | 78.8 | 2.6176 | 87.0042 | 0 | 2.8396 | 0.0096187 | 0.0096187 | 78 | 78.1179 | 78 | 0.00014058 | 0.00031157 | 3.7888e-05 | 0 | 0 | 0 | 0 | 2.0781e-05 | 0.00021567 | 0.00013078 | 3.1475e-06 | 0.00011114 | 2.407e-05 | 0.0071272 | 0.0014959 | 0 | 0 | 0 | 0 | 0 | 0 | 0.55366 | 0 | 0 | 0 | 0 | 0.22204 | 0 | 0 | 0 | 0 | 1.8419 | 0 | 0 | 0
7 | 194 | 22 | 78.8 | 2.5025 | 87.0042 | 0 | 2.2987 | 0.0099921 | 0.0099921 | 78 | 78.1225 | 78 | 0.00014058 | 0.00031157 | 3.7888e-05 | 0 | 0 | 0 | 0 | 2.0696e-05 | 0.00021567 | 0.00013075 | 3.1475e-06 | 0.00011114 | 1.8677e-05 | 0.0074411 | 0.0015609 | 0 | 0 | 0 | 0 | 0 | 0 | 0.57516 | 0 | 0 | 0 | 0 | 0.18416 | 0 | 0 | 0 | 0 | 1.7432 | 0 | 0 | 0
7 | 194 | 23 | 78.8 | 2.2389 | 87.0042 | 0 | 2.2987 | 0.0099831 | 0.0099831 | 78 | 78.1223 | 78 | 0.00014058 | 0.00031157 | 3.7888e-05 | 0 | 0 | 0 | 0 | 2.0567e-05 | 0.00021567 | 0.00013072 | 3.1475e-06 | 0.00011114 | 9.8296e-06 | 0.0074411 | 0.0015609 | 0 | 0 | 0 | 0 | 0 | 0 | 0.57464 | 0 | 0 | 0 | 0 | 0.18416 | 0 | 0 | 0 | 0 | 1.4801 | 0 | 0 | 0
7 | 194 | 24 | 80.6 | 1.9196 | 87.0042 | 0 | 0.38312 | 0.011339 | 0.011339 | 78 | 78.139 | 78 | 0.00045688 | 0.0010126 | 0.00012314 | 0 | 0 | 0 | 0 | 6.7213e-05 | 0.00070093 | 0.00042493 | 1.023e-05 | 0.00036122 | 5.6722e-05 | 0.0067153 | 0.0014098 | 0 | 0 | 0 | 0 | 0 | 0 | 0.65268 | 0 | 0 | 0 | 0 | 0.050022 | 0 | 0 | 0 | 0 | 1.2169 | 0 | 0 | 0
7 | 195 | 1 | 80.6 | 1.3028 | 87.0629 | 0 | 0.38258 | 0.0057663 | 0.0057663 | 78 | 78.0707 | 78 | 0.00045688 | 0.0010126 | 0.00012314 | 0 | 0 | 0 | 0 | 6.7677e-05 | 0.00070093 | 0.00042506 | 1.023e-05 | 0.00036122 | 0.00010779 | 0.0020667 | 0.00043418 | 0 | 0 | 0 | 0 | 0 | 0 | 0.33192 | 0 | 0 | 0 | 0 | 0.049943 | 0 | 0 | 0 | 0 | 0.92093 | 0 | 0 | 0
7 | 195 | 2 | 80.6 | 1.234 | 87.0629 | 0 | 0.38258 | 0.0057145 | 0.0057145 | 78 | 78.07 | 78 | 0.00045688 | 0.0010126 | 0.00012314 | 0 | 0 | 0 | 0 | 6.7083e-05 | 0.00070093 | 0.0004249 | 1.023e-05 | 0.00036122 | 5.6722e-05 | 0.0020667 | 0.00043418 | 0 | 0 | 0 | 0 | 0 | 0 | 0.32893 | 0 | 0 | 0 | 0 | 0.049943 | 0 | 0 | 0 | 0 | 0.85515 | 0 | 0 | 0
7 | 195 | 3 | 78.8 | 1.0735 | 87.0629 | 0 | 0.38258 | 0.0034965 | 0.0034965 | 78 | 78.0428 | 78 | 0.00014058 | 0.00031157 | 3.7888e-05 | 0 | 0 | 0 | 0 | 2.0781e-05 | 0.00021567 | 0.00013078 | 3.1475e-06 | 0.00011114 | 2.407e-05 | 0.0020667 | 0.00043418 | 0 | 0 | 0 | 0 | 0 | 0 | 0.20126 | 0 | 0 | 0 | 0 | 0.049943 | 0 | 0 | 0 | 0 | 0.82226 | 0 | 0 | 0
7 | 195 | 4 | 78.8 | 1.0422 | 87.0629 | 0 | 0.38258 | 0.0035247 | 0.0035247 | 78 | 78.0432 | 78 | 0.00014058 | 0.00031157 | 3.7888e-05 | 0 | 0 | 0 | 0 | 2.0999e-05 | 0.00021567 | 0.00013084 | 3.1475e-06 | 0.00011114 | 5.2e-05 | 0.0020667 | 0.00043418 | 0 | 0 | 0 | 0 | 0 | 0 | 0.20288 | 0 | 0 | 0 | 0 | 0.049943 | 0 | 0 | 0 | 0 | 0.78937 | 0 | 0 | 0
7 | 195 | 5 | 77 | 0.83931 | 87.0629 | 0 | 0.38258 | 0.00082166 | 0 | 78 | 78.0101 | 78 | -0.00017572 | -0.00038946 | -4.736e-05 | 0 | 0 | 0 | 0 | -2.5984e-05 | -0.00026959 | -0.00016347 | -3.9344e-06 | -0.00013893 | -3.0549e-05 | 0.0020667 | 0.00043418 | 0 | 0 | 0 | 0 | 0 | 0 | 0 | 0 | 0 | 0 | 0 | 0.049943 | 0 | 0 | 0 | 0 | 0.78937 | 0 | 0 | 0
7 | 195 | 6 | 77 | 0.9427 | 87.0629 | 0 | 0.45009 | 0.0020227 | 0 | 78 | 78.0248 | 78 | -0.00017572 | -0.00038946 | -4.736e-05 | 0 | 0 | 0.00016003 | 5.7451e-05 | -2.6167e-05 | -0.00049636 | -0.00031525 | -3.9344e-06 | -0.00013893 | -5.4522e-05 | 0.0034529 | 0.00072422 | 0 | 0 | 0 | 0 | 0 | 0 | 0 | 0 | 0 | 0 | 0 | 0.054663 | 0 | 0 | 0 | 0 | 0.88804 | 0 | 0 | 0
7 | 195 | 7 | 75.2 | 1.4104 | 87.0629 | 0 | 3.3757 | 0.0086794 | 0 | 78 | 78.1064 | 78 | -0.00049202 | -0.0010905 | -0.00013261 | 0 | 0 | 0.0029114 | 0.001238 | -7.3347e-05 | 0.00086502 | 0.00076731 | -1.1016e-05 | -0.00038901 | -0.00016274 | 0.0043383 | 0.00091055 | 0 | 0 | 0 | 0 | 0 | 0 | 0 | 0 | 0 | 0 | 0 | 0.25921 | 0 | 0 | 0 | 0 | 1.1512 | 0 | 0 | 0
7 | 195 | 8 | 73.4 | 1.6077 | 87.0629 | 0 | 3.3757 | 0.020343 | 0 | 78 | 78.2493 | 78 | -0.00080832 | -0.0017915 | -0.00021786 | 0 | 0 | 0.0051811 | 0.0032194 | -0.00011785 | 0.0039166 | 0.0011781 | -1.8098e-05 | -0.00063908 | -5.6948e-05 | 0.0086767 | 0.0018211 | 0 | 0 | 0 | 0 | 0 | 0 | 0 | 0 | 0 | 0 | 0 | 0.25921 | 0 | 0 | 0 | 0 | 1.3485 | 0 | 0 | 0
7 | 195 | 9 | 73.4 | 1.609 | 87.0629 | 0 | 2.9256 | 0.023167 | 0 | 78 | 78.2839 | 78.2839 | -0.00080832 | -0.0017915 | -0.00021786 | 0 | 0 | 0.0064284 | 0.0050737 | -0.00011733 | 0.0077009 | 0.0014889 | -1.8098e-05 | -0.00063908 | -5.6948e-05 | 0.0050623 | 0.0010617 | 0 | 0 | 0 | 0 | 0 | 0 | 0 | 0 | 0 | 0 | 0 | 0.2276 | 0 | 0 | 0 | 0 | 1.3814 | 0 | 0 | 0
7 | 195 | 10 | 71.6 | 1.6417 | 87.0629 | 0 | 2.9256 | 0.022568 | 0 | 78.2839 | 78.5605 | 78.5605 | -0.0011745 | -0.0026031 | -0.00031655 | 0 | 0 | 0.0064253 | 0.006713 | -0.00017293 | 0.010068 | 0.0010469 | -2.6297e-05 | -0.0009286 | -0.00021021 | 0.0030973 | 0.00065039 | 0 | 0 | 0 | 0 | 0 | 0 | 0 | 0 | 0 | 0 | 0 | 0.22747 | 0 | 0 | 0 | 0 | 1.4143 | 0 | 0 | 0
7 | 195 | 11 | 73.4 | 1.6745 | 87.0629 | 0 | 2.9256 | 0.031563 | 0 | 78.5605 | 78.9473 | 78.9473 | -0.00090681 | -0.0020098 | -0.0002444 | 0 | 0 | 0.0070632 | 0.0088079 | -0.00013278 | 0.01469 | 0.0014049 | -2.0304e-05 | -0.00071695 | -0.00011951 | 0.0030973 | 0.00065039 | 0 | 0 | 0 | 0 | 0 | 0 | 0 | 0 | 0 | 0 | 0 | 0.22728 | 0 | 0 | 0 | 0 | 1.4472 | 0 | 0 | 0
7 | 195 | 12 | 77 | 1.6144 | 87.0629 | 0 | 2.0704 | 0.035649 | 0 | 78.9473 | 79.3842 | 79.3842 | -0.00034218 | -0.00075839 | -9.2224e-05 | 0 | 0 | 0.0062779 | 0.0089623 | -5.0383e-05 | 0.015813 | 0.0011579 | -7.6615e-06 | -0.00027054 | -3.9379e-05 | 0.0041315 | 0.0008666 | 0 | 0 | 0 | 0 | 0 | 0 | 0 | 0 | 0 | 0 | 0 | 0.16727 | 0 | 0 | 0 | 0 | 1.4472 | 0 | 0 | 0
7 | 195 | 13 | 78.8 | 1.5813 | 87.0629 | 0 | 2.0704 | 0.037871 | 0 | 79.3842 | 79.8483 | 79.8483 | -0.00010265 | -0.00022751 | -2.7667e-05 | 0 | 0 | 0.0071525 | 0.0090353 | -1.5051e-05 | 0.016736 | 0.001662 | -2.2984e-06 | -8.1161e-05 | -6.8516e-06 | 0.0030973 | 0.00065039 | 0 | 0 | 0 | 0 | 0 | 0 | 0 | 0 | 0 | 0 | 0 | 0.16705 | 0 | 0 | 0 | 0 | 1.4143 | 0 | 0 | 0
7 | 195 | 14 | 82.4 | 2.9781 | 87.0629 | 0 | 1.6653 | 0.03771 | 0.025331 | 79.8483 | 80.3104 | 80 | 0.00044839 | 0.00099378 | 0.00012085 | 0 | 0 | 0.0059559 | 0.0080099 | 6.6081e-05 | 0.01614 | 0.0024304 | 1.004e-05 | 0.00035451 | 5.5369e-05 | 0.0025838 | 0.00054141 | 0 | 0 | 0 | 0 | 0 | 0 | 1.4581 | 0 | 0 | 0 | 0 | 0.13865 | 0 | 0 | 0 | 0 | 1.3814 | 0 | 0 | 0
7 | 195 | 15 | 86 | 13.3279 | 87.0629 | 0 | 1.6653 | 0.042493 | 0.20569 | 80 | 80.5208 | 78 | 0.0010543 | 0.0023367 | 0.00028416 | 0 | 0 | 0.0066741 | 0.0075012 | 0.00015512 | 0.016561 | 0.0036683 | 2.3607e-05 | 0.00083359 | 0.00015101 | 0.0026854 | 0.00056426 | 0 | 0 | 0 | 0 | 0 | 0 | 11.8397 | 0 | 0 | 0 | 0 | 0.13963 | 0 | 0 | 0 | 0 | 1.3485 | 0 | 0 | 0
7 | 195 | 16 | 87.8 | 3.9044 | 87.0629 | 0 | 1.6653 | 0.040835 | 0.040835 | 78 | 78.5004 | 78 | 0.0017221 | 0.0038167 | 0.00046413 | 0 | 0 | 0.0048987 | 0.005897 | 0.0002549 | 0.014789 | 0.0038545 | 3.8557e-05 | 0.0013615 | 0.00048747 | 0.0026854 | 0.00056426 | 0 | 0 | 0 | 0 | 0 | 0 | 2.3505 | 0 | 0 | 0 | 0 | 0.13963 | 0 | 0 | 0 | 0 | 1.4143 | 0 | 0 | 0
7 | 195 | 17 | 87.8 | 4.1113 | 87.0629 | 0 | 1.6653 | 0.039858 | 0.039858 | 78 | 78.4885 | 78 | 0.0017221 | 0.0038167 | 0.00046413 | 0 | 0 | 0.0051958 | 0.0044012 | 0.00025395 | 0.012983 | 0.0044419 | 3.8557e-05 | 0.0013615 | 0.00042853 | 0.0039265 | 0.00082442 | 0 | 0 | 0 | 0 | 0 | 0 | 2.2943 | 0 | 0 | 0 | 0 | 0.13963 | 0 | 0 | 0 | 0 | 1.6774 | 0 | 0 | 0
7 | 195 | 18 | 87.26 | 4.0137 | 87.0629 | 0 | 2.8356 | 0.029312 | 0.029312 | 78 | 78.3592 | 78 | 0.0016272 | 0.0036064 | 0.00043855 | 0 | 0 | 0.0035887 | 0.0018704 | 0.00024024 | 0.0074974 | 0.003569 | 3.6433e-05 | 0.0012865 | 0.00042703 | 0.0042349 | 0.00088946 | 0 | 0 | 0 | 0 | 0 | 0 | 1.6872 | 0 | 0 | 0 | 0 | 0.22145 | 0 | 0 | 0 | 0 | 2.105 | 0 | 0 | 0
7 | 195 | 19 | 86 | 3.5775 | 87.0629 | 0 | 2.8356 | 0.022306 | 0.022306 | 78 | 78.2734 | 78 | 0.0014058 | 0.0031157 | 0.00037888 | 0 | 0 | 0.0029447 | 0.00058811 | 0.00020762 | 0.0039349 | 0.0027203 | 3.1475e-05 | 0.0011114 | 0.00036783 | 0.0045452 | 0.0009545 | 0 | 0 | 0 | 0 | 0 | 0 | 1.284 | 0 | 0 | 0 | 0 | 0.22145 | 0 | 0 | 0 | 0 | 2.0721 | 0 | 0 | 0
7 | 195 | 20 | 80.6 | 2.8035 | 87.0629 | 0 | 2.8356 | 0.011144 | 0.011144 | 78 | 78.1366 | 78 | 0.00045688 | 0.0010126 | 0.00012314 | 0 | 0 | 0.00055018 | 0.00010126 | 6.7693e-05 | -0.00029202 | 4.1277e-05 | 1.023e-05 | 0.00036122 | 8.8912e-05 | 0.0071272 | 0.0014959 | 0 | 0 | 0 | 0 | 0 | 0 | 0.64149 | 0 | 0 | 0 | 0 | 0.22145 | 0 | 0 | 0 | 0 | 1.9405 | 0 | 0 | 0
7 | 195 | 21 | 78.8 | 2.6157 | 87.0629 | 0 | 2.8356 | 0.0095959 | 0.0095959 | 78 | 78.1176 | 78 | 0.00014058 | 0.00031157 | 3.7888e-05 | 0 | 0 | 0 | 0 | 2.0445e-05 | 0.00021567 | 0.00013065 | 3.1475e-06 | 0.00011114 | 1.7849e-06 | 0.0071272 | 0.0014959 | 0 | 0 | 0 | 0 | 0 | 0 | 0.55235 | 0 | 0 | 0 | 0 | 0.22145 | 0 | 0 | 0 | 0 | 1.8419 | 0 | 0 | 0
7 | 195 | 22 | 78.8 | 2.501 | 87.0629 | 0 | 2.2955 | 0.0099747 | 0.0099747 | 78 | 78.1222 | 78 | 0.00014058 | 0.00031157 | 3.7888e-05 | 0 | 0 | 0 | 0 | 2.0319e-05 | 0.00021567 | 0.00013065 | 3.1475e-06 | 0.00011114 | 1.7849e-06 | 0.0074411 | 0.0015609 | 0 | 0 | 0 | 0 | 0 | 0 | 0.57416 | 0 | 0 | 0 | 0 | 0.18369 | 0 | 0 | 0 | 0 | 1.7432 | 0 | 0 | 0
7 | 195 | 23 | 77 | 1.6637 | 87.0629 | 0 | 2.2955 | 0.0062141 | 0 | 78 | 78.0762 | 78 | -0.00017572 | -0.00038946 | -4.736e-05 | 0 | 0 | 0 | 0 | -2.5772e-05 | -0.00026959 | -0.00016341 | -3.9344e-06 | -0.00013893 | -1.2803e-05 | 0.0074411 | 0.0015609 | 0 | 0 | 0 | 0 | 0 | 0 | 0 | 0 | 0 | 0 | 0 | 0.18369 | 0 | 0 | 0 | 0 | 1.4801 | 0 | 0 | 0
7 | 195 | 24 | 78.8 | 1.791 | 87.0629 | 0 | 0.38258 | 0.0091062 | 0.0091062 | 78 | 78.1116 | 78 | 0.00014058 | 0.00031157 | 3.7888e-05 | 0 | 0 | 0 | 0 | 2.0617e-05 | 0.00021567 | 0.00013073 | 3.1475e-06 | 0.00011114 | 9.8296e-06 | 0.0067153 | 0.0014098 | 0 | 0 | 0 | 0 | 0 | 0 | 0.52417 | 0 | 0 | 0 | 0 | 0.049943 | 0 | 0 | 0 | 0 | 1.2169 | 0 | 0 | 0
7 | 196 | 1 | 77 | 0.9708 | 87.1176 | 0 | 0.38207 | 0.00084994 | 0 | 78 | 78.0104 | 78 | -0.00017572 | -0.00038946 | -4.736e-05 | 0 | 0 | 0 | 0 | -2.5579e-05 | -0.00026959 | -0.00016336 | -3.9344e-06 | -0.00013893 | -2.7834e-06 | 0.0020667 | 0.00043418 | 0 | 0 | 0 | 0 | 0 | 0 | 0 | 0 | 0 | 0 | 0 | 0.049869 | 0 | 0 | 0 | 0 | 0.92093 | 0 | 0 | 0
7 | 196 | 2 | 77 | 0.90502 | 87.1176 | 0 | 0.38207 | 0.00084717 | 0 | 78 | 78.0104 | 78 | -0.00017572 | -0.00038946 | -4.736e-05 | 0 | 0 | 0 | 0 | -2.5543e-05 | -0.00026959 | -0.00016335 | -3.9344e-06 | -0.00013893 | -5.6016e-06 | 0.0020667 | 0.00043418 | 0 | 0 | 0 | 0 | 0 | 0 | 0 | 0 | 0 | 0 | 0 | 0.049869 | 0 | 0 | 0 | 0 | 0.85515 | 0 | 0 | 0
7 | 196 | 3 | 77 | 0.87212 | 87.1176 | 0 | 0.38207 | 0.00083976 | 0 | 78 | 78.0103 | 78 | -0.00017572 | -0.00038946 | -4.736e-05 | 0 | 0 | 0 | 0 | -2.5711e-05 | -0.00026959 | -0.0001634 | -3.9344e-06 | -0.00013893 | -1.2803e-05 | 0.0020667 | 0.00043418 | 0 | 0 | 0 | 0 | 0 | 0 | 0 | 0 | 0 | 0 | 0 | 0.049869 | 0 | 0 | 0 | 0 | 0.82226 | 0 | 0 | 0
7 | 196 | 4 | 77 | 0.83923 | 87.1176 | 0 | 0.38207 | 0.00084471 | 0 | 78 | 78.0104 | 78 | -0.00017572 | -0.00038946 | -4.736e-05 | 0 | 0 | 0 | 0 | -2.561e-05 | -0.00026959 | -0.00016337 | -3.9344e-06 | -0.00013893 | -7.9807e-06 | 0.0020667 | 0.00043418 | 0 | 0 | 0 | 0 | 0 | 0 | 0 | 0 | 0 | 0 | 0 | 0.049869 | 0 | 0 | 0 | 0 | 0.78937 | 0 | 0 | 0
7 | 196 | 5 | 78.8 | 1.0392 | 87.1176 | 0 | 0.38207 | 0.0034738 | 0.0034738 | 78 | 78.0426 | 78 | 0.00014058 | 0.00031157 | 3.7888e-05 | 0 | 0 | 0 | 0 | 2.0461e-05 | 0.00021567 | 0.00013069 | 3.1475e-06 | 0.00011114 | 1.7849e-06 | 0.0020667 | 0.00043418 | 0 | 0 | 0 | 0 | 0 | 0 | 0.19995 | 0 | 0 | 0 | 0 | 0.049869 | 0 | 0 | 0 | 0 | 0.78937 | 0 | 0 | 0
7 | 196 | 6 | 77 | 0.94261 | 87.1176 | 0 | 0.4495 | 0.0020321 | 0 | 78 | 78.0249 | 78 | -0.00017572 | -0.00038946 | -4.736e-05 | 0 | 0 | 0.00020314 | 6.0995e-05 | -2.5579e-05 | -0.0005637 | -0.00033744 | -3.9344e-06 | -0.00013893 | -2.7834e-06 | 0.0034529 | 0.00072422 | 0 | 0 | 0 | 0 | 0 | 0 | 0 | 0 | 0 | 0 | 0 | 0.054576 | 0 | 0 | 0 | 0 | 0.88804 | 0 | 0 | 0
7 | 196 | 7 | 78.8 | 2.0155 | 87.1176 | 0 | 3.3712 | 0.010524 | 0.010524 | 78 | 78.129 | 78 | 0.00014058 | 0.00031157 | 3.7888e-05 | 0 | 0 | 0.0020176 | 0.00081042 | 2.0843e-05 | 0.0012497 | 0.00054216 | 3.1475e-06 | 0.00011114 | 3.0014e-05 | 0.0043383 | 0.00091055 | 0 | 0 | 0 | 0 | 0 | 0 | 0.60577 | 0 | 0 | 0 | 0 | 0.25856 | 0 | 0 | 0 | 0 | 1.1512 | 0 | 0 | 0
7 | 196 | 8 | 80.6 | 3.2908 | 87.1176 | 0 | 3.3712 | 0.029252 | 0.029252 | 78 | 78.3585 | 78 | 0.00045688 | 0.0010126 | 0.00012314 | 0 | 0 | 0.0052687 | 0.0032002 | 6.7755e-05 | 0.0058138 | 0.002332 | 1.023e-05 | 0.00036122 | 0.00010779 | 0.0086767 | 0.0018211 | 0 | 0 | 0 | 0 | 0 | 0 | 1.6838 | 0 | 0 | 0 | 0 | 0.25856 | 0 | 0 | 0 | 0 | 1.3485 | 0 | 0 | 0
7 | 196 | 9 | 82.4 | 1.6084 | 87.1176 | 0 | 2.9217 | 0.03199 | 0 | 78 | 78.392 | 78.392 | 0.00077317 | 0.0017136 | 0.00020838 | 0 | 0 | 0.0053559 | 0.0049913 | 0.00011528 | 0.0093359 | 0.0024743 | 1.7311e-05 | 0.0006113 | 0.00026958 | 0.0050623 | 0.0010617 | 0 | 0 | 0 | 0 | 0 | 0 | 0 | 0 | 0 | 0 | 0 | 0.22698 | 0 | 0 | 0 | 0 | 1.3814 | 0 | 0 | 0
7 | 196 | 10 | 84.2 | 1.641 | 87.1176 | 0 | 2.9217 | 0.038879 | 0 | 78.392 | 78.8685 | 78.8685 | 0.0010206 | 0.0022619 | 0.00027506 | 0 | 0 | 0.007007 | 0.0067244 | 0.00015181 | 0.013306 | 0.0032309 | 2.2851e-05 | 0.00080691 | 0.00032447 | 0.0030973 | 0.00065039 | 0 | 0 | 0 | 0 | 0 | 0 | 0 | 0 | 0 | 0 | 0 | 0.22675 | 0 | 0 | 0 | 0 | 1.4143 | 0 | 0 | 0
7 | 196 | 11 | 84.2 | 1.6737 | 87.1176 | 0 | 2.9217 | 0.041993 | 0 | 78.8685 | 79.3832 | 79.3832 | 0.00093686 | 0.0020764 | 0.0002525 | 0 | 0 | 0.007122 | 0.0080777 | 0.00013883 | 0.015711 | 0.0029169 | 2.0976e-05 | 0.00074071 | 0.00025206 | 0.0030973 | 0.00065039 | 0 | 0 | 0 | 0 | 0 | 0 | 0 | 0 | 0 | 0 | 0 | 0.2265 | 0 | 0 | 0 | 0 | 1.4472 | 0 | 0 | 0
7 | 196 | 12 | 86 | 1.6138 | 87.1176 | 0 | 2.0677 | 0.044766 | 0 | 79.3832 | 79.9318 | 79.9318 | 0.0011627 | 0.002577 | 0.00031337 | 0 | 0 | 0.0073924 | 0.007976 | 0.00017209 | 0.016053 | 0.0028915 | 2.6033e-05 | 0.00091929 | 0.00028474 | 0.0041315 | 0.0008666 | 0 | 0 | 0 | 0 | 0 | 0 | 0 | 0 | 0 | 0 | 0 | 0.1666 | 0 | 0 | 0 | 0 | 1.4472 | 0 | 0 | 0
7 | 196 | 13 | 86 | 3.9579 | 87.1176 | 0 | 2.0677 | 0.046863 | 0.041296 | 79.9318 | 80.5061 | 80 | 0.0010663 | 0.0023633 | 0.00028739 | 0 | 0 | 0.0071141 | 0.0093973 | 0.0001576 | 0.01895 | 0.0026582 | 2.3875e-05 | 0.00084307 | 0.00025397 | 0.0030973 | 0.00065039 | 0 | 0 | 0 | 0 | 0 | 0 | 2.377 | 0 | 0 | 0 | 0 | 0.16657 | 0 | 0 | 0 | 0 | 1.4143 | 0 | 0 | 0
7 | 196 | 14 | 86 | 4.1556 | 87.1176 | 0 | 1.6631 | 0.045792 | 0.045792 | 80 | 80.5612 | 80 | 0.0010543 | 0.0023367 | 0.00028416 | 0 | 0 | 0.0073066 | 0.0087149 | 0.00015493 | 0.01834 | 0.0034396 | 2.3607e-05 | 0.00083359 | 0.00017925 | 0.0025838 | 0.00054141 | 0 | 0 | 0 | 0 | 0 | 0 | 2.6359 | 0 | 0 | 0 | 0 | 0.13832 | 0 | 0 | 0 | 0 | 1.3814 | 0 | 0 | 0
7 | 196 | 15 | 87.8 | 13.4135 | 87.1176 | 0 | 1.6631 | 0.043987 | 0.20718 | 80 | 80.5391 | 78 | 0.0013706 | 0.0030378 | 0.00036941 | 0 | 0 | 0.0058781 | 0.0076369 | 0.00020011 | 0.017236 | 0.0037351 | 3.0689e-05 | 0.0010837 | 0.00015932 | 0.0026854 | 0.00056426 | 0 | 0 | 0 | 0 | 0 | 0 | 11.9257 | 0 | 0 | 0 | 0 | 0.13931 | 0 | 0 | 0 | 0 | 1.3485 | 0 | 0 | 0
7 | 196 | 16 | 89.6 | 4.1605 | 87.1176 | 0 | 1.6631 | 0.045289 | 0.045289 | 78 | 78.555 | 78 | 0.0020384 | 0.0045177 | 0.00054938 | 0 | 0 | 0.0060388 | 0.0061812 | 0.00030031 | 0.015805 | 0.0044595 | 4.5639e-05 | 0.0016116 | 0.00049149 | 0.0026854 | 0.00056426 | 0 | 0 | 0 | 0 | 0 | 0 | 2.6069 | 0 | 0 | 0 | 0 | 0.13931 | 0 | 0 | 0 | 0 | 1.4143 | 0 | 0 | 0
7 | 196 | 17 | 89.6 | 4.1486 | 87.1176 | 0 | 1.6631 | 0.040511 | 0.040511 | 78 | 78.4965 | 78 | 0.0020384 | 0.0045177 | 0.00054938 | 0 | 0 | 0.0051925 | 0.0041294 | 0.00029911 | 0.012489 | 0.0044462 | 4.5639e-05 | 0.0016116 | 0.00044075 | 0.0039265 | 0.00082442 | 0 | 0 | 0 | 0 | 0 | 0 | 2.3319 | 0 | 0 | 0 | 0 | 0.13931 | 0 | 0 | 0 | 0 | 1.6774 | 0 | 0 | 0
7 | 196 | 18 | 89.6 | 4.1677 | 87.1176 | 0 | 2.8318 | 0.031997 | 0.031997 | 78 | 78.3921 | 78 | 0.0020384 | 0.0045177 | 0.00054938 | 0 | 0 | 0.0037411 | 0.0018832 | 0.00029992 | 0.0078908 | 0.0038039 | 4.5639e-05 | 0.0016116 | 0.00049149 | 0.0042349 | 0.00088946 | 0 | 0 | 0 | 0 | 0 | 0 | 1.8418 | 0 | 0 | 0 | 0 | 0.2209 | 0 | 0 | 0 | 0 | 2.105 | 0 | 0 | 0
7 | 196 | 19 | 89.6 | 3.7618 | 87.1176 | 0 | 2.8318 | 0.025518 | 0.025518 | 78 | 78.3127 | 78 | 0.0020384 | 0.0045177 | 0.00054938 | 0 | 0 | 0.0027428 | 0.00061822 | 0.00030151 | 0.0042099 | 0.0027628 | 4.5639e-05 | 0.0016116 | 0.00061981 | 0.0045452 | 0.0009545 | 0 | 0 | 0 | 0 | 0 | 0 | 1.4688 | 0 | 0 | 0 | 0 | 0.2209 | 0 | 0 | 0 | 0 | 2.0721 | 0 | 0 | 0
7 | 196 | 20 | 87.8 | 3.3224 | 87.1176 | 0 | 2.8318 | 0.020169 | 0.020169 | 78 | 78.2472 | 78 | 0.0017221 | 0.0038167 | 0.00046413 | 0 | 0 | 0.00042227 | 9.4328e-05 | 0.00025575 | 0.0016319 | 0.0011146 | 3.8557e-05 | 0.0013615 | 0.00062438 | 0.0071272 | 0.0014959 | 0 | 0 | 0 | 0 | 0 | 0 | 1.161 | 0 | 0 | 0 | 0 | 0.2209 | 0 | 0 | 0 | 0 | 1.9405 | 0 | 0 | 0
7 | 196 | 21 | 86 | 3.1366 | 87.1176 | 0 | 2.8318 | 0.018656 | 0.018656 | 78 | 78.2286 | 78 | 0.0014058 | 0.0031157 | 0.00037888 | 0 | 0 | 0 | 0 | 0.00020697 | 0.0021567 | 0.0013076 | 3.1475e-05 | 0.0011114 | 0.00031869 | 0.0071272 | 0.0014959 | 0 | 0 | 0 | 0 | 0 | 0 | 1.0739 | 0 | 0 | 0 | 0 | 0.2209 | 0 | 0 | 0 | 0 | 1.8419 | 0 | 0 | 0
7 | 196 | 22 | 84.2 | 2.893 | 87.1176 | 0 | 2.2924 | 0.016793 | 0.016793 | 78 | 78.2058 | 78 | 0.0010895 | 0.0024146 | 0.00029363 | 0 | 0 | 0 | 0 | 0.00016092 | 0.0016714 | 0.0010135 | 2.4393e-05 | 0.00086137 | 0.00026124 | 0.0074411 | 0.0015609 | 0 | 0 | 0 | 0 | 0 | 0 | 0.9666 | 0 | 0 | 0 | 0 | 0.18324 | 0 | 0 | 0 | 0 | 1.7432 | 0 | 0 | 0
7 | 196 | 23 | 82.4 | 2.4971 | 87.1176 | 0 | 2.2924 | 0.014485 | 0.014485 | 78 | 78.1775 | 78 | 0.00077317 | 0.0017136 | 0.00020838 | 0 | 0 | 0 | 0 | 0.00011391 | 0.0011862 | 0.00071917 | 1.7311e-05 | 0.0006113 | 0.00013988 | 0.0074411 | 0.0015609 | 0 | 0 | 0 | 0 | 0 | 0 | 0.83377 | 0 | 0 | 0 | 0 | 0.18324 | 0 | 0 | 0 | 0 | 1.4801 | 0 | 0 | 0
7 | 196 | 24 | 80.6 | 1.9172 | 87.1176 | 0 | 0.38207 | 0.0113 | 0.0113 | 78 | 78.1385 | 78 | 0.00045688 | 0.0010126 | 0.00012314 | 0 | 0 | 0 | 0 | 6.6369e-05 | 0.00070093 | 0.00042471 | 1.023e-05 | 0.00036122 | 1.8529e-05 | 0.0067153 | 0.0014098 | 0 | 0 | 0 | 0 | 0 | 0 | 0.65042 | 0 | 0 | 0 | 0 | 0.049869 | 0 | 0 | 0 | 0 | 1.2169 | 0 | 0 | 0
7 | 197 | 1 | 80.6 | 1.2997 | 87.1683 | 0 | 0.3816 | 0.0057145 | 0.0057145 | 78 | 78.07 | 78 | 0.00045688 | 0.0010126 | 0.00012314 | 0 | 0 | 0 | 0 | 6.7088e-05 | 0.00070093 | 0.0004249 | 1.023e-05 | 0.00036122 | 5.6722e-05 | 0.0020667 | 0.00043418 | 0 | 0 | 0 | 0 | 0 | 0 | 0.32894 | 0 | 0 | 0 | 0 | 0.0498 | 0 | 0 | 0 | 0 | 0.92093 | 0 | 0 | 0
7 | 197 | 2 | 80.6 | 1.2348 | 87.1683 | 0 | 0.3816 | 0.0057299 | 0.0057299 | 78 | 78.0702 | 78 | 0.00045688 | 0.0010126 | 0.00012314 | 0 | 0 | 0 | 0 | 6.7287e-05 | 0.00070093 | 0.00042495 | 1.023e-05 | 0.00036122 | 7.1816e-05 | 0.0020667 | 0.00043418 | 0 | 0 | 0 | 0 | 0 | 0 | 0.32982 | 0 | 0 | 0 | 0 | 0.0498 | 0 | 0 | 0 | 0 | 0.85515 | 0 | 0 | 0
7 | 197 | 3 | 80.6 | 1.1995 | 87.1683 | 0 | 0.3816 | 0.0056889 | 0.0056889 | 78 | 78.0697 | 78 | 0.00045688 | 0.0010126 | 0.00012314 | 0 | 0 | 0 | 0 | 6.6631e-05 | 0.00070093 | 0.00042477 | 1.023e-05 | 0.00036122 | 3.1654e-05 | 0.0020667 | 0.00043418 | 0 | 0 | 0 | 0 | 0 | 0 | 0.32746 | 0 | 0 | 0 | 0 | 0.0498 | 0 | 0 | 0 | 0 | 0.82226 | 0 | 0 | 0
7 | 197 | 4 | 81.5 | 1.233 | 87.1683 | 0 | 0.3816 | 0.0068425 | 0.0068425 | 78 | 78.0839 | 78 | 0.00061503 | 0.0013631 | 0.00016576 | 0 | 0 | 0 | 0 | 9.0517e-05 | 0.00094356 | 0.00057204 | 1.377e-05 | 0.00048626 | 9.1642e-05 | 0.0020667 | 0.00043418 | 0 | 0 | 0 | 0 | 0 | 0 | 0.39386 | 0 | 0 | 0 | 0 | 0.0498 | 0 | 0 | 0 | 0 | 0.78937 | 0 | 0 | 0
7 | 197 | 5 | 82.4 | 1.3022 | 87.1683 | 0 | 0.3816 | 0.0080442 | 0.0080442 | 78 | 78.0986 | 78 | 0.00077317 | 0.0017136 | 0.00020838 | 0 | 0 | 0 | 0 | 0.00011463 | 0.0011862 | 0.00071936 | 1.7311e-05 | 0.0006113 | 0.00019938 | 0.0020667 | 0.00043418 | 0 | 0 | 0 | 0 | 0 | 0 | 0.46303 | 0 | 0 | 0 | 0 | 0.0498 | 0 | 0 | 0 | 0 | 0.78937 | 0 | 0 | 0
7 | 197 | 6 | 78.8 | 1.0914 | 87.1683 | 0 | 0.44894 | 0.0025864 | 0.0025864 | 78 | 78.0317 | 78 | 0.00014058 | 0.00031157 | 3.7888e-05 | 0 | 0 | 0.00011426 | 4.4257e-05 | 2.0915e-05 | -0.0010378 | -0.00064885 | 3.1475e-06 | 0.00011114 | 3.6442e-05 | 0.0034529 | 0.00072422 | 0 | 0 | 0 | 0 | 0 | 0 | 0.14888 | 0 | 0 | 0 | 0 | 0.054495 | 0 | 0 | 0 | 0 | 0.88804 | 0 | 0 | 0
7 | 197 | 7 | 73.4 | 1.4091 | 87.1683 | 0 | 3.3671 | 0.0016793 | 0 | 78 | 78.0206 | 78 | -0.00080832 | -0.0017915 | -0.00021786 | 0 | 0 | 0.00227 | 0.00093447 | -0.00012362 | -0.00087502 | -0.00056963 | -1.8098e-05 | -0.00063908 | -0.00082035 | 0.0043383 | 0.00091055 | 0 | 0 | 0 | 0 | 0 | 0 | 0 | 0 | 0 | 0 | 0 | 0.25795 | 0 | 0 | 0 | 0 | 1.1512 | 0 | 0 | 0
7 | 197 | 8 | 75.92 | 1.6065 | 87.1683 | 0 | 3.3671 | 0.021268 | 0 | 78 | 78.2606 | 78 | -0.0003655 | -0.00081007 | -9.8509e-05 | 0 | 0 | 0.0051402 | 0.0028085 | -5.478e-05 | 0.0035448 | 0.0010628 | -8.1836e-06 | -0.00028898 | -0.00015982 | 0.0086767 | 0.0018211 | 0 | 0 | 0 | 0 | 0 | 0 | 0 | 0 | 0 | 0 | 0 | 0.25795 | 0 | 0 | 0 | 0 | 1.3485 | 0 | 0 | 0
7 | 197 | 9 | 78.8 | 1.6079 | 87.1683 | 0 | 2.9181 | 0.02875 | 0 | 78 | 78.3523 | 78.3523 | 0.00014058 | 0.00031157 | 3.7888e-05 | 0 | 0 | 0.0067165 | 0.0046995 | 2.0587e-05 | 0.0083158 | 0.0022632 | 3.1475e-06 | 0.00011114 | 5.9584e-06 | 0.0050623 | 0.0010617 | 0 | 0 | 0 | 0 | 0 | 0 | 0 | 0 | 0 | 0 | 0 | 0.22648 | 0 | 0 | 0 | 0 | 1.3814 | 0 | 0 | 0
7 | 197 | 10 | 80.6 | 1.6405 | 87.1683 | 0 | 2.9181 | 0.03736 | 0 | 78.3523 | 78.8102 | 78.8102 | 0.00039496 | 0.00087537 | 0.00010645 | 0 | 0 | 0.0092056 | 0.0065901 | 5.8418e-05 | 0.012592 | 0.0033934 | 8.8433e-06 | 0.00031227 | 7.5072e-05 | 0.0030973 | 0.00065039 | 0 | 0 | 0 | 0 | 0 | 0 | 0 | 0 | 0 | 0 | 0 | 0.22625 | 0 | 0 | 0 | 0 | 1.4143 | 0 | 0 | 0
7 | 197 | 11 | 84.2 | 1.6732 | 87.1683 | 0 | 2.9181 | 0.04243 | 0 | 78.8102 | 79.3302 | 79.3302 | 0.00094711 | 0.0020991 | 0.00025526 | 0 | 0 | 0.0090155 | 0.0071021 | 0.00014175 | 0.014316 | 0.0036381 | 2.1206e-05 | 0.00074881 | 0.00039674 | 0.0030973 | 0.00065039 | 0 | 0 | 0 | 0 | 0 | 0 | 0 | 0 | 0 | 0 | 0 | 0.226 | 0 | 0 | 0 | 0 | 1.4472 | 0 | 0 | 0
7 | 197 | 12 | 89.6 | 1.8279 | 87.1683 | 0 | 2.0651 | 0.058384 | 0.003727 | 79.3302 | 80.0457 | 80 | 0.0018046 | 0.0039997 | 0.00048638 | 0 | 0 | 0.012062 | 0.0085898 | 0.00027385 | 0.018236 | 0.0050286 | 4.0406e-05 | 0.0014268 | 0.0014375 | 0.0041315 | 0.0008666 | 0 | 0 | 0 | 0 | 0 | 0 | 0.21453 | 0 | 0 | 0 | 0 | 0.1662 | 0 | 0 | 0 | 0 | 1.4472 | 0 | 0 | 0
7 | 197 | 13 | 93.2 | 4.8249 | 87.1683 | 0 | 2.0651 | 0.056364 | 0.056364 | 80 | 80.6908 | 80 | 0.0023195 | 0.0051408 | 0.00062515 | 0 | 0 | 0.010058 | 0.007942 | 0.00034968 | 0.017951 | 0.0048341 | 5.1934e-05 | 0.0018339 | 0.00151 | 0.0030973 | 0.00065039 | 0 | 0 | 0 | 0 | 0 | 0 | 3.2444 | 0 | 0 | 0 | 0 | 0.1662 | 0 | 0 | 0 | 0 | 1.4143 | 0 | 0 | 0
7 | 197 | 14 | 95 | 4.8067 | 87.1683 | 0 | 1.6611 | 0.05711 | 0.05711 | 80 | 80.6999 | 80 | 0.0026358 | 0.0058419 | 0.0007104 | 0 | 0 | 0.0080835 | 0.0085063 | 0.00039447 | 0.01957 | 0.004741 | 5.9016e-05 | 0.002084 | 0.0013589 | 0.0025838 | 0.00054141 | 0 | 0 | 0 | 0 | 0 | 0 | 3.2873 | 0 | 0 | 0 | 0 | 0.13803 | 0 | 0 | 0 | 0 | 1.3814 | 0 | 0 | 0
7 | 197 | 15 | 95 | 14.0078 | 87.1683 | 0 | 1.6611 | 0.054317 | 0.21751 | 80 | 80.6657 | 78 | 0.0026358 | 0.0058419 | 0.0007104 | 0 | 0 | 0.0074313 | 0.0074451 | 0.00039607 | 0.017982 | 0.0048619 | 5.9016e-05 | 0.002084 | 0.0016192 | 0.0026854 | 0.00056426 | 0 | 0 | 0 | 0 | 0 | 0 | 12.5203 | 0 | 0 | 0 | 0 | 0.13901 | 0 | 0 | 0 | 0 | 1.3485 | 0 | 0 | 0
7 | 197 | 16 | 95 | 4.4909 | 87.1683 | 0 | 1.6611 | 0.051034 | 0.051034 | 78 | 78.6254 | 78 | 0.0029873 | 0.0066208 | 0.00080512 | 0 | 0 | 0.0064348 | 0.0057733 | 0.00044674 | 0.015701 | 0.0049896 | 6.6885e-05 | 0.0023618 | 0.0015975 | 0.0026854 | 0.00056426 | 0 | 0 | 0 | 0 | 0 | 0 | 2.9376 | 0 | 0 | 0 | 0 | 0.13901 | 0 | 0 | 0 | 0 | 1.4143 | 0 | 0 | 0
7 | 197 | 17 | 95 | 4.5307 | 87.1683 | 0 | 1.6611 | 0.047155 | 0.047155 | 78 | 78.5779 | 78 | 0.0029873 | 0.0066208 | 0.00080512 | 0 | 0 | 0.0058351 | 0.0039919 | 0.00044551 | 0.012874 | 0.0049793 | 6.6885e-05 | 0.0023618 | 0.0014365 | 0.0039265 | 0.00082442 | 0 | 0 | 0 | 0 | 0 | 0 | 2.7143 | 0 | 0 | 0 | 0 | 0.13901 | 0 | 0 | 0 | 0 | 1.6774 | 0 | 0 | 0
7 | 197 | 18 | 93.2 | 4.5165 | 87.1683 | 0 | 2.8283 | 0.038065 | 0.038065 | 78 | 78.4665 | 78 | 0.002671 | 0.0059197 | 0.00071987 | 0 | 0 | 0.0045903 | 0.0020065 | 0.00040205 | 0.0084959 | 0.0041787 | 5.9803e-05 | 0.0021118 | 0.0017854 | 0.0042349 | 0.00088946 | 0 | 0 | 0 | 0 | 0 | 0 | 2.1911 | 0 | 0 | 0 | 0 | 0.22039 | 0 | 0 | 0 | 0 | 2.105 | 0 | 0 | 0
7 | 197 | 19 | 93.2 | 3.9334 | 87.1683 | 0 | 2.8283 | 0.028508 | 0.028508 | 78 | 78.3494 | 78 | 0.002671 | 0.0059197 | 0.00071987 | 0 | 0 | 0.0019655 | 0.00072387 | 0.00039623 | 0.0048069 | 0.002616 | 5.9803e-05 | 0.0021118 | 0.0010175 | 0.0045452 | 0.0009545 | 0 | 0 | 0 | 0 | 0 | 0 | 1.6409 | 0 | 0 | 0 | 0 | 0.22039 | 0 | 0 | 0 | 0 | 2.0721 | 0 | 0 | 0
7 | 197 | 20 | 91.4 | 3.5289 | 87.1683 | 0 | 2.8283 | 0.023766 | 0.023766 | 78 | 78.2913 | 78 | 0.0023547 | 0.0052187 | 0.00063462 | 0 | 0 | 0.00020411 | 7.4877e-05 | 0.00034888 | 0.0022263 | 0.0013157 | 5.2721e-05 | 0.0018617 | 0.00085083 | 0.0071272 | 0.0014959 | 0 | 0 | 0 | 0 | 0 | 0 | 1.368 | 0 | 0 | 0 | 0 | 0.22039 | 0 | 0 | 0 | 0 | 1.9405 | 0 | 0 | 0
7 | 197 | 21 | 89.6 | 3.4144 | 87.1683 | 0 | 2.8283 | 0.023492 | 0.023492 | 78 | 78.2879 | 78 | 0.0020384 | 0.0045177 | 0.00054938 | 0 | 0 | 0 | 0 | 0.00030278 | 0.0031272 | 0.0018969 | 4.5639e-05 | 0.0016116 | 0.00077897 | 0.0071272 | 0.0014959 | 0 | 0 | 0 | 0 | 0 | 0 | 1.3522 | 0 | 0 | 0 | 0 | 0.22039 | 0 | 0 | 0 | 0 | 1.8419 | 0 | 0 | 0
7 | 197 | 22 | 87.8 | 3.1805 | 87.1683 | 0 | 2.2896 | 0.021793 | 0.021793 | 78 | 78.2671 | 78 | 0.0017221 | 0.0038167 | 0.00046413 | 0 | 0 | 0 | 0 | 0.00025789 | 0.002642 | 0.0016029 | 3.8557e-05 | 0.0013615 | 0.00088576 | 0.0074411 | 0.0015609 | 0 | 0 | 0 | 0 | 0 | 0 | 1.2545 | 0 | 0 | 0 | 0 | 0.18283 | 0 | 0 | 0 | 0 | 1.7432 | 0 | 0 | 0
7 | 197 | 23 | 87.8 | 2.9336 | 87.1683 | 0 | 2.2896 | 0.022076 | 0.022076 | 78 | 78.2705 | 78 | 0.0017221 | 0.0038167 | 0.00046413 | 0 | 0 | 0 | 0 | 0.00025986 | 0.002642 | 0.0016035 | 3.8557e-05 | 0.0013615 | 0.0011654 | 0.0074411 | 0.0015609 | 0 | 0 | 0 | 0 | 0 | 0 | 1.2707 | 0 | 0 | 0 | 0 | 0.18283 | 0 | 0 | 0 | 0 | 1.4801 | 0 | 0 | 0
7 | 197 | 24 | 86 | 2.3299 | 87.1683 | 0 | 0.3816 | 0.01847 | 0.01847 | 78 | 78.2264 | 78 | 0.0014058 | 0.0031157 | 0.00037888 | 0 | 0 | 0 | 0 | 0.00021001 | 0.0021567 | 0.0013084 | 3.1475e-05 | 0.0011114 | 0.00062682 | 0.0067153 | 0.0014098 | 0 | 0 | 0 | 0 | 0 | 0 | 1.0632 | 0 | 0 | 0 | 0 | 0.0498 | 0 | 0 | 0 | 0 | 1.2169 | 0 | 0 | 0
7 | 198 | 1 | 84.2 | 1.5782 | 87.2151 | 0 | 0.38116 | 0.010555 | 0.010555 | 78 | 78.1294 | 78 | 0.0010895 | 0.0024146 | 0.00029363 | 0 | 0 | 0 | 0 | 0.00016318 | 0.0016714 | 0.0010141 | 2.4393e-05 | 0.00086137 | 0.00052184 | 0.0020667 | 0.00043418 | 0 | 0 | 0 | 0 | 0 | 0 | 0.60755 | 0 | 0 | 0 | 0 | 0.049737 | 0 | 0 | 0 | 0 | 0.92093 | 0 | 0 | 0
7 | 198 | 2 | 84.2 | 1.5124 | 87.2151 | 0 | 0.38116 | 0.010555 | 0.010555 | 78 | 78.1294 | 78 | 0.0010895 | 0.0024146 | 0.00029363 | 0 | 0 | 0 | 0 | 0.00016322 | 0.0016714 | 0.0010141 | 2.4393e-05 | 0.00086137 | 0.00052184 | 0.0020667 | 0.00043418 | 0 | 0 | 0 | 0 | 0 | 0 | 0.60756 | 0 | 0 | 0 | 0 | 0.049737 | 0 | 0 | 0 | 0 | 0.85515 | 0 | 0 | 0
7 | 198 | 3 | 82.94 | 1.3847 | 87.2151 | 0 | 0.38116 | 0.0089072 | 0.0089072 | 78 | 78.1092 | 78 | 0.00086806 | 0.0019239 | 0.00023396 | 0 | 0 | 0 | 0 | 0.00013001 | 0.0013318 | 0.00080801 | 1.9436e-05 | 0.00068632 | 0.00040484 | 0.0020667 | 0.00043418 | 0 | 0 | 0 | 0 | 0 | 0 | 0.51271 | 0 | 0 | 0 | 0 | 0.049737 | 0 | 0 | 0 | 0 | 0.82226 | 0 | 0 | 0
7 | 198 | 4 | 81.68 | 1.2573 | 87.2151 | 0 | 0.38116 | 0.0072649 | 0.0072649 | 78 | 78.089 | 78 | 0.00064666 | 0.0014332 | 0.00017428 | 0 | 0 | 0 | 0 | 9.6856e-05 | 0.00099208 | 0.00060192 | 1.4479e-05 | 0.00051127 | 0.00029334 | 0.0020667 | 0.00043418 | 0 | 0 | 0 | 0 | 0 | 0 | 0.41818 | 0 | 0 | 0 | 0 | 0.049737 | 0 | 0 | 0 | 0 | 0.78937 | 0 | 0 | 0
7 | 198 | 5 | 80.6 | 1.178 | 87.2151 | 0 | 0.38116 | 0.0058872 | 0.0058872 | 78 | 78.0721 | 78 | 0.00045688 | 0.0010126 | 0.00012314 | 0 | 0 | 0 | 0 | 6.8598e-05 | 0.00070093 | 0.00042532 | 1.023e-05 | 0.00036122 | 0.00022744 | 0.0020667 | 0.00043418 | 0 | 0 | 0 | 0 | 0 | 0 | 0.33887 | 0 | 0 | 0 | 0 | 0.049737 | 0 | 0 | 0 | 0 | 0.78937 | 0 | 0 | 0
7 | 198 | 6 | 80.6 | 1.2603 | 87.2151 | 0 | 0.44843 | 0.0055224 | 0.0055224 | 78 | 78.0677 | 78 | 0.00045688 | 0.0010126 | 0.00012314 | 0 | 0 | 0.00014873 | 4.1461e-05 | 6.8595e-05 | -0.00069828 | -0.0004067 | 1.023e-05 | 0.00036122 | 0.00022744 | 0.0034529 | 0.00072422 | 0 | 0 | 0 | 0 | 0 | 0 | 0.31788 | 0 | 0 | 0 | 0 | 0.054421 | 0 | 0 | 0 | 0 | 0.88804 | 0 | 0 | 0
7 | 198 | 7 | 78.8 | 2.0535 | 87.2151 | 0 | 3.3632 | 0.011205 | 0.011205 | 78 | 78.1373 | 78 | 0.00014058 | 0.00031157 | 3.7888e-05 | 0 | 0 | 0.0024755 | 0.0010468 | 2.1212e-05 | 0.0009428 | 0.00078126 | 3.1475e-06 | 0.00011114 | 8.3923e-05 | 0.0043383 | 0.00091055 | 0 | 0 | 0 | 0 | 0 | 0 | 0.64496 | 0 | 0 | 0 | 0 | 0.25739 | 0 | 0 | 0 | 0 | 1.1512 | 0 | 0 | 0
7 | 198 | 8 | 82.4 | 3.3845 | 87.2151 | 0 | 3.3632 | 0.0309 | 0.0309 | 78 | 78.3787 | 78 | 0.00077317 | 0.0017136 | 0.00020838 | 0 | 0 | 0.0051108 | 0.0030644 | 0.00011753 | 0.0057844 | 0.0023648 | 1.7311e-05 | 0.0006113 | 0.00063634 | 0.0086767 | 0.0018211 | 0 | 0 | 0 | 0 | 0 | 0 | 1.7786 | 0 | 0 | 0 | 0 | 0.25739 | 0 | 0 | 0 | 0 | 1.3485 | 0 | 0 | 0
7 | 198 | 9 | 86 | 1.6073 | 87.2151 | 0 | 2.9148 | 0.03861 | 0 | 78 | 78.4732 | 78.4732 | 0.0014058 | 0.0031157 | 0.00037888 | 0 | 0 | 0.0058667 | 0.0053012 | 0.00021372 | 0.010731 | 0.0031339 | 3.1475e-05 | 0.0011114 | 0.0011963 | 0.0050623 | 0.0010617 | 0 | 0 | 0 | 0 | 0 | 0 | 0 | 0 | 0 | 0 | 0 | 0.22594 | 0 | 0 | 0 | 0 | 1.3814 | 0 | 0 | 0
7 | 198 | 10 | 87.8 | 1.64 | 87.2151 | 0 | 2.9148 | 0.044364 | 0 | 78.4732 | 79.0169 | 79.0169 | 0.0016389 | 0.0036324 | 0.00044172 | 0 | 0 | 0.0068413 | 0.0071856 | 0.00024688 | 0.014668 | 0.0036186 | 3.6696e-05 | 0.0012958 | 0.0010106 | 0.0030973 | 0.00065039 | 0 | 0 | 0 | 0 | 0 | 0 | 0 | 0 | 0 | 0 | 0 | 0.22567 | 0 | 0 | 0 | 0 | 1.4143 | 0 | 0 | 0
7 | 198 | 11 | 89.6 | 1.6725 | 87.2151 | 0 | 2.9148 | 0.049396 | 0 | 79.0169 | 79.6222 | 79.6222 | 0.0018597 | 0.0041217 | 0.00050122 | 0 | 0 | 0.0073632 | 0.0080299 | 0.00028078 | 0.016899 | 0.0038097 | 4.1639e-05 | 0.0014703 | 0.001271 | 0.0030973 | 0.00065039 | 0 | 0 | 0 | 0 | 0 | 0 | 0 | 0 | 0 | 0 | 0 | 0.22537 | 0 | 0 | 0 | 0 | 1.4472 | 0 | 0 | 0
7 | 198 | 12 | 91.4 | 2.9614 | 87.2151 | 0 | 2.0628 | 0.054252 | 0.023426 | 79.6222 | 80.2871 | 80 | 0.0020696 | 0.0045869 | 0.0005578 | 0 | 0 | 0.0077486 | 0.0086604 | 0.00031111 | 0.018604 | 0.0038228 | 4.6339e-05 | 0.0016363 | 0.0012107 | 0.0041315 | 0.0008666 | 0 | 0 | 0 | 0 | 0 | 0 | 1.3484 | 0 | 0 | 0 | 0 | 0.16586 | 0 | 0 | 0 | 0 | 1.4472 | 0 | 0 | 0
7 | 198 | 13 | 93.2 | 4.9276 | 87.2151 | 0 | 2.0628 | 0.058154 | 0.058154 | 80 | 80.7127 | 80 | 0.0023195 | 0.0051408 | 0.00062515 | 0 | 0 | 0.0088235 | 0.008964 | 0.00035328 | 0.019781 | 0.004308 | 5.1934e-05 | 0.0018339 | 0.0022055 | 0.0030973 | 0.00065039 | 0 | 0 | 0 | 0 | 0 | 0 | 3.3474 | 0 | 0 | 0 | 0 | 0.16586 | 0 | 0 | 0 | 0 | 1.4143 | 0 | 0 | 0
7 | 198 | 14 | 93.2 | 4.4395 | 87.2151 | 0 | 1.6592 | 0.050736 | 0.050736 | 80 | 80.6218 | 80 | 0.0023195 | 0.0051408 | 0.00062515 | 0 | 0 | 0.0086489 | 0.0067319 | 0.00035082 | 0.015629 | 0.0045112 | 5.1934e-05 | 0.0018339 | 0.0017676 | 0.0025838 | 0.00054141 | 0 | 0 | 0 | 0 | 0 | 0 | 2.9204 | 0 | 0 | 0 | 0 | 0.13775 | 0 | 0 | 0 | 0 | 1.3814 | 0 | 0 | 0
7 | 198 | 15 | 95 | 13.9939 | 87.2151 | 0 | 1.6592 | 0.054079 | 0.21728 | 80 | 80.6627 | 78 | 0.0026358 | 0.0058419 | 0.0007104 | 0 | 0 | 0.0063455 | 0.0078241 | 0.00039538 | 0.018793 | 0.0046539 | 5.9016e-05 | 0.002084 | 0.0014861 | 0.0026854 | 0.00056426 | 0 | 0 | 0 | 0 | 0 | 0 | 12.5066 | 0 | 0 | 0 | 0 | 0.13873 | 0 | 0 | 0 | 0 | 1.3485 | 0 | 0 | 0
7 | 198 | 16 | 96.8 | 4.613 | 87.2151 | 0 | 1.6592 | 0.053161 | 0.053161 | 78 | 78.6515 | 78 | 0.0033036 | 0.0073218 | 0.00089037 | 0 | 0 | 0.0053387 | 0.0061643 | 0.00049071 | 0.017149 | 0.0051827 | 7.3967e-05 | 0.0026119 | 0.0013848 | 0.0026854 | 0.00056426 | 0 | 0 | 0 | 0 | 0 | 0 | 3.06 | 0 | 0 | 0 | 0 | 0.13873 | 0 | 0 | 0 | 0 | 1.4143 | 0 | 0 | 0
7 | 198 | 17 | 95 | 4.5356 | 87.2151 | 0 | 1.6592 | 0.047245 | 0.047245 | 78 | 78.579 | 78 | 0.0029873 | 0.0066208 | 0.00080512 | 0 | 0 | 0.0050492 | 0.004087 | 0.00044761 | 0.013337 | 0.0049916 | 6.6885e-05 | 0.0023618 | 0.0017397 | 0.0039265 | 0.00082442 | 0 | 0 | 0 | 0 | 0 | 0 | 2.7195 | 0 | 0 | 0 | 0 | 0.13873 | 0 | 0 | 0 | 0 | 1.6774 | 0 | 0 | 0
7 | 198 | 18 | 95 | 4.6051 | 87.2151 | 0 | 2.8251 | 0.039614 | 0.039614 | 78 | 78.4855 | 78 | 0.0029873 | 0.0066208 | 0.00080512 | 0 | 0 | 0.0039044 | 0.0019591 | 0.00044682 | 0.0091932 | 0.0045468 | 6.6885e-05 | 0.0023618 | 0.0015975 | 0.0042349 | 0.00088946 | 0 | 0 | 0 | 0 | 0 | 0 | 2.2802 | 0 | 0 | 0 | 0 | 0.21992 | 0 | 0 | 0 | 0 | 2.105 | 0 | 0 | 0
7 | 198 | 19 | 95 | 4.1517 | 87.2151 | 0 | 2.8251 | 0.032308 | 0.032308 | 78 | 78.3959 | 78 | 0.0029873 | 0.0066208 | 0.00080512 | 0 | 0 | 0.0026362 | 0.0005805 | 0.00044682 | 0.0052761 | 0.0034289 | 6.6885e-05 | 0.0023618 | 0.0015975 | 0.0045452 | 0.0009545 | 0 | 0 | 0 | 0 | 0 | 0 | 1.8597 | 0 | 0 | 0 | 0 | 0.21992 | 0 | 0 | 0 | 0 | 2.0721 | 0 | 0 | 0
7 | 198 | 20 | 91.4 | 3.5455 | 87.2151 | 0 | 2.8251 | 0.024063 | 0.024063 | 78 | 78.2949 | 78 | 0.0023547 | 0.0052187 | 0.00063462 | 0 | 0 | 0.00030198 | 8.6298e-05 | 0.00035079 | 0.0021709 | 0.0013604 | 5.2721e-05 | 0.0018617 | 0.0010468 | 0.0071272 | 0.0014959 | 0 | 0 | 0 | 0 | 0 | 0 | 1.3851 | 0 | 0 | 0 | 0 | 0.21992 | 0 | 0 | 0 | 0 | 1.9405 | 0 | 0 | 0
7 | 198 | 21 | 89.6 | 3.4192 | 87.2151 | 0 | 2.8251 | 0.023582 | 0.023582 | 78 | 78.289 | 78 | 0.0020384 | 0.0045177 | 0.00054938 | 0 | 0 | 0 | 0 | 0.00030358 | 0.0031272 | 0.001897 | 4.5639e-05 | 0.0016116 | 0.0008683 | 0.0071272 | 0.0014959 | 0 | 0 | 0 | 0 | 0 | 0 | 1.3574 | 0 | 0 | 0 | 0 | 0.21992 | 0 | 0 | 0 | 0 | 1.8419 | 0 | 0 | 0
7 | 198 | 22 | 89.6 | 3.3174 | 87.2151 | 0 | 2.287 | 0.024179 | 0.024179 | 78 | 78.2963 | 78 | 0.0020384 | 0.0045177 | 0.00054938 | 0 | 0 | 0 | 0 | 0.00030551 | 0.0031272 | 0.0018974 | 4.5639e-05 | 0.0016116 | 0.0010838 | 0.0074411 | 0.0015609 | 0 | 0 | 0 | 0 | 0 | 0 | 1.3917 | 0 | 0 | 0 | 0 | 0.18245 | 0 | 0 | 0 | 0 | 1.7432 | 0 | 0 | 0
7 | 198 | 23 | 87.8 | 2.9222 | 87.2151 | 0 | 2.287 | 0.021884 | 0.021884 | 78 | 78.2682 | 78 | 0.0017221 | 0.0038167 | 0.00046413 | 0 | 0 | 0 | 0 | 0.00025851 | 0.002642 | 0.0016031 | 3.8557e-05 | 0.0013615 | 0.00097584 | 0.0074411 | 0.0015609 | 0 | 0 | 0 | 0 | 0 | 0 | 1.2597 | 0 | 0 | 0 | 0 | 0.18245 | 0 | 0 | 0 | 0 | 1.4801 | 0 | 0 | 0
7 | 198 | 24 | 86 | 2.334 | 87.2151 | 0 | 0.38116 | 0.018542 | 0.018542 | 78 | 78.2272 | 78 | 0.0014058 | 0.0031157 | 0.00037888 | 0 | 0 | 0 | 0 | 0.00021054 | 0.0021567 | 0.0013085 | 3.1475e-05 | 0.0011114 | 0.00069837 | 0.0067153 | 0.0014098 | 0 | 0 | 0 | 0 | 0 | 0 | 1.0673 | 0 | 0 | 0 | 0 | 0.049737 | 0 | 0 | 0 | 0 | 1.2169 | 0 | 0 | 0
7 | 199 | 1 | 84.2 | 1.5782 | 87.2578 | 0 | 0.38076 | 0.010555 | 0.010555 | 78 | 78.1294 | 78 | 0.0010895 | 0.0024146 | 0.00029363 | 0 | 0 | 0 | 0 | 0.00016319 | 0.0016714 | 0.0010141 | 2.4393e-05 | 0.00086137 | 0.00052184 | 0.0020667 | 0.00043418 | 0 | 0 | 0 | 0 | 0 | 0 | 0.60755 | 0 | 0 | 0 | 0 | 0.049679 | 0 | 0 | 0 | 0 | 0.92093 | 0 | 0 | 0
7 | 199 | 2 | 84.2 | 1.5158 | 87.2578 | 0 | 0.38076 | 0.010614 | 0.010614 | 78 | 78.1301 | 78 | 0.0010895 | 0.0024146 | 0.00029363 | 0 | 0 | 0 | 0 | 0.00016361 | 0.0016714 | 0.0010142 | 2.4393e-05 | 0.00086137 | 0.00058035 | 0.0020667 | 0.00043418 | 0 | 0 | 0 | 0 | 0 | 0 | 0.61095 | 0 | 0 | 0 | 0 | 0.049679 | 0 | 0 | 0 | 0 | 0.85515 | 0 | 0 | 0
7 | 199 | 3 | 82.4 | 1.3441 | 87.2578 | 0 | 0.38076 | 0.0082027 | 0.0082027 | 78 | 78.1005 | 78 | 0.00077317 | 0.0017136 | 0.00020838 | 0 | 0 | 0 | 0 | 0.00011583 | 0.0011862 | 0.00071969 | 1.7311e-05 | 0.0006113 | 0.00035637 | 0.0020667 | 0.00043418 | 0 | 0 | 0 | 0 | 0 | 0 | 0.47216 | 0 | 0 | 0 | 0 | 0.049679 | 0 | 0 | 0 | 0 | 0.82226 | 0 | 0 | 0
7 | 199 | 4 | 80.6 | 1.1734 | 87.2578 | 0 | 0.38076 | 0.0058091 | 0.0058091 | 78 | 78.0712 | 78 | 0.00045688 | 0.0010126 | 0.00012314 | 0 | 0 | 0 | 0 | 6.8073e-05 | 0.00070093 | 0.00042517 | 1.023e-05 | 0.00036122 | 0.00015009 | 0.0020667 | 0.00043418 | 0 | 0 | 0 | 0 | 0 | 0 | 0.33438 | 0 | 0 | 0 | 0 | 0.049679 | 0 | 0 | 0 | 0 | 0.78937 | 0 | 0 | 0
7 | 199 | 5 | 80.6 | 1.1765 | 87.2578 | 0 | 0.38076 | 0.0058617 | 0.0058617 | 78 | 78.0718 | 78 | 0.00045688 | 0.0010126 | 0.00012314 | 0 | 0 | 0 | 0 | 6.8429e-05 | 0.00070093 | 0.00042527 | 1.023e-05 | 0.00036122 | 0.00020221 | 0.0020667 | 0.00043418 | 0 | 0 | 0 | 0 | 0 | 0 | 0.33741 | 0 | 0 | 0 | 0 | 0.049679 | 0 | 0 | 0 | 0 | 0.78937 | 0 | 0 | 0
7 | 199 | 6 | 80.6 | 1.2661 | 87.2578 | 0 | 0.44796 | 0.005624 | 0.005624 | 78 | 78.0689 | 78 | 0.00045688 | 0.0010126 | 0.00012314 | 0 | 0 | 0.00015113 | 4.2257e-05 | 6.8257e-05 | -0.00061502 | -0.00034168 | 1.023e-05 | 0.00036122 | 0.00017789 | 0.0034529 | 0.00072422 | 0 | 0 | 0 | 0 | 0 | 0 | 0.32372 | 0 | 0 | 0 | 0 | 0.054353 | 0 | 0 | 0 | 0 | 0.88804 | 0 | 0 | 0
7 | 199 | 7 | 80.6 | 2.1791 | 87.2578 | 0 | 3.3597 | 0.013396 | 0.013396 | 78 | 78.1642 | 78 | 0.00045688 | 0.0010126 | 0.00012314 | 0 | 0 | 0.0024481 | 0.0010343 | 6.8045e-05 | 0.0014082 | 0.0010739 | 1.023e-05 | 0.00036122 | 0.00015009 | 0.0043383 | 0.00091055 | 0 | 0 | 0 | 0 | 0 | 0 | 0.77107 | 0 | 0 | 0 | 0 | 0.25688 | 0 | 0 | 0 | 0 | 1.1512 | 0 | 0 | 0
7 | 199 | 8 | 82.4 | 3.3801 | 87.2578 | 0 | 3.3597 | 0.030832 | 0.030832 | 78 | 78.3778 | 78 | 0.00077317 | 0.0017136 | 0.00020838 | 0 | 0 | 0.0050884 | 0.0030678 | 0.0001172 | 0.0057844 | 0.0023731 | 1.7311e-05 | 0.0006113 | 0.00057916 | 0.0086767 | 0.0018211 | 0 | 0 | 0 | 0 | 0 | 0 | 1.7747 | 0 | 0 | 0 | 0 | 0.25688 | 0 | 0 | 0 | 0 | 1.3485 | 0 | 0 | 0
7 | 199 | 9 | 84.2 | 1.6069 | 87.2578 | 0 | 2.9117 | 0.036272 | 0 | 78 | 78.4445 | 78.4445 | 0.0010895 | 0.0024146 | 0.00029363 | 0 | 0 | 0.0058437 | 0.0053059 | 0.00016515 | 0.010392 | 0.0029254 | 2.4393e-05 | 0.00086137 | 0.00083212 | 0.0050623 | 0.0010617 | 0 | 0 | 0 | 0 | 0 | 0 | 0 | 0 | 0 | 0 | 0 | 0.22551 | 0 | 0 | 0 | 0 | 1.3814 | 0 | 0 | 0
7 | 199 | 10 | 86 | 1.6395 | 87.2578 | 0 | 2.9117 | 0.042145 | 0 | 78.4445 | 78.961 | 78.961 | 0.0013277 | 0.0029425 | 0.00035783 | 0 | 0 | 0.0068236 | 0.0071922 | 0.00020042 | 0.014251 | 0.0033501 | 2.9726e-05 | 0.0010497 | 0.00087262 | 0.0030973 | 0.00065039 | 0 | 0 | 0 | 0 | 0 | 0 | 0 | 0 | 0 | 0 | 0 | 0.22526 | 0 | 0 | 0 | 0 | 1.4143 | 0 | 0 | 0
7 | 199 | 11 | 89.6 | 1.6721 | 87.2578 | 0 | 2.9117 | 0.049745 | 0 | 78.961 | 79.5706 | 79.5706 | 0.0018695 | 0.0041434 | 0.00050386 | 0 | 0 | 0.0071076 | 0.0081209 | 0.000283 | 0.017222 | 0.0038421 | 4.1858e-05 | 0.0014781 | 0.0013854 | 0.0030973 | 0.00065039 | 0 | 0 | 0 | 0 | 0 | 0 | 0 | 0 | 0 | 0 | 0 | 0.22496 | 0 | 0 | 0 | 0 | 1.4472 | 0 | 0 | 0
7 | 199 | 12 | 91.4 | 3.0818 | 87.2578 | 0 | 2.0606 | 0.060557 | 0.025522 | 79.5706 | 80.3128 | 80 | 0.0020787 | 0.004607 | 0.00056024 | 0 | 0 | 0.01426 | 0.0074851 | 0.00031317 | 0.017076 | 0.0061602 | 4.6542e-05 | 0.0016435 | 0.0013281 | 0.0041315 | 0.0008666 | 0 | 0 | 0 | 0 | 0 | 0 | 1.4691 | 0 | 0 | 0 | 0 | 0.16554 | 0 | 0 | 0 | 0 | 1.4472 | 0 | 0 | 0
7 | 199 | 13 | 93.2 | 4.3148 | 87.2578 | 0 | 2.0606 | 0.047515 | 0.047515 | 80 | 80.5823 | 80 | 0.0023195 | 0.0051408 | 0.00062515 | 0 | 0 | 0.0084277 | 0.0054521 | 0.00034791 | 0.013671 | 0.004629 | 5.1934e-05 | 0.0018339 | 0.0012686 | 0.0030973 | 0.00065039 | 0 | 0 | 0 | 0 | 0 | 0 | 2.735 | 0 | 0 | 0 | 0 | 0.16554 | 0 | 0 | 0 | 0 | 1.4143 | 0 | 0 | 0
7 | 199 | 14 | 93.2 | 3.2542 | 87.2578 | 0 | 1.6574 | 0.030147 | 0.030147 | 80 | 80.3695 | 80 | 0.0023195 | 0.0051408 | 0.00062515 | 0 | 0 | 0.0040451 | 0.0016942 | 0.00034767 | 0.0065579 | 0.0031367 | 5.1934e-05 | 0.0018339 | 0.0012686 | 0.0025838 | 0.00054141 | 0 | 0 | 0 | 0 | 0 | 0 | 1.7353 | 0 | 0 | 0 | 0 | 0.1375 | 0 | 0 | 0 | 0 | 1.3814 | 0 | 0 | 0
7 | 199 | 15 | 95 | 13.8034 | 87.2578 | 0 | 1.6574 | 0.050774 | 0.21397 | 80 | 80.6222 | 78 | 0.0026358 | 0.0058419 | 0.0007104 | 0 | 0 | 0.0090971 | 0.0052684 | 0.00039805 | 0.014121 | 0.0054082 | 5.9016e-05 | 0.002084 | 0.0019002 | 0.0026854 | 0.00056426 | 0 | 0 | 0 | 0 | 0 | 0 | 12.3164 | 0 | 0 | 0 | 0 | 0.13848 | 0 | 0 | 0 | 0 | 1.3485 | 0 | 0 | 0
7 | 199 | 16 | 96.8 | 4.1357 | 87.2578 | 0 | 1.6574 | 0.044874 | 0.044874 | 78 | 78.5499 | 78 | 0.0033036 | 0.0073218 | 0.00089037 | 0 | 0 | 0.0062778 | 0.0031001 | 0.00049306 | 0.01093 | 0.0049742 | 7.3967e-05 | 0.0026119 | 0.0016474 | 0.0026854 | 0.00056426 | 0 | 0 | 0 | 0 | 0 | 0 | 2.583 | 0 | 0 | 0 | 0 | 0.13848 | 0 | 0 | 0 | 0 | 1.4143 | 0 | 0 | 0
7 | 199 | 17 | 96.8 | 4.3843 | 87.2578 | 0 | 1.6574 | 0.04462 | 0.04462 | 78 | 78.5468 | 78 | 0.0033036 | 0.0073218 | 0.00089037 | 0 | 0 | 0.0057649 | 0.0026194 | 0.00049421 | 0.010133 | 0.0048338 | 7.3967e-05 | 0.0026119 | 0.001823 | 0.0039265 | 0.00082442 | 0 | 0 | 0 | 0 | 0 | 0 | 2.5684 | 0 | 0 | 0 | 0 | 0.13848 | 0 | 0 | 0 | 0 | 1.6774 | 0 | 0 | 0
7 | 199 | 18 | 96.8 | 4.9116 | 87.2578 | 0 | 2.8221 | 0.044946 | 0.044946 | 78 | 78.5508 | 78 | 0.0033036 | 0.0073218 | 0.00089037 | 0 | 0 | 0.0060919 | 0.0024164 | 0.00049538 | 0.0098323 | 0.0048054 | 7.3967e-05 | 0.0026119 | 0.0019784 | 0.0042349 | 0.00088946 | 0 | 0 | 0 | 0 | 0 | 0 | 2.5871 | 0 | 0 | 0 | 0 | 0.21949 | 0 | 0 | 0 | 0 | 2.105 | 0 | 0 | 0
7 | 199 | 19 | 95 | 4.1303 | 87.2578 | 0 | 2.8221 | 0.031944 | 0.031944 | 78 | 78.3915 | 78 | 0.0029873 | 0.0066208 | 0.00080512 | 0 | 0 | 0.0023883 | 0.00062118 | 0.00044511 | 0.0053727 | 0.0033385 | 6.6885e-05 | 0.0023618 | 0.0014365 | 0.0045452 | 0.0009545 | 0 | 0 | 0 | 0 | 0 | 0 | 1.8387 | 0 | 0 | 0 | 0 | 0.21949 | 0 | 0 | 0 | 0 | 2.0721 | 0 | 0 | 0
7 | 199 | 20 | 93.2 | 3.6905 | 87.2578 | 0 | 2.8221 | 0.026588 | 0.026588 | 78 | 78.3258 | 78 | 0.002671 | 0.0059197 | 0.00071987 | 0 | 0 | 0.00026112 | 7.5658e-05 | 0.00039794 | 0.0027874 | 0.0017247 | 5.9803e-05 | 0.0021118 | 0.0012363 | 0.0071272 | 0.0014959 | 0 | 0 | 0 | 0 | 0 | 0 | 1.5305 | 0 | 0 | 0 | 0 | 0.21949 | 0 | 0 | 0 | 0 | 1.9405 | 0 | 0 | 0
7 | 199 | 21 | 89.6 | 3.4254 | 87.2578 | 0 | 2.8221 | 0.023698 | 0.023698 | 78 | 78.2904 | 78 | 0.0020384 | 0.0045177 | 0.00054938 | 0 | 0 | 0 | 0 | 0.00030464 | 0.0031272 | 0.0018972 | 4.5639e-05 | 0.0016116 | 0.00098287 | 0.0071272 | 0.0014959 | 0 | 0 | 0 | 0 | 0 | 0 | 1.3641 | 0 | 0 | 0 | 0 | 0.21949 | 0 | 0 | 0 | 0 | 1.8419 | 0 | 0 | 0
7 | 199 | 22 | 87.8 | 3.1797 | 87.2578 | 0 | 2.2846 | 0.021793 | 0.021793 | 78 | 78.2671 | 78 | 0.0017221 | 0.0038167 | 0.00046413 | 0 | 0 | 0 | 0 | 0.00025788 | 0.002642 | 0.0016029 | 3.8557e-05 | 0.0013615 | 0.00088576 | 0.0074411 | 0.0015609 | 0 | 0 | 0 | 0 | 0 | 0 | 1.2545 | 0 | 0 | 0 | 0 | 0.1821 | 0 | 0 | 0 | 0 | 1.7432 | 0 | 0 | 0
7 | 199 | 23 | 86 | 2.7888 | 87.2578 | 0 | 2.2846 | 0.019572 | 0.019572 | 78 | 78.2399 | 78 | 0.0014058 | 0.0031157 | 0.00037888 | 0 | 0 | 0 | 0 | 0.00021155 | 0.0021567 | 0.0013088 | 3.1475e-05 | 0.0011114 | 0.00084999 | 0.0074411 | 0.0015609 | 0 | 0 | 0 | 0 | 0 | 0 | 1.1266 | 0 | 0 | 0 | 0 | 0.1821 | 0 | 0 | 0 | 0 | 1.4801 | 0 | 0 | 0
7 | 199 | 24 | 84.2 | 2.1946 | 87.2578 | 0 | 0.38076 | 0.016122 | 0.016122 | 78 | 78.1976 | 78 | 0.0010895 | 0.0024146 | 0.00029363 | 0 | 0 | 0 | 0 | 0.00016278 | 0.0016714 | 0.001014 | 2.4393e-05 | 0.00086137 | 0.00046557 | 0.0067153 | 0.0014098 | 0 | 0 | 0 | 0 | 0 | 0 | 0.92802 | 0 | 0 | 0 | 0 | 0.049679 | 0 | 0 | 0 | 0 | 1.2169 | 0 | 0 | 0
7 | 200 | 1 | 84.2 | 1.5748 | 87.2964 | 0 | 0.3804 | 0.010498 | 0.010498 | 78 | 78.1287 | 78 | 0.0010895 | 0.0024146 | 0.00029363 | 0 | 0 | 0 | 0 | 0.00016282 | 0.0016714 | 0.001014 | 2.4393e-05 | 0.00086137 | 0.00046557 | 0.0020667 | 0.00043418 | 0 | 0 | 0 | 0 | 0 | 0 | 0.60429 | 0 | 0 | 0 | 0 | 0.049626 | 0 | 0 | 0 | 0 | 0.92093 | 0 | 0 | 0
7 | 200 | 2 | 84.2 | 1.5157 | 87.2964 | 0 | 0.3804 | 0.010614 | 0.010614 | 78 | 78.1301 | 78 | 0.0010895 | 0.0024146 | 0.00029363 | 0 | 0 | 0 | 0 | 0.00016361 | 0.0016714 | 0.0010142 | 2.4393e-05 | 0.00086137 | 0.00058035 | 0.0020667 | 0.00043418 | 0 | 0 | 0 | 0 | 0 | 0 | 0.61095 | 0 | 0 | 0 | 0 | 0.049626 | 0 | 0 | 0 | 0 | 0.85515 | 0 | 0 | 0
7 | 200 | 3 | 82.4 | 1.344 | 87.2964 | 0 | 0.3804 | 0.0082027 | 0.0082027 | 78 | 78.1005 | 78 | 0.00077317 | 0.0017136 | 0.00020838 | 0 | 0 | 0 | 0 | 0.00011583 | 0.0011862 | 0.00071969 | 1.7311e-05 | 0.0006113 | 0.00035637 | 0.0020667 | 0.00043418 | 0 | 0 | 0 | 0 | 0 | 0 | 0.47216 | 0 | 0 | 0 | 0 | 0.049626 | 0 | 0 | 0 | 0 | 0.82226 | 0 | 0 | 0
7 | 200 | 4 | 80.6 | 1.1734 | 87.2964 | 0 | 0.3804 | 0.0058091 | 0.0058091 | 78 | 78.0712 | 78 | 0.00045688 | 0.0010126 | 0.00012314 | 0 | 0 | 0 | 0 | 6.8073e-05 | 0.00070093 | 0.00042517 | 1.023e-05 | 0.00036122 | 0.00015009 | 0.0020667 | 0.00043418 | 0 | 0 | 0 | 0 | 0 | 0 | 0.33438 | 0 | 0 | 0 | 0 | 0.049626 | 0 | 0 | 0 | 0 | 0.78937 | 0 | 0 | 0
7 | 200 | 5 | 80.6 | 1.175 | 87.2964 | 0 | 0.3804 | 0.0058372 | 0.0058372 | 78 | 78.0715 | 78 | 0.00045688 | 0.0010126 | 0.00012314 | 0 | 0 | 0 | 0 | 6.8258e-05 | 0.00070093 | 0.00042522 | 1.023e-05 | 0.00036122 | 0.00017789 | 0.0020667 | 0.00043418 | 0 | 0 | 0 | 0 | 0 | 0 | 0.336 | 0 | 0 | 0 | 0 | 0.049626 | 0 | 0 | 0 | 0 | 0.78937 | 0 | 0 | 0
7 | 200 | 6 | 80.6 | 1.2976 | 87.2964 | 0 | 0.44753 | 0.006172 | 0.006172 | 78 | 78.0756 | 78 | 0.00045688 | 0.0010126 | 0.00012314 | 0 | 0 | 0.00013452 | 4.0816e-05 | 6.8596e-05 | -0.00028502 | -0.00015548 | 1.023e-05 | 0.00036122 | 0.00022744 | 0.0034529 | 0.00072422 | 0 | 0 | 0 | 0 | 0 | 0 | 0.35527 | 0 | 0 | 0 | 0 | 0.054291 | 0 | 0 | 0 | 0 | 0.88804 | 0 | 0 | 0
7 | 200 | 7 | 80.6 | 2.1857 | 87.2964 | 0 | 3.3565 | 0.013518 | 0.013518 | 78 | 78.1657 | 78 | 0.00045688 | 0.0010126 | 0.00012314 | 0 | 0 | 0.0024988 | 0.0010246 | 6.8045e-05 | 0.0016095 | 0.00095389 | 1.023e-05 | 0.00036122 | 0.00015009 | 0.0043383 | 0.00091055 | 0 | 0 | 0 | 0 | 0 | 0 | 0.77811 | 0 | 0 | 0 | 0 | 0.25642 | 0 | 0 | 0 | 0 | 1.1512 | 0 | 0 | 0
7 | 200 | 8 | 84.2 | 3.4584 | 87.2964 | 0 | 3.3565 | 0.0322 | 0.0322 | 78 | 78.3946 | 78 | 0.0010895 | 0.0024146 | 0.00029363 | 0 | 0 | 0.0050106 | 0.0028248 | 0.0001626 | 0.0060228 | 0.0025964 | 2.4393e-05 | 0.00086137 | 0.00040145 | 0.0086767 | 0.0018211 | 0 | 0 | 0 | 0 | 0 | 0 | 1.8535 | 0 | 0 | 0 | 0 | 0.25642 | 0 | 0 | 0 | 0 | 1.3485 | 0 | 0 | 0
7 | 200 | 9 | 86 | 1.6065 | 87.2964 | 0 | 2.9089 | 0.037155 | 0 | 78 | 78.4553 | 78.4553 | 0.0014058 | 0.0031157 | 0.00037888 | 0 | 0 | 0.0060724 | 0.004777 | 0.00021078 | 0.010042 | 0.0031872 | 3.1475e-05 | 0.0011114 | 0.00069837 | 0.0050623 | 0.0010617 | 0 | 0 | 0 | 0 | 0 | 0 | 0 | 0 | 0 | 0 | 0 | 0.2251 | 0 | 0 | 0 | 0 | 1.3814 | 0 | 0 | 0
7 | 200 | 10 | 89.6 | 1.6391 | 87.2964 | 0 | 2.9089 | 0.04795 | 0 | 78.4553 | 79.043 | 79.043 | 0.0019584 | 0.0043404 | 0.00052781 | 0 | 0 | 0.0077892 | 0.0070127 | 0.00029456 | 0.015226 | 0.0043275 | 4.3848e-05 | 0.0015483 | 0.0011342 | 0.0030973 | 0.00065039 | 0 | 0 | 0 | 0 | 0 | 0 | 0 | 0 | 0 | 0 | 0 | 0.22482 | 0 | 0 | 0 | 0 | 1.4143 | 0 | 0 | 0
7 | 200 | 11 | 91.4 | 1.6717 | 87.2964 | 0 | 2.9089 | 0.053213 | 0 | 79.043 | 79.6951 | 79.6951 | 0.0021714 | 0.0048125 | 0.00058523 | 0 | 0 | 0.0077163 | 0.0084136 | 0.00032716 | 0.018055 | 0.0042212 | 4.8618e-05 | 0.0017168 | 0.0013975 | 0.0030973 | 0.00065039 | 0 | 0 | 0 | 0 | 0 | 0 | 0 | 0 | 0 | 0 | 0 | 0.2245 | 0 | 0 | 0 | 0 | 1.4472 | 0 | 0 | 0
7 | 200 | 12 | 93.2 | 3.2095 | 87.2964 | 0 | 2.0586 | 0.052623 | 0.027745 | 79.6951 | 80.34 | 80 | 0.0023731 | 0.0052596 | 0.00063959 | 0 | 0 | 0.0083913 | 0.007136 | 0.00035513 | 0.016093 | 0.0042588 | 5.3134e-05 | 0.0018762 | 0.0011889 | 0.0041315 | 0.0008666 | 0 | 0 | 0 | 0 | 0 | 0 | 1.597 | 0 | 0 | 0 | 0 | 0.16526 | 0 | 0 | 0 | 0 | 1.4472 | 0 | 0 | 0
7 | 200 | 13 | 95 | 4.9991 | 87.2964 | 0 | 2.0586 | 0.059407 | 0.059407 | 80 | 80.728 | 80 | 0.0026358 | 0.0058419 | 0.0007104 | 0 | 0 | 0.0080672 | 0.0094898 | 0.00039051 | 0.021175 | 0.0043022 | 5.9016e-05 | 0.002084 | 0.00090323 | 0.0030973 | 0.00065039 | 0 | 0 | 0 | 0 | 0 | 0 | 3.4195 | 0 | 0 | 0 | 0 | 0.16526 | 0 | 0 | 0 | 0 | 1.4143 | 0 | 0 | 0
7 | 200 | 14 | 96.8 | 4.7881 | 87.2964 | 0 | 1.6559 | 0.056799 | 0.056799 | 80 | 80.6961 | 80 | 0.0029521 | 0.0065429 | 0.00079565 | 0 | 0 | 0.0075974 | 0.0075984 | 0.00044492 | 0.018407 | 0.0049212 | 6.6098e-05 | 0.002334 | 0.0020141 | 0.0025838 | 0.00054141 | 0 | 0 | 0 | 0 | 0 | 0 | 3.2694 | 0 | 0 | 0 | 0 | 0.13727 | 0 | 0 | 0 | 0 | 1.3814 | 0 | 0 | 0
7 | 200 | 15 | 96.8 | 13.7045 | 87.2964 | 0 | 1.6559 | 0.04906 | 0.21226 | 80 | 80.6012 | 78 | 0.0029521 | 0.0065429 | 0.00079565 | 0 | 0 | 0.0082654 | 0.0047063 | 0.00044023 | 0.01312 | 0.0051743 | 6.6098e-05 | 0.002334 | 0.0014137 | 0.0026854 | 0.00056426 | 0 | 0 | 0 | 0 | 0 | 0 | 12.2178 | 0 | 0 | 0 | 0 | 0.13825 | 0 | 0 | 0 | 0 | 1.3485 | 0 | 0 | 0
7 | 200 | 16 | 98.6 | 4.4801 | 87.2964 | 0 | 1.6559 | 0.050861 | 0.050861 | 78 | 78.6233 | 78 | 0.0036199 | 0.0080228 | 0.00097562 | 0 | 0 | 0.0078846 | 0.0036142 | 0.00054439 | 0.012096 | 0.0055079 | 8.1049e-05 | 0.002862 | 0.002403 | 0.0026854 | 0.00056426 | 0 | 0 | 0 | 0 | 0 | 0 | 2.9276 | 0 | 0 | 0 | 0 | 0.13825 | 0 | 0 | 0 | 0 | 1.4143 | 0 | 0 | 0
7 | 200 | 17 | 96.8 | 4.6504 | 87.2964 | 0 | 1.6559 | 0.049247 | 0.049247 | 78 | 78.6035 | 78 | 0.0033036 | 0.0073218 | 0.00089037 | 0 | 0 | 0.0062619 | 0.0036278 | 0.0004938 | 0.012669 | 0.005419 | 7.3967e-05 | 0.0026119 | 0.001823 | 0.0039265 | 0.00082442 | 0 | 0 | 0 | 0 | 0 | 0 | 2.8347 | 0 | 0 | 0 | 0 | 0.13825 | 0 | 0 | 0 | 0 | 1.6774 | 0 | 0 | 0
7 | 200 | 18 | 96.8 | 4.636 | 87.2964 | 0 | 2.8194 | 0.040164 | 0.040164 | 78 | 78.4922 | 78 | 0.0033036 | 0.0073218 | 0.00089037 | 0 | 0 | 0.0038627 | 0.0017768 | 0.00049155 | 0.0087518 | 0.0044439 | 7.3967e-05 | 0.0026119 | 0.001511 | 0.0042349 | 0.00088946 | 0 | 0 | 0 | 0 | 0 | 0 | 2.3119 | 0 | 0 | 0 | 0 | 0.21911 | 0 | 0 | 0 | 0 | 2.105 | 0 | 0 | 0
7 | 200 | 19 | 95 | 4.1255 | 87.2964 | 0 | 2.8194 | 0.031867 | 0.031867 | 78 | 78.3905 | 78 | 0.0029873 | 0.0066208 | 0.00080512 | 0 | 0 | 0.0024881 | 0.0006603 | 0.00044398 | 0.005337 | 0.0032848 | 6.6885e-05 | 0.0023618 | 0.0013115 | 0.0045452 | 0.0009545 | 0 | 0 | 0 | 0 | 0 | 0 | 1.8343 | 0 | 0 | 0 | 0 | 0.21911 | 0 | 0 | 0 | 0 | 2.0721 | 0 | 0 | 0
7 | 200 | 20 | 93.2 | 3.7085 | 87.2964 | 0 | 2.8194 | 0.026908 | 0.026908 | 78 | 78.3298 | 78 | 0.002671 | 0.0059197 | 0.00071987 | 0 | 0 | 0.00023351 | 7.2983e-05 | 0.00039917 | 0.0029271 | 0.0017876 | 5.9803e-05 | 0.0021118 | 0.0013821 | 0.0071272 | 0.0014959 | 0 | 0 | 0 | 0 | 0 | 0 | 1.5488 | 0 | 0 | 0 | 0 | 0.21911 | 0 | 0 | 0 | 0 | 1.9405 | 0 | 0 | 0
7 | 200 | 21 | 91.76 | 3.5806 | 87.2964 | 0 | 2.8194 | 0.0264 | 0.0264 | 78 | 78.3235 | 78 | 0.0024179 | 0.0053589 | 0.00065167 | 0 | 0 | 0 | 0 | 0.00036006 | 0.0037095 | 0.0022502 | 5.4138e-05 | 0.0019117 | 0.0010624 | 0.0071272 | 0.0014959 | 0 | 0 | 0 | 0 | 0 | 0 | 1.5196 | 0 | 0 | 0 | 0 | 0.21911 | 0 | 0 | 0 | 0 | 1.8419 | 0 | 0 | 0
7 | 200 | 22 | 90.68 | 3.377 | 87.2964 | 0 | 2.2824 | 0.025225 | 0.025225 | 78 | 78.3091 | 78 | 0.0022281 | 0.0049383 | 0.00060052 | 0 | 0 | 0 | 0 | 0.0003306 | 0.0034184 | 0.0020731 | 4.9889e-05 | 0.0017616 | 0.00082252 | 0.0074411 | 0.0015609 | 0 | 0 | 0 | 0 | 0 | 0 | 1.452 | 0 | 0 | 0 | 0 | 0.18179 | 0 | 0 | 0 | 0 | 1.7432 | 0 | 0 | 0
7 | 200 | 23 | 89.6 | 3.0266 | 87.2964 | 0 | 2.2824 | 0.023709 | 0.023709 | 78 | 78.2906 | 78 | 0.0020384 | 0.0045177 | 0.00054938 | 0 | 0 | 0 | 0 | 0.00030125 | 0.0031272 | 0.0018962 | 4.5639e-05 | 0.0016116 | 0.00061981 | 0.0074411 | 0.0015609 | 0 | 0 | 0 | 0 | 0 | 0 | 1.3647 | 0 | 0 | 0 | 0 | 0.18179 | 0 | 0 | 0 | 0 | 1.4801 | 0 | 0 | 0
7 | 200 | 24 | 89.6 | 2.6078 | 87.2964 | 0 | 0.3804 | 0.023302 | 0.023302 | 78 | 78.2856 | 78 | 0.0020384 | 0.0045177 | 0.00054938 | 0 | 0 | 0 | 0 | 0.00030552 | 0.0031272 | 0.0018974 | 4.5639e-05 | 0.0016116 | 0.0010838 | 0.0067153 | 0.0014098 | 0 | 0 | 0 | 0 | 0 | 0 | 1.3413 | 0 | 0 | 0 | 0 | 0.049626 | 0 | 0 | 0 | 0 | 1.2169 | 0 | 0 | 0
7 | 201 | 1 | 87.8 | 1.8508 | 87.331 | 0 | 0.38008 | 0.015292 | 0.015292 | 78 | 78.1874 | 78 | 0.0017221 | 0.0038167 | 0.00046413 | 0 | 0 | 0 | 0 | 0.00025788 | 0.002642 | 0.0016029 | 3.8557e-05 | 0.0013615 | 0.00088576 | 0.0020667 | 0.00043418 | 0 | 0 | 0 | 0 | 0 | 0 | 0.88024 | 0 | 0 | 0 | 0 | 0.04958 | 0 | 0 | 0 | 0 | 0.92093 | 0 | 0 | 0
7 | 201 | 2 | 86 | 1.6442 | 87.331 | 0 | 0.38008 | 0.012846 | 0.012846 | 78 | 78.1574 | 78 | 0.0014058 | 0.0031157 | 0.00037888 | 0 | 0 | 0 | 0 | 0.00021 | 0.0021567 | 0.0013084 | 3.1475e-05 | 0.0011114 | 0.00062682 | 0.0020667 | 0.00043418 | 0 | 0 | 0 | 0 | 0 | 0 | 0.73943 | 0 | 0 | 0 | 0 | 0.04958 | 0 | 0 | 0 | 0 | 0.85515 | 0 | 0 | 0
7 | 201 | 3 | 86 | 1.6065 | 87.331 | 0 | 0.38008 | 0.012764 | 0.012764 | 78 | 78.1564 | 78 | 0.0014058 | 0.0031157 | 0.00037888 | 0 | 0 | 0 | 0 | 0.00020948 | 0.0021567 | 0.0013082 | 3.1475e-05 | 0.0011114 | 0.00054538 | 0.0020667 | 0.00043418 | 0 | 0 | 0 | 0 | 0 | 0 | 0.7347 | 0 | 0 | 0 | 0 | 0.04958 | 0 | 0 | 0 | 0 | 0.82226 | 0 | 0 | 0
7 | 201 | 4 | 84.2 | 1.4366 | 87.331 | 0 | 0.38008 | 0.010383 | 0.010383 | 78 | 78.1272 | 78 | 0.0010895 | 0.0024146 | 0.00029363 | 0 | 0 | 0 | 0 | 0.00016184 | 0.0016714 | 0.0010137 | 2.4393e-05 | 0.00086137 | 0.00035124 | 0.0020667 | 0.00043418 | 0 | 0 | 0 | 0 | 0 | 0 | 0.59763 | 0 | 0 | 0 | 0 | 0.04958 | 0 | 0 | 0 | 0 | 0.78937 | 0 | 0 | 0
7 | 201 | 5 | 82.4 | 1.3002 | 87.331 | 0 | 0.38008 | 0.0080124 | 0.0080124 | 78 | 78.0982 | 78 | 0.00077317 | 0.0017136 | 0.00020838 | 0 | 0 | 0 | 0 | 0.00011424 | 0.0011862 | 0.00071926 | 1.7311e-05 | 0.0006113 | 0.00016813 | 0.0020667 | 0.00043418 | 0 | 0 | 0 | 0 | 0 | 0 | 0.46121 | 0 | 0 | 0 | 0 | 0.04958 | 0 | 0 | 0 | 0 | 0.78937 | 0 | 0 | 0
7 | 201 | 6 | 82.4 | 1.4782 | 87.331 | 0 | 0.44715 | 0.0093102 | 0.0093102 | 78 | 78.1141 | 78 | 0.00077317 | 0.0017136 | 0.00020838 | 0 | 0 | 6.8556e-05 | 2.6554e-05 | 0.00011424 | 0.00090007 | 0.0005318 | 1.7311e-05 | 0.0006113 | 0.00016813 | 0.0034529 | 0.00072422 | 0 | 0 | 0 | 0 | 0 | 0 | 0.53591 | 0 | 0 | 0 | 0 | 0.054236 | 0 | 0 | 0 | 0 | 0.88804 | 0 | 0 | 0
7 | 201 | 7 | 84.2 | 2.2869 | 87.331 | 0 | 3.3536 | 0.015283 | 0.015283 | 78 | 78.1873 | 78 | 0.0010895 | 0.0024146 | 0.00029363 | 0 | 0 | 0.0011198 | 0.00043372 | 0.00016039 | 0.0022998 | 0.0011488 | 2.4393e-05 | 0.00086137 | 0.00018809 | 0.0043383 | 0.00091055 | 0 | 0 | 0 | 0 | 0 | 0 | 0.87971 | 0 | 0 | 0 | 0 | 0.25601 | 0 | 0 | 0 | 0 | 1.1512 | 0 | 0 | 0
7 | 201 | 8 | 86 | 3.1196 | 87.331 | 0 | 3.3536 | 0.026321 | 0.026321 | 78 | 78.3226 | 78 | 0.0014058 | 0.0031157 | 0.00037888 | 0 | 0 | 0.0023705 | 0.0010113 | 0.00021079 | 0.003671 | 0.001818 | 3.1475e-05 | 0.0011114 | 0.00069837 | 0.0086767 | 0.0018211 | 0 | 0 | 0 | 0 | 0 | 0 | 1.5151 | 0 | 0 | 0 | 0 | 0.25601 | 0 | 0 | 0 | 0 | 1.3485 | 0 | 0 | 0
7 | 201 | 9 | 86 | 1.6062 | 87.331 | 0 | 2.9065 | 0.033021 | 0 | 78 | 78.4047 | 78.4047 | 0.0014058 | 0.0031157 | 0.00037888 | 0 | 0 | 0.006702 | 0.0027485 | 0.00020948 | 0.0074528 | 0.0031956 | 3.1475e-05 | 0.0011114 | 0.00054538 | 0.0050623 | 0.0010617 | 0 | 0 | 0 | 0 | 0 | 0 | 0 | 0 | 0 | 0 | 0 | 0.22477 | 0 | 0 | 0 | 0 | 1.3814 | 0 | 0 | 0
7 | 201 | 10 | 89.6 | 1.6388 | 87.331 | 0 | 2.9065 | 0.04004 | 0 | 78.4047 | 78.8954 | 78.8954 | 0.0019673 | 0.0043601 | 0.00053021 | 0 | 0 | 0.0084105 | 0.0037645 | 0.00029524 | 0.010045 | 0.0042815 | 4.4047e-05 | 0.0015554 | 0.0010383 | 0.0030973 | 0.00065039 | 0 | 0 | 0 | 0 | 0 | 0 | 0 | 0 | 0 | 0 | 0 | 0.22453 | 0 | 0 | 0 | 0 | 1.4143 | 0 | 0 | 0
7 | 201 | 11 | 91.4 | 1.6715 | 87.331 | 0 | 2.9065 | 0.040523 | 0 | 78.8954 | 79.392 | 79.392 | 0.0021973 | 0.00487 | 0.00059222 | 0 | 0 | 0.0078786 | 0.0037216 | 0.00032786 | 0.010151 | 0.0042934 | 4.9199e-05 | 0.0017373 | 0.00095661 | 0.0030973 | 0.00065039 | 0 | 0 | 0 | 0 | 0 | 0 | 0 | 0 | 0 | 0 | 0 | 0.22429 | 0 | 0 | 0 | 0 | 1.4472 | 0 | 0 | 0
7 | 201 | 12 | 95 | 2.079 | 87.331 | 0 | 2.0569 | 0.057722 | 0.0081092 | 79.392 | 80.0994 | 80 | 0.0027427 | 0.0060786 | 0.0007392 | 0 | 0 | 0.012562 | 0.0057789 | 0.00040686 | 0.01502 | 0.0062071 | 6.1409e-05 | 0.0021684 | 0.0009584 | 0.0041315 | 0.0008666 | 0 | 0 | 0 | 0 | 0 | 0 | 0.46677 | 0 | 0 | 0 | 0 | 0.16501 | 0 | 0 | 0 | 0 | 1.4472 | 0 | 0 | 0
7 | 201 | 13 | 96.8 | 4.6287 | 87.331 | 0 | 2.0569 | 0.052977 | 0.052977 | 80 | 80.6492 | 80 | 0.0029521 | 0.0065429 | 0.00079565 | 0 | 0 | 0.010928 | 0.0047087 | 0.00043858 | 0.013442 | 0.0058467 | 6.6098e-05 | 0.002334 | 0.0011752 | 0.0030973 | 0.00065039 | 0 | 0 | 0 | 0 | 0 | 0 | 3.0494 | 0 | 0 | 0 | 0 | 0.16501 | 0 | 0 | 0 | 0 | 1.4143 | 0 | 0 | 0
7 | 201 | 14 | 98.6 | 4.8206 | 87.331 | 0 | 1.6544 | 0.057367 | 0.057367 | 80 | 80.703 | 80 | 0.0032684 | 0.0072439 | 0.0008809 | 0 | 0 | 0.012129 | 0.0050128 | 0.00048563 | 0.014696 | 0.0065048 | 7.318e-05 | 0.0025841 | 0.0013632 | 0.0025838 | 0.00054141 | 0 | 0 | 0 | 0 | 0 | 0 | 3.3021 | 0 | 0 | 0 | 0 | 0.13707 | 0 | 0 | 0 | 0 | 1.3814 | 0 | 0 | 0
7 | 201 | 15 | 98.6 | 13.4775 | 87.331 | 0 | 1.6544 | 0.045119 | 0.20832 | 80 | 80.5529 | 78 | 0.0032684 | 0.0072439 | 0.0008809 | 0 | 0 | 0.0073804 | 0.0028727 | 0.00048512 | 0.010723 | 0.0049947 | 7.318e-05 | 0.0025841 | 0.0013632 | 0.0026854 | 0.00056426 | 0 | 0 | 0 | 0 | 0 | 0 | 11.9909 | 0 | 0 | 0 | 0 | 0.13805 | 0 | 0 | 0 | 0 | 1.3485 | 0 | 0 | 0
7 | 201 | 16 | 100.4 | 4.8744 | 87.331 | 0 | 1.6544 | 0.057713 | 0.057713 | 78 | 78.7073 | 78 | 0.0039362 | 0.0087238 | 0.0010609 | 0 | 0 | 0.0059531 | 0.0056644 | 0.00059072 | 0.017007 | 0.0058429 | 8.8131e-05 | 0.0031121 | 0.0024847 | 0.0026854 | 0.00056426 | 0 | 0 | 0 | 0 | 0 | 0 | 3.322 | 0 | 0 | 0 | 0 | 0.13805 | 0 | 0 | 0 | 0 | 1.4143 | 0 | 0 | 0
7 | 201 | 17 | 96.8 | 4.7196 | 87.331 | 0 | 1.6544 | 0.050453 | 0.050453 | 78 | 78.6183 | 78 | 0.0033036 | 0.0073218 | 0.00089037 | 0 | 0 | 0.0055676 | 0.0040726 | 0.00049472 | 0.013922 | 0.0054646 | 7.3967e-05 | 0.0026119 | 0.0019784 | 0.0039265 | 0.00082442 | 0 | 0 | 0 | 0 | 0 | 0 | 2.9041 | 0 | 0 | 0 | 0 | 0.13805 | 0 | 0 | 0 | 0 | 1.6774 | 0 | 0 | 0
7 | 201 | 18 | 96.8 | 4.7803 | 87.331 | 0 | 2.817 | 0.042678 | 0.042678 | 78 | 78.523 | 78 | 0.0033036 | 0.0073218 | 0.00089037 | 0 | 0 | 0.0041856 | 0.0019962 | 0.00049652 | 0.00969 | 0.0048422 | 7.3967e-05 | 0.0026119 | 0.002141 | 0.0042349 | 0.00088946 | 0 | 0 | 0 | 0 | 0 | 0 | 2.4566 | 0 | 0 | 0 | 0 | 0.21876 | 0 | 0 | 0 | 0 | 2.105 | 0 | 0 | 0
7 | 201 | 19 | 96.8 | 4.2658 | 87.331 | 0 | 2.817 | 0.03431 | 0.03431 | 78 | 78.4205 | 78 | 0.0033036 | 0.0073218 | 0.00089037 | 0 | 0 | 0.0025631 | 0.00057109 | 0.00049418 | 0.0055544 | 0.0036029 | 7.3967e-05 | 0.0026119 | 0.001823 | 0.0045452 | 0.0009545 | 0 | 0 | 0 | 0 | 0 | 0 | 1.9749 | 0 | 0 | 0 | 0 | 0.21876 | 0 | 0 | 0 | 0 | 2.0721 | 0 | 0 | 0
7 | 201 | 20 | 95 | 3.7892 | 87.331 | 0 | 2.817 | 0.028317 | 0.028317 | 78 | 78.347 | 78 | 0.0029873 | 0.0066208 | 0.00080512 | 0 | 0 | 0.00026051 | 7.6295e-05 | 0.00044758 | 0.0026695 | 0.0016581 | 6.6885e-05 | 0.0023618 | 0.0017397 | 0.0071272 | 0.0014959 | 0 | 0 | 0 | 0 | 0 | 0 | 1.6299 | 0 | 0 | 0 | 0 | 0.21876 | 0 | 0 | 0 | 0 | 1.9405 | 0 | 0 | 0
7 | 201 | 21 | 93.2 | 3.6909 | 87.331 | 0 | 2.817 | 0.028323 | 0.028323 | 78 | 78.3471 | 78 | 0.002671 | 0.0059197 | 0.00071987 | 0 | 0 | 0 | 0 | 0.00039792 | 0.0040977 | 0.0024859 | 5.9803e-05 | 0.0021118 | 0.0012363 | 0.0071272 | 0.0014959 | 0 | 0 | 0 | 0 | 0 | 0 | 1.6303 | 0 | 0 | 0 | 0 | 0.21876 | 0 | 0 | 0 | 0 | 1.8419 | 0 | 0 | 0
7 | 201 | 22 | 91.4 | 3.44 | 87.331 | 0 | 2.2805 | 0.026326 | 0.026326 | 78 | 78.3226 | 78 | 0.0023547 | 0.0052187 | 0.00063462 | 0 | 0 | 0 | 0 | 0.00035075 | 0.0036125 | 0.0021912 | 5.2721e-05 | 0.0018617 | 0.0010468 | 0.0074411 | 0.0015609 | 0 | 0 | 0 | 0 | 0 | 0 | 1.5153 | 0 | 0 | 0 | 0 | 0.18151 | 0 | 0 | 0 | 0 | 1.7432 | 0 | 0 | 0
7 | 201 | 23 | 91.4 | 3.1655 | 87.331 | 0 | 2.2805 | 0.026128 | 0.026128 | 78 | 78.3202 | 78 | 0.0023547 | 0.0052187 | 0.00063462 | 0 | 0 | 0 | 0 | 0.00034927 | 0.0036125 | 0.0021908 | 5.2721e-05 | 0.0018617 | 0.00085083 | 0.0074411 | 0.0015609 | 0 | 0 | 0 | 0 | 0 | 0 | 1.5039 | 0 | 0 | 0 | 0 | 0.18151 | 0 | 0 | 0 | 0 | 1.4801 | 0 | 0 | 0
7 | 201 | 24 | 89.6 | 2.6008 | 87.331 | 0 | 0.38008 | 0.02318 | 0.02318 | 78 | 78.2841 | 78 | 0.0020384 | 0.0045177 | 0.00054938 | 0 | 0 | 0 | 0 | 0.00030438 | 0.0031272 | 0.0018971 | 4.5639e-05 | 0.0016116 | 0.00096326 | 0.0067153 | 0.0014098 | 0 | 0 | 0 | 0 | 0 | 0 | 1.3343 | 0 | 0 | 0 | 0 | 0.04958 | 0 | 0 | 0 | 0 | 1.2169 | 0 | 0 | 0
7 | 202 | 1 | 87.8 | 1.8614 | 87.3615 | 0 | 0.37979 | 0.015477 | 0.015477 | 78 | 78.1897 | 78 | 0.0017221 | 0.0038167 | 0.00046413 | 0 | 0 | 0 | 0 | 0.00025913 | 0.002642 | 0.0016033 | 3.8557e-05 | 0.0013615 | 0.0010692 | 0.0020667 | 0.00043418 | 0 | 0 | 0 | 0 | 0 | 0 | 0.89089 | 0 | 0 | 0 | 0 | 0.049538 | 0 | 0 | 0 | 0 | 0.92093 | 0 | 0 | 0
7 | 202 | 2 | 86 | 1.6483 | 87.3615 | 0 | 0.37979 | 0.012918 | 0.012918 | 78 | 78.1583 | 78 | 0.0014058 | 0.0031157 | 0.00037888 | 0 | 0 | 0 | 0 | 0.00021054 | 0.0021567 | 0.0013085 | 3.1475e-05 | 0.0011114 | 0.00069837 | 0.0020667 | 0.00043418 | 0 | 0 | 0 | 0 | 0 | 0 | 0.74359 | 0 | 0 | 0 | 0 | 0.049538 | 0 | 0 | 0 | 0 | 0.85515 | 0 | 0 | 0
7 | 202 | 3 | 86 | 1.6154 | 87.3615 | 0 | 0.37979 | 0.012918 | 0.012918 | 78 | 78.1583 | 78 | 0.0014058 | 0.0031157 | 0.00037888 | 0 | 0 | 0 | 0 | 0.00021063 | 0.0021567 | 0.0013085 | 3.1475e-05 | 0.0011114 | 0.00069837 | 0.0020667 | 0.00043418 | 0 | 0 | 0 | 0 | 0 | 0 | 0.74359 | 0 | 0 | 0 | 0 | 0.049538 | 0 | 0 | 0 | 0 | 0.82226 | 0 | 0 | 0
7 | 202 | 4 | 84.2 | 1.4426 | 87.3615 | 0 | 0.37979 | 0.010487 | 0.010487 | 78 | 78.1285 | 78 | 0.0010895 | 0.0024146 | 0.00029363 | 0 | 0 | 0 | 0 | 0.0001627 | 0.0016714 | 0.001014 | 2.4393e-05 | 0.00086137 | 0.00045462 | 0.0020667 | 0.00043418 | 0 | 0 | 0 | 0 | 0 | 0 | 0.60365 | 0 | 0 | 0 | 0 | 0.049538 | 0 | 0 | 0 | 0 | 0.78937 | 0 | 0 | 0
7 | 202 | 5 | 82.4 | 1.306 | 87.3615 | 0 | 0.37979 | 0.0081151 | 0.0081151 | 78 | 78.0995 | 78 | 0.00077317 | 0.0017136 | 0.00020838 | 0 | 0 | 0 | 0 | 0.00011518 | 0.0011862 | 0.00071952 | 1.7311e-05 | 0.0006113 | 0.00026958 | 0.0020667 | 0.00043418 | 0 | 0 | 0 | 0 | 0 | 0 | 0.46711 | 0 | 0 | 0 | 0 | 0.049538 | 0 | 0 | 0 | 0 | 0.78937 | 0 | 0 | 0
7 | 202 | 6 | 81.5 | 1.4047 | 87.3615 | 0 | 0.44681 | 0.0080338 | 0.0080338 | 78 | 78.0985 | 78 | 0.00061503 | 0.0013631 | 0.00016576 | 0 | 0 | 0.00014856 | 3.2871e-05 | 9.7784e-05 | -0.00063226 | -0.0003279 | 1.377e-05 | 0.00048626 | 0.0018937 | 0.0034529 | 0.00072422 | 0 | 0 | 0 | 0 | 0 | 0 | 0.46244 | 0 | 0 | 0 | 0 | 0.054187 | 0 | 0 | 0 | 0 | 0.88804 | 0 | 0 | 0
7 | 202 | 7 | 82.4 | 2.2898 | 87.3615 | 0 | 3.3511 | 0.015341 | 0.015341 | 78 | 78.188 | 78 | 0.00077317 | 0.0017136 | 0.00020838 | 0 | 0 | 0.0024499 | 0.0010374 | 0.00011429 | 0.0016716 | 0.0013269 | 1.7311e-05 | 0.0006113 | 0.00016813 | 0.0043383 | 0.00091055 | 0 | 0 | 0 | 0 | 0 | 0 | 0.88304 | 0 | 0 | 0 | 0 | 0.25565 | 0 | 0 | 0 | 0 | 1.1512 | 0 | 0 | 0
7 | 202 | 8 | 82.4 | 3.1775 | 87.3615 | 0 | 3.3511 | 0.027334 | 0.027334 | 78 | 78.335 | 78 | 0.00077317 | 0.0017136 | 0.00020838 | 0 | 0 | 0.0044956 | 0.0019986 | 0.00011518 | 0.0046238 | 0.0020095 | 1.7311e-05 | 0.0006113 | 0.00026958 | 0.0086767 | 0.0018211 | 0 | 0 | 0 | 0 | 0 | 0 | 1.5734 | 0 | 0 | 0 | 0 | 0.25565 | 0 | 0 | 0 | 0 | 1.3485 | 0 | 0 | 0
7 | 202 | 9 | 86 | 1.6058 | 87.3615 | 0 | 2.9043 | 0.038323 | 0 | 78 | 78.4697 | 78.4697 | 0.0014058 | 0.0031157 | 0.00037888 | 0 | 0 | 0.0060132 | 0.0053299 | 0.00020884 | 0.010911 | 0.0032704 | 3.1475e-05 | 0.0011114 | 0.00042235 | 0.0050623 | 0.0010617 | 0 | 0 | 0 | 0 | 0 | 0 | 0 | 0 | 0 | 0 | 0 | 0.22442 | 0 | 0 | 0 | 0 | 1.3814 | 0 | 0 | 0
7 | 202 | 10 | 87.8 | 1.6384 | 87.3615 | 0 | 2.9043 | 0.043695 | 0 | 78.4697 | 79.0051 | 79.0051 | 0.0016395 | 0.0036338 | 0.00044189 | 0 | 0 | 0.0067422 | 0.0072268 | 0.00024457 | 0.01452 | 0.003506 | 3.671e-05 | 0.0012963 | 0.00065934 | 0.0030973 | 0.00065039 | 0 | 0 | 0 | 0 | 0 | 0 | 0 | 0 | 0 | 0 | 0 | 0.22416 | 0 | 0 | 0 | 0 | 1.4143 | 0 | 0 | 0
7 | 202 | 11 | 91.4 | 1.671 | 87.3615 | 0 | 2.9043 | 0.050504 | 0 | 79.0051 | 79.6241 | 79.6241 | 0.002178 | 0.0048273 | 0.00058702 | 0 | 0 | 0.0070112 | 0.0080567 | 0.00032374 | 0.017284 | 0.0039548 | 4.8767e-05 | 0.001722 | 0.00076286 | 0.0030973 | 0.00065039 | 0 | 0 | 0 | 0 | 0 | 0 | 0 | 0 | 0 | 0 | 0 | 0.22386 | 0 | 0 | 0 | 0 | 1.4472 | 0 | 0 | 0
7 | 202 | 12 | 93.2 | 3.145 | 87.3615 | 0 | 2.0553 | 0.057308 | 0.026634 | 79.6241 | 80.3264 | 80 | 0.0023856 | 0.0052872 | 0.00064296 | 0 | 0 | 0.0080675 | 0.0089271 | 0.00035702 | 0.019409 | 0.0040977 | 5.3413e-05 | 0.0018861 | 0.0011968 | 0.0041315 | 0.0008666 | 0 | 0 | 0 | 0 | 0 | 0 | 1.5331 | 0 | 0 | 0 | 0 | 0.16478 | 0 | 0 | 0 | 0 | 1.4472 | 0 | 0 | 0
7 | 202 | 13 | 95 | 4.8818 | 87.3615 | 0 | 2.0553 | 0.057378 | 0.057378 | 80 | 80.7032 | 80 | 0.0026358 | 0.0058419 | 0.0007104 | 0 | 0 | 0.0077139 | 0.0091053 | 0.00038865 | 0.020276 | 0.004072 | 5.9016e-05 | 0.002084 | 0.00074328 | 0.0030973 | 0.00065039 | 0 | 0 | 0 | 0 | 0 | 0 | 3.3027 | 0 | 0 | 0 | 0 | 0.16478 | 0 | 0 | 0 | 0 | 1.4143 | 0 | 0 | 0
7 | 202 | 14 | 98.6 | 5.1328 | 87.3615 | 0 | 1.6532 | 0.062794 | 0.062794 | 80 | 80.7695 | 80 | 0.0032684 | 0.0072439 | 0.0008809 | 0 | 0 | 0.008818 | 0.0085148 | 0.00048969 | 0.020462 | 0.005536 | 7.318e-05 | 0.0025841 | 0.0017974 | 0.0025838 | 0.00054141 | 0 | 0 | 0 | 0 | 0 | 0 | 3.6145 | 0 | 0 | 0 | 0 | 0.13689 | 0 | 0 | 0 | 0 | 1.3814 | 0 | 0 | 0
7 | 202 | 15 | 98.6 | 14.0743 | 87.3615 | 0 | 1.6532 | 0.055491 | 0.21869 | 80 | 80.68 | 78 | 0.0032684 | 0.0072439 | 0.0008809 | 0 | 0 | 0.0066943 | 0.0068352 | 0.0004863 | 0.017569 | 0.0051176 | 7.318e-05 | 0.0025841 | 0.0014883 | 0.0026854 | 0.00056426 | 0 | 0 | 0 | 0 | 0 | 0 | 12.5879 | 0 | 0 | 0 | 0 | 0.13787 | 0 | 0 | 0 | 0 | 1.3485 | 0 | 0 | 0
7 | 202 | 16 | 100.4 | 4.7418 | 87.3615 | 0 | 1.6532 | 0.055413 | 0.055413 | 78 | 78.6791 | 78 | 0.0039362 | 0.0087238 | 0.0010609 | 0 | 0 | 0.0090822 | 0.0039866 | 0.00058634 | 0.013447 | 0.0061983 | 8.8131e-05 | 0.0031121 | 0.0019419 | 0.0026854 | 0.00056426 | 0 | 0 | 0 | 0 | 0 | 0 | 3.1897 | 0 | 0 | 0 | 0 | 0.13787 | 0 | 0 | 0 | 0 | 1.4143 | 0 | 0 | 0
7 | 202 | 17 | 100.4 | 4.5819 | 87.3615 | 0 | 1.6532 | 0.048064 | 0.048064 | 78 | 78.589 | 78 | 0.0039362 | 0.0087238 | 0.0010609 | 0 | 0 | 0.0050071 | 0.0024825 | 0.00059041 | 0.010674 | 0.0051533 | 8.8131e-05 | 0.0031121 | 0.0024847 | 0.0039265 | 0.00082442 | 0 | 0 | 0 | 0 | 0 | 0 | 2.7666 | 0 | 0 | 0 | 0 | 0.13787 | 0 | 0 | 0 | 0 | 1.6774 | 0 | 0 | 0
7 | 202 | 18 | 100.4 | 4.9918 | 87.3615 | 0 | 2.8149 | 0.046357 | 0.046357 | 78 | 78.5681 | 78 | 0.0039362 | 0.0087238 | 0.0010609 | 0 | 0 | 0.0047621 | 0.0019382 | 0.00059037 | 0.0096 | 0.0049367 | 8.8131e-05 | 0.0031121 | 0.0024847 | 0.0042349 | 0.00088946 | 0 | 0 | 0 | 0 | 0 | 0 | 2.6684 | 0 | 0 | 0 | 0 | 0.21845 | 0 | 0 | 0 | 0 | 2.105 | 0 | 0 | 0
7 | 202 | 19 | 98.6 | 4.4374 | 87.3615 | 0 | 2.8149 | 0.037296 | 0.037296 | 78 | 78.4571 | 78 | 0.0036199 | 0.0080228 | 0.00097562 | 0 | 0 | 0.0025703 | 0.00053408 | 0.00054249 | 0.0062656 | 0.0040962 | 8.1049e-05 | 0.002862 | 0.0022267 | 0.0045452 | 0.0009545 | 0 | 0 | 0 | 0 | 0 | 0 | 2.1468 | 0 | 0 | 0 | 0 | 0.21845 | 0 | 0 | 0 | 0 | 2.0721 | 0 | 0 | 0
7 | 202 | 20 | 95 | 3.8433 | 87.3615 | 0 | 2.8149 | 0.029261 | 0.029261 | 78 | 78.3586 | 78 | 0.0029873 | 0.0066208 | 0.00080512 | 0 | 0 | 0.00028667 | 7.9498e-05 | 0.00044628 | 0.0033177 | 0.0020686 | 6.6885e-05 | 0.0023618 | 0.0015975 | 0.0071272 | 0.0014959 | 0 | 0 | 0 | 0 | 0 | 0 | 1.6843 | 0 | 0 | 0 | 0 | 0.21845 | 0 | 0 | 0 | 0 | 1.9405 | 0 | 0 | 0
7 | 202 | 21 | 93.2 | 3.6906 | 87.3615 | 0 | 2.8149 | 0.028323 | 0.028323 | 78 | 78.3471 | 78 | 0.002671 | 0.0059197 | 0.00071987 | 0 | 0 | 0 | 0 | 0.00039793 | 0.0040977 | 0.0024858 | 5.9803e-05 | 0.0021118 | 0.0012363 | 0.0071272 | 0.0014959 | 0 | 0 | 0 | 0 | 0 | 0 | 1.6303 | 0 | 0 | 0 | 0 | 0.21845 | 0 | 0 | 0 | 0 | 1.8419 | 0 | 0 | 0
7 | 202 | 22 | 93.2 | 3.5766 | 87.3615 | 0 | 2.2787 | 0.028702 | 0.028702 | 78 | 78.3517 | 78 | 0.002671 | 0.0059197 | 0.00071987 | 0 | 0 | 0 | 0 | 0.00039829 | 0.0040977 | 0.0024857 | 5.9803e-05 | 0.0021118 | 0.0012363 | 0.0074411 | 0.0015609 | 0 | 0 | 0 | 0 | 0 | 0 | 1.6521 | 0 | 0 | 0 | 0 | 0.18126 | 0 | 0 | 0 | 0 | 1.7432 | 0 | 0 | 0
7 | 202 | 23 | 91.4 | 3.1767 | 87.3615 | 0 | 2.2787 | 0.026326 | 0.026326 | 78 | 78.3226 | 78 | 0.0023547 | 0.0052187 | 0.00063462 | 0 | 0 | 0 | 0 | 0.00035075 | 0.0036125 | 0.0021912 | 5.2721e-05 | 0.0018617 | 0.0010468 | 0.0074411 | 0.0015609 | 0 | 0 | 0 | 0 | 0 | 0 | 1.5153 | 0 | 0 | 0 | 0 | 0.18126 | 0 | 0 | 0 | 0 | 1.4801 | 0 | 0 | 0
7 | 202 | 24 | 89.6 | 2.5852 | 87.3615 | 0 | 0.37979 | 0.022909 | 0.022909 | 78 | 78.2808 | 78 | 0.0020384 | 0.0045177 | 0.00054938 | 0 | 0 | 0 | 0 | 0.00030193 | 0.0031272 | 0.0018964 | 4.5639e-05 | 0.0016116 | 0.00069591 | 0.0067153 | 0.0014098 | 0 | 0 | 0 | 0 | 0 | 0 | 1.3187 | 0 | 0 | 0 | 0 | 0.049538 | 0 | 0 | 0 | 0 | 1.2169 | 0 | 0 | 0
7 | 203 | 1 | 87.8 | 1.8399 | 87.3879 | 0 | 0.37954 | 0.015106 | 0.015106 | 78 | 78.1851 | 78 | 0.0017221 | 0.0038167 | 0.00046413 | 0 | 0 | 0 | 0 | 0.00025644 | 0.002642 | 0.0016025 | 3.8557e-05 | 0.0013615 | 0.00070109 | 0.0020667 | 0.00043418 | 0 | 0 | 0 | 0 | 0 | 0 | 0.86951 | 0 | 0 | 0 | 0 | 0.049503 | 0 | 0 | 0 | 0 | 0.92093 | 0 | 0 | 0
7 | 203 | 2 | 86 | 1.6482 | 87.3879 | 0 | 0.37954 | 0.012918 | 0.012918 | 78 | 78.1583 | 78 | 0.0014058 | 0.0031157 | 0.00037888 | 0 | 0 | 0 | 0 | 0.00021053 | 0.0021567 | 0.0013085 | 3.1475e-05 | 0.0011114 | 0.00069837 | 0.0020667 | 0.00043418 | 0 | 0 | 0 | 0 | 0 | 0 | 0.74359 | 0 | 0 | 0 | 0 | 0.049503 | 0 | 0 | 0 | 0 | 0.85515 | 0 | 0 | 0
7 | 203 | 3 | 86 | 1.6065 | 87.3879 | 0 | 0.37954 | 0.012764 | 0.012764 | 78 | 78.1564 | 78 | 0.0014058 | 0.0031157 | 0.00037888 | 0 | 0 | 0 | 0 | 0.00020948 | 0.0021567 | 0.0013082 | 3.1475e-05 | 0.0011114 | 0.00054538 | 0.0020667 | 0.00043418 | 0 | 0 | 0 | 0 | 0 | 0 | 0.7347 | 0 | 0 | 0 | 0 | 0.049503 | 0 | 0 | 0 | 0 | 0.82226 | 0 | 0 | 0
7 | 203 | 4 | 84.2 | 1.4394 | 87.3879 | 0 | 0.37954 | 0.010433 | 0.010433 | 78 | 78.1279 | 78 | 0.0010895 | 0.0024146 | 0.00029363 | 0 | 0 | 0 | 0 | 0.00016227 | 0.0016714 | 0.0010139 | 2.4393e-05 | 0.00086137 | 0.00040145 | 0.0020667 | 0.00043418 | 0 | 0 | 0 | 0 | 0 | 0 | 0.60056 | 0 | 0 | 0 | 0 | 0.049503 | 0 | 0 | 0 | 0 | 0.78937 | 0 | 0 | 0
7 | 203 | 5 | 82.4 | 1.306 | 87.3879 | 0 | 0.37954 | 0.0081151 | 0.0081151 | 78 | 78.0995 | 78 | 0.00077317 | 0.0017136 | 0.00020838 | 0 | 0 | 0 | 0 | 0.00011518 | 0.0011862 | 0.00071952 | 1.7311e-05 | 0.0006113 | 0.00026958 | 0.0020667 | 0.00043418 | 0 | 0 | 0 | 0 | 0 | 0 | 0.46711 | 0 | 0 | 0 | 0 | 0.049503 | 0 | 0 | 0 | 0 | 0.78937 | 0 | 0 | 0
7 | 203 | 6 | 82.4 | 1.3739 | 87.3879 | 0 | 0.44652 | 0.0074996 | 0.0074996 | 78 | 78.0919 | 78 | 0.00077317 | 0.0017136 | 0.00020838 | 0 | 0 | 0.00022741 | 3.633e-05 | 0.00011487 | -0.00044835 | -0.00016487 | 1.7311e-05 | 0.0006113 | 0.0002333 | 0.0034529 | 0.00072422 | 0 | 0 | 0 | 0 | 0 | 0 | 0.43169 | 0 | 0 | 0 | 0 | 0.054145 | 0 | 0 | 0 | 0 | 0.88804 | 0 | 0 | 0
7 | 203 | 7 | 82.4 | 2.3133 | 87.3879 | 0 | 3.3489 | 0.015754 | 0.015754 | 78 | 78.1931 | 78 | 0.00077317 | 0.0017136 | 0.00020838 | 0 | 0 | 0.0025291 | 0.0010832 | 0.00011518 | 0.0016948 | 0.0014891 | 1.7311e-05 | 0.0006113 | 0.00026958 | 0.0043383 | 0.00091055 | 0 | 0 | 0 | 0 | 0 | 0 | 0.90679 | 0 | 0 | 0 | 0 | 0.25533 | 0 | 0 | 0 | 0 | 1.1512 | 0 | 0 | 0
7 | 203 | 8 | 84.2 | 3.4996 | 87.3879 | 0 | 3.3489 | 0.032936 | 0.032936 | 78 | 78.4036 | 78 | 0.0010895 | 0.0024146 | 0.00029363 | 0 | 0 | 0.0050161 | 0.0032173 | 0.00016372 | 0.0061599 | 0.002617 | 2.4393e-05 | 0.00086137 | 0.00058035 | 0.0086767 | 0.0018211 | 0 | 0 | 0 | 0 | 0 | 0 | 1.8958 | 0 | 0 | 0 | 0 | 0.25533 | 0 | 0 | 0 | 0 | 1.3485 | 0 | 0 | 0
7 | 203 | 9 | 86 | 1.6055 | 87.3879 | 0 | 2.9024 | 0.037995 | 0 | 78 | 78.4656 | 78.4656 | 0.0014058 | 0.0031157 | 0.00037888 | 0 | 0 | 0.0056022 | 0.0054718 | 0.00020966 | 0.010869 | 0.0031296 | 3.1475e-05 | 0.0011114 | 0.00054538 | 0.0050623 | 0.0010617 | 0 | 0 | 0 | 0 | 0 | 0 | 0 | 0 | 0 | 0 | 0 | 0.22415 | 0 | 0 | 0 | 0 | 1.3814 | 0 | 0 | 0
7 | 203 | 10 | 89.6 | 1.6382 | 87.3879 | 0 | 2.9024 | 0.046469 | 0 | 78.4656 | 79.0351 | 79.0351 | 0.0019565 | 0.0043364 | 0.00052732 | 0 | 0 | 0.006541 | 0.007333 | 0.00029429 | 0.015191 | 0.0038181 | 4.3807e-05 | 0.0015469 | 0.0011329 | 0.0030973 | 0.00065039 | 0 | 0 | 0 | 0 | 0 | 0 | 0 | 0 | 0 | 0 | 0 | 0.22387 | 0 | 0 | 0 | 0 | 1.4143 | 0 | 0 | 0
7 | 203 | 11 | 91.4 | 1.6707 | 87.3879 | 0 | 2.9024 | 0.052711 | 0 | 79.0351 | 79.6811 | 79.6811 | 0.0021728 | 0.0048156 | 0.0005856 | 0 | 0 | 0.0080525 | 0.0081819 | 0.00032512 | 0.017683 | 0.0043159 | 4.8649e-05 | 0.0017179 | 0.0010641 | 0.0030973 | 0.00065039 | 0 | 0 | 0 | 0 | 0 | 0 | 0 | 0 | 0 | 0 | 0 | 0.22356 | 0 | 0 | 0 | 0 | 1.4472 | 0 | 0 | 0
7 | 203 | 12 | 95 | 3.5374 | 87.3879 | 0 | 2.054 | 0.059476 | 0.033454 | 79.6811 | 80.41 | 80 | 0.0026919 | 0.0059661 | 0.0007255 | 0 | 0 | 0.0079242 | 0.0090071 | 0.0004041 | 0.019814 | 0.00423 | 6.0271e-05 | 0.0021283 | 0.0015257 | 0.0041315 | 0.0008666 | 0 | 0 | 0 | 0 | 0 | 0 | 1.9257 | 0 | 0 | 0 | 0 | 0.16459 | 0 | 0 | 0 | 0 | 1.4472 | 0 | 0 | 0
7 | 203 | 13 | 96.8 | 5.0887 | 87.3879 | 0 | 2.054 | 0.060976 | 0.060976 | 80 | 80.7473 | 80 | 0.0029521 | 0.0065429 | 0.00079565 | 0 | 0 | 0.0081234 | 0.0091694 | 0.00043852 | 0.021028 | 0.0046024 | 6.6098e-05 | 0.002334 | 0.0011752 | 0.0030973 | 0.00065039 | 0 | 0 | 0 | 0 | 0 | 0 | 3.5098 | 0 | 0 | 0 | 0 | 0.16459 | 0 | 0 | 0 | 0 | 1.4143 | 0 | 0 | 0
7 | 203 | 14 | 98.6 | 5.0475 | 87.3879 | 0 | 1.6521 | 0.061315 | 0.061315 | 80 | 80.7514 | 80 | 0.0032684 | 0.0072439 | 0.0008809 | 0 | 0 | 0.0080703 | 0.0085617 | 0.00048448 | 0.020512 | 0.0052618 | 7.318e-05 | 0.0025841 | 0.0012491 | 0.0025838 | 0.00054141 | 0 | 0 | 0 | 0 | 0 | 0 | 3.5294 | 0 | 0 | 0 | 0 | 0.13673 | 0 | 0 | 0 | 0 | 1.3814 | 0 | 0 | 0
7 | 203 | 15 | 100.4 | 14.1884 | 87.3879 | 0 | 1.6521 | 0.057477 | 0.22067 | 80 | 80.7044 | 78 | 0.0035847 | 0.0079449 | 0.00096614 | 0 | 0 | 0.0061878 | 0.0068571 | 0.0005315 | 0.018353 | 0.0054479 | 8.0262e-05 | 0.0028342 | 0.001439 | 0.0026854 | 0.00056426 | 0 | 0 | 0 | 0 | 0 | 0 | 12.7022 | 0 | 0 | 0 | 0 | 0.13771 | 0 | 0 | 0 | 0 | 1.3485 | 0 | 0 | 0
7 | 203 | 16 | 100.4 | 4.8145 | 87.3879 | 0 | 1.6521 | 0.056679 | 0.056679 | 78 | 78.6946 | 78 | 0.0039362 | 0.0087238 | 0.0010609 | 0 | 0 | 0.0052383 | 0.005709 | 0.00058726 | 0.017161 | 0.0057126 | 8.8131e-05 | 0.0031121 | 0.0021 | 0.0026854 | 0.00056426 | 0 | 0 | 0 | 0 | 0 | 0 | 3.2625 | 0 | 0 | 0 | 0 | 0.13771 | 0 | 0 | 0 | 0 | 1.4143 | 0 | 0 | 0
7 | 203 | 17 | 98.6 | 4.8502 | 87.3879 | 0 | 1.6521 | 0.052728 | 0.052728 | 78 | 78.6462 | 78 | 0.0036199 | 0.0080228 | 0.00097562 | 0 | 0 | 0.0051477 | 0.0041892 | 0.0005412 | 0.014737 | 0.0057423 | 8.1049e-05 | 0.002862 | 0.0020586 | 0.0039265 | 0.00082442 | 0 | 0 | 0 | 0 | 0 | 0 | 3.0351 | 0 | 0 | 0 | 0 | 0.13771 | 0 | 0 | 0 | 0 | 1.6774 | 0 | 0 | 0
7 | 203 | 18 | 98.6 | 4.9173 | 87.3879 | 0 | 2.8131 | 0.045067 | 0.045067 | 78 | 78.5523 | 78 | 0.0036199 | 0.0080228 | 0.00097562 | 0 | 0 | 0.0039504 | 0.0019543 | 0.00054535 | 0.0102 | 0.0051448 | 8.1049e-05 | 0.002862 | 0.0025865 | 0.0042349 | 0.00088946 | 0 | 0 | 0 | 0 | 0 | 0 | 2.5941 | 0 | 0 | 0 | 0 | 0.21819 | 0 | 0 | 0 | 0 | 2.105 | 0 | 0 | 0
7 | 203 | 19 | 96.8 | 4.1023 | 87.3879 | 0 | 2.8131 | 0.03148 | 0.03148 | 78 | 78.3858 | 78 | 0.0033036 | 0.0073218 | 0.00089037 | 0 | 0 | 0.0013969 | 0.00041298 | 0.00049501 | 0.0046739 | 0.0028219 | 7.3967e-05 | 0.0026119 | 0.0019784 | 0.0045452 | 0.0009545 | 0 | 0 | 0 | 0 | 0 | 0 | 1.8121 | 0 | 0 | 0 | 0 | 0.21819 | 0 | 0 | 0 | 0 | 2.0721 | 0 | 0 | 0
7 | 203 | 20 | 93.2 | 3.665 | 87.3879 | 0 | 2.8131 | 0.026169 | 0.026169 | 78 | 78.3207 | 78 | 0.002671 | 0.0059197 | 0.00071987 | 0 | 0 | 0.00039529 | 8.2898e-05 | 0.00039345 | 0.0026145 | 0.0017423 | 5.9803e-05 | 0.0021118 | 0.00083494 | 0.0071272 | 0.0014959 | 0 | 0 | 0 | 0 | 0 | 0 | 1.5063 | 0 | 0 | 0 | 0 | 0.21819 | 0 | 0 | 0 | 0 | 1.9405 | 0 | 0 | 0
7 | 203 | 21 | 93.2 | 3.672 | 87.3879 | 0 | 2.8131 | 0.028005 | 0.028005 | 78 | 78.3432 | 78 | 0.002671 | 0.0059197 | 0.00071987 | 0 | 0 | 0 | 0 | 0.00039529 | 0.0040977 | 0.0024852 | 5.9803e-05 | 0.0021118 | 0.00092123 | 0.0071272 | 0.0014959 | 0 | 0 | 0 | 0 | 0 | 0 | 1.612 | 0 | 0 | 0 | 0 | 0.21819 | 0 | 0 | 0 | 0 | 1.8419 | 0 | 0 | 0
7 | 203 | 22 | 91.4 | 3.4186 | 87.3879 | 0 | 2.2772 | 0.025961 | 0.025961 | 78 | 78.3182 | 78 | 0.0023547 | 0.0052187 | 0.00063462 | 0 | 0 | 0 | 0 | 0.00034691 | 0.0036125 | 0.0021902 | 5.2721e-05 | 0.0018617 | 0.00068701 | 0.0074411 | 0.0015609 | 0 | 0 | 0 | 0 | 0 | 0 | 1.4943 | 0 | 0 | 0 | 0 | 0.18105 | 0 | 0 | 0 | 0 | 1.7432 | 0 | 0 | 0
7 | 203 | 23 | 91.4 | 3.1555 | 87.3879 | 0 | 2.2772 | 0.025962 | 0.025962 | 78 | 78.3182 | 78 | 0.0023547 | 0.0052187 | 0.00063462 | 0 | 0 | 0 | 0 | 0.00034747 | 0.0036125 | 0.0021903 | 5.2721e-05 | 0.0018617 | 0.00068701 | 0.0074411 | 0.0015609 | 0 | 0 | 0 | 0 | 0 | 0 | 1.4944 | 0 | 0 | 0 | 0 | 0.18105 | 0 | 0 | 0 | 0 | 1.4801 | 0 | 0 | 0
7 | 203 | 24 | 89.6 | 2.5702 | 87.3879 | 0 | 0.37954 | 0.02265 | 0.02265 | 78 | 78.2776 | 78 | 0.0020384 | 0.0045177 | 0.00054938 | 0 | 0 | 0 | 0 | 0.00029841 | 0.0031272 | 0.0018954 | 4.5639e-05 | 0.0016116 | 0.00044075 | 0.0067153 | 0.0014098 | 0 | 0 | 0 | 0 | 0 | 0 | 1.3037 | 0 | 0 | 0 | 0 | 0.049503 | 0 | 0 | 0 | 0 | 1.2169 | 0 | 0 | 0
7 | 204 | 1 | 89.6 | 1.9569 | 87.4103 | 0 | 0.37933 | 0.017139 | 0.017139 | 78 | 78.21 | 78 | 0.0020384 | 0.0045177 | 0.00054938 | 0 | 0 | 0 | 0 | 0.00030072 | 0.0031272 | 0.0018961 | 4.5639e-05 | 0.0016116 | 0.00055142 | 0.0020667 | 0.00043418 | 0 | 0 | 0 | 0 | 0 | 0 | 0.98654 | 0 | 0 | 0 | 0 | 0.049472 | 0 | 0 | 0 | 0 | 0.92093 | 0 | 0 | 0
7 | 204 | 2 | 87.8 | 1.7617 | 87.4103 | 0 | 0.37933 | 0.014889 | 0.014889 | 78 | 78.1825 | 78 | 0.0017221 | 0.0038167 | 0.00046413 | 0 | 0 | 0 | 0 | 0.0002543 | 0.002642 | 0.0016019 | 3.8557e-05 | 0.0013615 | 0.00048747 | 0.0020667 | 0.00043418 | 0 | 0 | 0 | 0 | 0 | 0 | 0.85706 | 0 | 0 | 0 | 0 | 0.049472 | 0 | 0 | 0 | 0 | 0.85515 | 0 | 0 | 0
7 | 204 | 3 | 86 | 1.5961 | 87.4103 | 0 | 0.37933 | 0.012584 | 0.012584 | 78 | 78.1542 | 78 | 0.0014058 | 0.0031157 | 0.00037888 | 0 | 0 | 0 | 0 | 0.00020758 | 0.0021567 | 0.0013077 | 3.1475e-05 | 0.0011114 | 0.00036783 | 0.0020667 | 0.00043418 | 0 | 0 | 0 | 0 | 0 | 0 | 0.72434 | 0 | 0 | 0 | 0 | 0.049472 | 0 | 0 | 0 | 0 | 0.82226 | 0 | 0 | 0
7 | 204 | 4 | 86 | 1.5632 | 87.4103 | 0 | 0.37933 | 0.012584 | 0.012584 | 78 | 78.1542 | 78 | 0.0014058 | 0.0031157 | 0.00037888 | 0 | 0 | 0 | 0 | 0.00020782 | 0.0021567 | 0.0013078 | 3.1475e-05 | 0.0011114 | 0.00036783 | 0.0020667 | 0.00043418 | 0 | 0 | 0 | 0 | 0 | 0 | 0.72436 | 0 | 0 | 0 | 0 | 0.049472 | 0 | 0 | 0 | 0 | 0.78937 | 0 | 0 | 0
7 | 204 | 5 | 84.2 | 1.4269 | 87.4103 | 0 | 0.37933 | 0.010217 | 0.010217 | 78 | 78.1252 | 78 | 0.0010895 | 0.0024146 | 0.00029363 | 0 | 0 | 0 | 0 | 0.00015997 | 0.0016714 | 0.0010132 | 2.4393e-05 | 0.00086137 | 0.00018809 | 0.0020667 | 0.00043418 | 0 | 0 | 0 | 0 | 0 | 0 | 0.58811 | 0 | 0 | 0 | 0 | 0.049472 | 0 | 0 | 0 | 0 | 0.78937 | 0 | 0 | 0
7 | 204 | 6 | 84.2 | 1.5004 | 87.4103 | 0 | 0.44627 | 0.0096984 | 0.0096984 | 78 | 78.1189 | 78 | 0.0010895 | 0.0024146 | 0.00029363 | 0 | 0 | 0.00011443 | 3.1303e-05 | 0.00016011 | 0.00019895 | 0.00014488 | 2.4393e-05 | 0.00086137 | 0.00018809 | 0.0034529 | 0.00072422 | 0 | 0 | 0 | 0 | 0 | 0 | 0.55825 | 0 | 0 | 0 | 0 | 0.05411 | 0 | 0 | 0 | 0 | 0.88804 | 0 | 0 | 0
7 | 204 | 7 | 84.2 | 2.4011 | 87.4103 | 0 | 3.347 | 0.017283 | 0.017283 | 78 | 78.2118 | 78 | 0.0010895 | 0.0024146 | 0.00029363 | 0 | 0 | 0.0023183 | 0.00097191 | 0.00016147 | 0.0020858 | 0.0015088 | 2.4393e-05 | 0.00086137 | 0.00030436 | 0.0043383 | 0.00091055 | 0 | 0 | 0 | 0 | 0 | 0 | 0.99483 | 0 | 0 | 0 | 0 | 0.25506 | 0 | 0 | 0 | 0 | 1.1512 | 0 | 0 | 0
7 | 204 | 8 | 84.2 | 3.4512 | 87.4103 | 0 | 3.347 | 0.032098 | 0.032098 | 78 | 78.3934 | 78 | 0.0010895 | 0.0024146 | 0.00029363 | 0 | 0 | 0.0054108 | 0.0027211 | 0.0001601 | 0.0058969 | 0.0025396 | 2.4393e-05 | 0.00086137 | 0.00018809 | 0.0086767 | 0.0018211 | 0 | 0 | 0 | 0 | 0 | 0 | 1.8476 | 0 | 0 | 0 | 0 | 0.25506 | 0 | 0 | 0 | 0 | 1.3485 | 0 | 0 | 0
7 | 204 | 9 | 87.8 | 1.6053 | 87.4103 | 0 | 2.9007 | 0.037237 | 0 | 78 | 78.4563 | 78.4563 | 0.0017221 | 0.0038167 | 0.00046413 | 0 | 0 | 0.005576 | 0.0044628 | 0.0002541 | 0.00977 | 0.0032699 | 3.8557e-05 | 0.0013615 | 0.00037681 | 0.0050623 | 0.0010617 | 0 | 0 | 0 | 0 | 0 | 0 | 0 | 0 | 0 | 0 | 0 | 0.22392 | 0 | 0 | 0 | 0 | 1.3814 | 0 | 0 | 0
7 | 204 | 10 | 89.6 | 1.6379 | 87.4103 | 0 | 2.9007 | 0.045817 | 0 | 78.4563 | 79.0178 | 79.0178 | 0.0019582 | 0.00434 | 0.00052776 | 0 | 0 | 0.0074202 | 0.0065932 | 0.00029073 | 0.014468 | 0.0042204 | 4.3844e-05 | 0.0015482 | 0.00065852 | 0.0030973 | 0.00065039 | 0 | 0 | 0 | 0 | 0 | 0 | 0 | 0 | 0 | 0 | 0 | 0.22365 | 0 | 0 | 0 | 0 | 1.4143 | 0 | 0 | 0
7 | 204 | 11 | 91.4 | 1.6705 | 87.4103 | 0 | 2.9007 | 0.05182 | 0 | 79.0178 | 79.6529 | 79.6529 | 0.0021758 | 0.0048223 | 0.00058642 | 0 | 0 | 0.007428 | 0.0083518 | 0.00032149 | 0.017897 | 0.0041122 | 4.8717e-05 | 0.0017203 | 0.0006088 | 0.0030973 | 0.00065039 | 0 | 0 | 0 | 0 | 0 | 0 | 0 | 0 | 0 | 0 | 0 | 0.22334 | 0 | 0 | 0 | 0 | 1.4472 | 0 | 0 | 0
7 | 204 | 12 | 93.2 | 3.1421 | 87.4103 | 0 | 2.0528 | 0.054912 | 0.026589 | 79.6529 | 80.3259 | 80 | 0.0023805 | 0.005276 | 0.00064159 | 0 | 0 | 0.0079685 | 0.0082653 | 0.00035099 | 0.018309 | 0.0041563 | 5.33e-05 | 0.0018821 | 0.00063017 | 0.0041315 | 0.0008666 | 0 | 0 | 0 | 0 | 0 | 0 | 1.5305 | 0 | 0 | 0 | 0 | 0.16443 | 0 | 0 | 0 | 0 | 1.4472 | 0 | 0 | 0
7 | 204 | 13 | 95 | 4.762 | 87.4103 | 0 | 2.0528 | 0.055303 | 0.055303 | 80 | 80.6778 | 80 | 0.0026358 | 0.0058419 | 0.0007104 | 0 | 0 | 0.0076936 | 0.0083177 | 0.00038963 | 0.018886 | 0.00412 | 5.9016e-05 | 0.002084 | 0.0008179 | 0.0030973 | 0.00065039 | 0 | 0 | 0 | 0 | 0 | 0 | 3.1833 | 0 | 0 | 0 | 0 | 0.16443 | 0 | 0 | 0 | 0 | 1.4143 | 0 | 0 | 0
7 | 204 | 14 | 82.4 | 3.8794 | 87.4103 | 0 | 1.6512 | 0.041024 | 0.041024 | 80 | 80.5028 | 80 | 0.00042173 | 0.0009347 | 0.00011366 | 0 | 0 | 0.0078632 | 0.0084368 | 6.3555e-05 | 0.016694 | 0.0028192 | 9.4426e-06 | 0.00033343 | 0.00020912 | 0.0025838 | 0.00054141 | 0 | 0 | 0 | 0 | 0 | 0 | 2.3614 | 0 | 0 | 0 | 0 | 0.1366 | 0 | 0 | 0 | 0 | 1.3814 | 0 | 0 | 0
7 | 204 | 15 | 82.4 | 13.0072 | 87.4103 | 0 | 1.6512 | 0.036958 | 0.20015 | 80 | 80.4529 | 78 | 0.00042173 | 0.0009347 | 0.00011366 | 0 | 0 | 0.0063664 | 0.0073111 | 6.431e-05 | 0.014997 | 0.0027624 | 9.4426e-06 | 0.00033343 | 0.00039415 | 0.0026854 | 0.00056426 | 0 | 0 | 0 | 0 | 0 | 0 | 11.5212 | 0 | 0 | 0 | 0 | 0.13758 | 0 | 0 | 0 | 0 | 1.3485 | 0 | 0 | 0
7 | 204 | 16 | 80.6 | 3.3153 | 87.4103 | 0 | 1.6512 | 0.030635 | 0.030635 | 78 | 78.3754 | 78 | 0.00045688 | 0.0010126 | 0.00012314 | 0 | 0 | 0.005723 | 0.0052924 | 6.8088e-05 | 0.011484 | 0.0027038 | 1.023e-05 | 0.00036122 | 0.00015009 | 0.0026854 | 0.00056426 | 0 | 0 | 0 | 0 | 0 | 0 | 1.7634 | 0 | 0 | 0 | 0 | 0.13758 | 0 | 0 | 0 | 0 | 1.4143 | 0 | 0 | 0
7 | 204 | 17 | 78.8 | 3.3427 | 87.4103 | 0 | 1.6512 | 0.02654 | 0.02654 | 78 | 78.3253 | 78 | 0.00014058 | 0.00031157 | 3.7888e-05 | 0 | 0 | 0.0050005 | 0.0039639 | 2.0724e-05 | 0.0094988 | 0.0026824 | 3.1475e-06 | 0.00011114 | 1.8677e-05 | 0.0039265 | 0.00082442 | 0 | 0 | 0 | 0 | 0 | 0 | 1.5277 | 0 | 0 | 0 | 0 | 0.13758 | 0 | 0 | 0 | 0 | 1.6774 | 0 | 0 | 0
7 | 204 | 18 | 78.8 | 3.4451 | 87.4103 | 0 | 2.8115 | 0.019496 | 0.019496 | 78 | 78.2389 | 78 | 0.00014058 | 0.00031157 | 3.7888e-05 | 0 | 0 | 0.0044212 | 0.0020252 | 2.0696e-05 | 0.0051972 | 0.0020839 | 3.1475e-06 | 0.00011114 | 1.8677e-05 | 0.0042349 | 0.00088946 | 0 | 0 | 0 | 0 | 0 | 0 | 1.1222 | 0 | 0 | 0 | 0 | 0.21796 | 0 | 0 | 0 | 0 | 2.105 | 0 | 0 | 0
7 | 204 | 19 | 77 | 2.29 | 87.4103 | 0 | 2.8115 | 0.0089916 | 0 | 78 | 78.1102 | 78 | -0.00017572 | -0.00038946 | -4.736e-05 | 0 | 0 | 0.0024082 | 0.00058811 | -2.5913e-05 | 0.00071493 | 0.0005858 | -3.9344e-06 | -0.00013893 | -2.3826e-05 | 0.0045452 | 0.0009545 | 0 | 0 | 0 | 0 | 0 | 0 | 0 | 0 | 0 | 0 | 0 | 0.21796 | 0 | 0 | 0 | 0 | 2.0721 | 0 | 0 | 0
7 | 204 | 20 | 78.8 | 2.5276 | 87.4103 | 0 | 2.8115 | 0.0064128 | 0.0064128 | 78 | 78.0786 | 78 | 0.00014058 | 0.00031157 | 3.7888e-05 | 0 | 0 | 0.00017243 | 6.0461e-05 | 2.0787e-05 | -0.00099345 | -0.00060302 | 3.1475e-06 | 0.00011114 | 2.407e-05 | 0.0071272 | 0.0014959 | 0 | 0 | 0 | 0 | 0 | 0 | 0.36913 | 0 | 0 | 0 | 0 | 0.21796 | 0 | 0 | 0 | 0 | 1.9405 | 0 | 0 | 0
7 | 204 | 21 | 78.8 | 2.6132 | 87.4103 | 0 | 2.8115 | 0.0096132 | 0.0096132 | 78 | 78.1178 | 78 | 0.00014058 | 0.00031157 | 3.7888e-05 | 0 | 0 | 0 | 0 | 2.0696e-05 | 0.00021567 | 0.00013077 | 3.1475e-06 | 0.00011114 | 1.8677e-05 | 0.0071272 | 0.0014959 | 0 | 0 | 0 | 0 | 0 | 0 | 0.55335 | 0 | 0 | 0 | 0 | 0.21796 | 0 | 0 | 0 | 0 | 1.8419 | 0 | 0 | 0
7 | 204 | 22 | 77 | 1.924 | 87.4103 | 0 | 2.276 | 0.0062089 | 0 | 78 | 78.0761 | 78 | -0.00017572 | -0.00038946 | -4.736e-05 | 0 | 0 | 0 | 0 | -2.5842e-05 | -0.00026959 | -0.00016343 | -3.9344e-06 | -0.00013893 | -1.7881e-05 | 0.0074411 | 0.0015609 | 0 | 0 | 0 | 0 | 0 | 0 | 0 | 0 | 0 | 0 | 0 | 0.18086 | 0 | 0 | 0 | 0 | 1.7432 | 0 | 0 | 0
7 | 204 | 23 | 75.2 | 1.6609 | 87.4103 | 0 | 2.276 | 0.0039786 | 0 | 78 | 78.0488 | 78 | -0.00049202 | -0.0010905 | -0.00013261 | 0 | 0 | 0 | 0 | -7.2386e-05 | -0.00075484 | -0.00045762 | -1.1016e-05 | -0.00038901 | -6.2444e-05 | 0.0074411 | 0.0015609 | 0 | 0 | 0 | 0 | 0 | 0 | 0 | 0 | 0 | 0 | 0 | 0.18086 | 0 | 0 | 0 | 0 | 1.4801 | 0 | 0 | 0
7 | 204 | 24 | 75.2 | 1.2664 | 87.4103 | 0 | 0.37933 | 0.0032671 | 0 | 78 | 78.04 | 78 | -0.00049202 | -0.0010905 | -0.00013261 | 0 | 0 | 0 | 0 | -7.2028e-05 | -0.00075484 | -0.00045752 | -1.1016e-05 | -0.00038901 | -4.8629e-05 | 0.0067153 | 0.0014098 | 0 | 0 | 0 | 0 | 0 | 0 | 0 | 0 | 0 | 0 | 0 | 0.049472 | 0 | 0 | 0 | 0 | 1.2169 | 0 | 0 | 0
7 | 205 | 1 | 75.2 | 0.97038 | 87.4286 | 0 | 0.37915 | -0.0014513 | 0 | 78 | 77.9822 | 77.9822 | -0.00049202 | -0.0010905 | -0.00013261 | 0 | 0 | 0 | 0 | -7.2886e-05 | -0.00075484 | -0.00045776 | -1.1016e-05 | -0.00038901 | -0.00011729 | 0.0020667 | 0.00043418 | 0 | 0 | 0 | 0 | 0 | 0 | 0 | 0 | 0 | 0 | 0 | 0.049456 | 0 | 0 | 0 | 0 | 0.92093 | 0 | 0 | 0
7 | 205 | 2 | 73.4 | 0.90462 | 87.4286 | 0 | 0.37915 | -0.0036192 | 0 | 77.9822 | 77.9379 | 77.9379 | -0.00080519 | -0.0017846 | -0.00021701 | 0 | 0 | 0 | 0 | -0.0001185 | -0.0012353 | -0.00074891 | -1.8028e-05 | -0.00063661 | -0.00012171 | 0.0020667 | 0.00043418 | 0 | 0 | 0 | 0 | 0 | 0 | 0 | 0 | 0 | 0 | 0 | 0.049478 | 0 | 0 | 0 | 0 | 0.85515 | 0 | 0 | 0
7 | 205 | 3 | 75.2 | 0.87174 | 87.4286 | 0 | 0.37915 | -0.0013184 | 0 | 77.9379 | 77.9217 | 77.9217 | -0.0004811 | -0.0010663 | -0.00012967 | 0 | 0 | 0 | 0 | -7.0693e-05 | -0.00073809 | -0.00044744 | -1.0772e-05 | -0.00038037 | -6.0646e-05 | 0.0020667 | 0.00043418 | 0 | 0 | 0 | 0 | 0 | 0 | 0 | 0 | 0 | 0 | 0 | 0.049486 | 0 | 0 | 0 | 0 | 0.82226 | 0 | 0 | 0
7 | 205 | 4 | 75.2 | 0.83886 | 87.4286 | 0 | 0.37915 | -0.0012983 | 0 | 77.9217 | 77.9058 | 77.9058 | -0.00047826 | -0.00106 | -0.0001289 | 0 | 0 | 0 | 0 | -7.0228e-05 | -0.00073374 | -0.00044479 | -1.0708e-05 | -0.00037813 | -6.0182e-05 | 0.0020667 | 0.00043418 | 0 | 0 | 0 | 0 | 0 | 0 | 0 | 0 | 0 | 0 | 0 | 0.049494 | 0 | 0 | 0 | 0 | 0.78937 | 0 | 0 | 0
7 | 205 | 5 | 75.2 | 0.83887 | 87.4286 | 0 | 0.37915 | -0.0013323 | 0 | 77.9058 | 77.8895 | 77.8895 | -0.00047547 | -0.0010538 | -0.00012815 | 0 | 0 | 0 | 0 | -7.0432e-05 | -0.00072945 | -0.00044236 | -1.0646e-05 | -0.00037592 | -0.0001128 | 0.0020667 | 0.00043418 | 0 | 0 | 0 | 0 | 0 | 0 | 0 | 0 | 0 | 0 | 0 | 0.049502 | 0 | 0 | 0 | 0 | 0.78937 | 0 | 0 | 0
7 | 205 | 6 | 75.2 | 0.94219 | 87.4286 | 0 | 0.44606 | -0.0021772 | 0 | 77.8895 | 77.8628 | 77.8628 | -0.0004726 | -0.0010474 | -0.00012737 | 0 | 0 | 0.00010729 | 2.1893e-05 | -7.02e-05 | -0.0022138 | -0.0013105 | -1.0581e-05 | -0.00037365 | -0.00013316 | 0.0034529 | 0.00072422 | 0 | 0 | 0 | 0 | 0 | 0 | 0 | 0 | 0 | 0 | 0 | 0.054148 | 0 | 0 | 0 | 0 | 0.88804 | 0 | 0 | 0
7 | 205 | 7 | 75.2 | 1.406 | 87.4286 | 0 | 3.3455 | 0.0061362 | 0 | 77.8628 | 77.938 | 77.938 | -0.00046791 | -0.001037 | -0.00012611 | 0 | 0 | 0.0023343 | 0.00098269 | -7.0253e-05 | -0.00026519 | 0.00015051 | -1.0477e-05 | -0.00036994 | -0.00023322 | 0.0043383 | 0.00091055 | 0 | 0 | 0 | 0 | 0 | 0 | 0 | 0 | 0 | 0 | 0 | 0.25487 | 0 | 0 | 0 | 0 | 1.1512 | 0 | 0 | 0
7 | 205 | 8 | 78.8 | 2.7762 | 87.4286 | 0 | 3.3455 | 0.025437 | 0.020376 | 77.938 | 78.2497 | 78 | 0.00015147 | 0.00033572 | 4.0825e-05 | 0 | 0 | 0.0049061 | 0.0030256 | 2.2316e-05 | 0.004605 | 0.0017138 | 3.3915e-06 | 0.00011976 | 1.5117e-05 | 0.0086767 | 0.0018211 | 0 | 0 | 0 | 0 | 0 | 0 | 1.1729 | 0 | 0 | 0 | 0 | 0.25484 | 0 | 0 | 0 | 0 | 1.3485 | 0 | 0 | 0
7 | 205 | 9 | 82.4 | 1.6052 | 87.4286 | 0 | 2.8994 | 0.032958 | 0 | 78 | 78.4039 | 78.4039 | 0.00077317 | 0.0017136 | 0.00020838 | 0 | 0 | 0.005756 | 0.0052698 | 0.00011538 | 0.0095907 | 0.0025083 | 1.7311e-05 | 0.0006113 | 0.00026958 | 0.0050623 | 0.0010617 | 0 | 0 | 0 | 0 | 0 | 0 | 0 | 0 | 0 | 0 | 0 | 0.22376 | 0 | 0 | 0 | 0 | 1.3814 | 0 | 0 | 0
7 | 205 | 10 | 86 | 1.6378 | 87.4286 | 0 | 2.8994 | 0.041371 | 0 | 78.4039 | 78.9109 | 78.9109 | 0.0013348 | 0.0029584 | 0.00035975 | 0 | 0 | 0.0073327 | 0.0068592 | 0.00019734 | 0.013727 | 0.0034731 | 2.9886e-05 | 0.0010553 | 0.00029588 | 0.0030973 | 0.00065039 | 0 | 0 | 0 | 0 | 0 | 0 | 0 | 0 | 0 | 0 | 0 | 0.22351 | 0 | 0 | 0 | 0 | 1.4143 | 0 | 0 | 0
7 | 205 | 11 | 84.2 | 1.6704 | 87.4286 | 0 | 2.8994 | 0.043628 | 0 | 78.9109 | 79.4456 | 79.4456 | 0.00092941 | 0.0020599 | 0.00025049 | 0 | 0 | 0.0083153 | 0.008102 | 0.00013806 | 0.015799 | 0.00324 | 2.081e-05 | 0.00073482 | 0.00028997 | 0.0030973 | 0.00065039 | 0 | 0 | 0 | 0 | 0 | 0 | 0 | 0 | 0 | 0 | 0 | 0.22325 | 0 | 0 | 0 | 0 | 1.4472 | 0 | 0 | 0
7 | 205 | 12 | 87.8 | 1.9442 | 87.4286 | 0 | 2.0519 | 0.051021 | 0.0057805 | 79.4456 | 80.0708 | 80 | 0.0014681 | 0.0032537 | 0.00039567 | 0 | 0 | 0.008096 | 0.0091717 | 0.00021811 | 0.018557 | 0.0032214 | 3.287e-05 | 0.0011607 | 0.00044708 | 0.0041315 | 0.0008666 | 0 | 0 | 0 | 0 | 0 | 0 | 0.33273 | 0 | 0 | 0 | 0 | 0.16429 | 0 | 0 | 0 | 0 | 1.4472 | 0 | 0 | 0
7 | 205 | 13 | 87.8 | 4.6606 | 87.4286 | 0 | 2.0519 | 0.053544 | 0.053544 | 80 | 80.6562 | 80 | 0.0013706 | 0.0030378 | 0.00036941 | 0 | 0 | 0.013647 | 0.0078396 | 0.00020318 | 0.016603 | 0.0052036 | 3.0689e-05 | 0.0010837 | 0.00040861 | 0.0030973 | 0.00065039 | 0 | 0 | 0 | 0 | 0 | 0 | 3.0821 | 0 | 0 | 0 | 0 | 0.16429 | 0 | 0 | 0 | 0 | 1.4143 | 0 | 0 | 0
7 | 205 | 14 | 91.4 | 3.9859 | 87.4286 | 0 | 1.6504 | 0.042876 | 0.042876 | 80 | 80.5255 | 80 | 0.0020032 | 0.0044398 | 0.0005399 | 0 | 0 | 0.0085048 | 0.0050807 | 0.00029701 | 0.012335 | 0.0043171 | 4.4852e-05 | 0.0015838 | 0.00060449 | 0.0025838 | 0.00054141 | 0 | 0 | 0 | 0 | 0 | 0 | 2.468 | 0 | 0 | 0 | 0 | 0.13649 | 0 | 0 | 0 | 0 | 1.3814 | 0 | 0 | 0
7 | 205 | 15 | 93.2 | 13.3734 | 87.4286 | 0 | 1.6504 | 0.043322 | 0.20652 | 80 | 80.5309 | 78 | 0.0023195 | 0.0051408 | 0.00062515 | 0 | 0 | 0.0082645 | 0.0046754 | 0.00034358 | 0.011728 | 0.0043417 | 5.1934e-05 | 0.0018339 | 0.00074783 | 0.0026854 | 0.00056426 | 0 | 0 | 0 | 0 | 0 | 0 | 11.8875 | 0 | 0 | 0 | 0 | 0.13747 | 0 | 0 | 0 | 0 | 1.3485 | 0 | 0 | 0
7 | 205 | 16 | 93.2 | 3.4898 | 87.4286 | 0 | 1.6504 | 0.033669 | 0.033669 | 78 | 78.4126 | 78 | 0.002671 | 0.0059197 | 0.00071987 | 0 | 0 | 0.0048498 | 0.0022203 | 0.00039206 | 0.0074033 | 0.0033759 | 5.9803e-05 | 0.0021118 | 0.00069574 | 0.0026854 | 0.00056426 | 0 | 0 | 0 | 0 | 0 | 0 | 1.938 | 0 | 0 | 0 | 0 | 0.13747 | 0 | 0 | 0 | 0 | 1.4143 | 0 | 0 | 0
7 | 205 | 17 | 93.2 | 3.9918 | 87.4286 | 0 | 1.6504 | 0.03782 | 0.03782 | 78 | 78.4635 | 78 | 0.002671 | 0.0059197 | 0.00071987 | 0 | 0 | 0.0051409 | 0.0024979 | 0.00039429 | 0.0087386 | 0.0039802 | 5.9803e-05 | 0.0021118 | 0.00083494 | 0.0039265 | 0.00082442 | 0 | 0 | 0 | 0 | 0 | 0 | 2.177 | 0 | 0 | 0 | 0 | 0.13747 | 0 | 0 | 0 | 0 | 1.6774 | 0 | 0 | 0
7 | 205 | 18 | 91.4 | 4.1404 | 87.4286 | 0 | 2.8102 | 0.031578 | 0.031578 | 78 | 78.387 | 78 | 0.0023547 | 0.0052187 | 0.00063462 | 0 | 0 | 0.0035869 | 0.001564 | 0.00034692 | 0.0067622 | 0.003384 | 5.2721e-05 | 0.0018617 | 0.00068701 | 0.0042349 | 0.00088946 | 0 | 0 | 0 | 0 | 0 | 0 | 1.8177 | 0 | 0 | 0 | 0 | 0.21778 | 0 | 0 | 0 | 0 | 2.105 | 0 | 0 | 0
7 | 205 | 19 | 89.6 | 3.6868 | 87.4286 | 0 | 2.8102 | 0.024269 | 0.024269 | 78 | 78.2974 | 78 | 0.0020384 | 0.0045177 | 0.00054938 | 0 | 0 | 0.0020472 | 0.00076128 | 0.00029933 | 0.004197 | 0.0022101 | 4.5639e-05 | 0.0016116 | 0.00049149 | 0.0045452 | 0.0009545 | 0 | 0 | 0 | 0 | 0 | 0 | 1.3969 | 0 | 0 | 0 | 0 | 0.21778 | 0 | 0 | 0 | 0 | 2.0721 | 0 | 0 | 0
7 | 205 | 20 | 87.8 | 3.3363 | 87.4286 | 0 | 2.8102 | 0.020465 | 0.020465 | 78 | 78.2508 | 78 | 0.0017221 | 0.0038167 | 0.00046413 | 0 | 0 | 0.00011807 | 4.4257e-05 | 0.00025279 | 0.0022926 | 0.0013549 | 3.8557e-05 | 0.0013615 | 0.00037681 | 0.0071272 | 0.0014959 | 0 | 0 | 0 | 0 | 0 | 0 | 1.178 | 0 | 0 | 0 | 0 | 0.21778 | 0 | 0 | 0 | 0 | 1.9405 | 0 | 0 | 0
7 | 205 | 21 | 86 | 3.1288 | 87.4286 | 0 | 2.8102 | 0.018575 | 0.018575 | 78 | 78.2276 | 78 | 0.0014058 | 0.0031157 | 0.00037888 | 0 | 0 | 0 | 0 | 0.00020564 | 0.0021567 | 0.0013073 | 3.1475e-05 | 0.0011114 | 0.0002389 | 0.0071272 | 0.0014959 | 0 | 0 | 0 | 0 | 0 | 0 | 1.0692 | 0 | 0 | 0 | 0 | 0.21778 | 0 | 0 | 0 | 0 | 1.8419 | 0 | 0 | 0
7 | 205 | 22 | 84.2 | 2.893 | 87.4286 | 0 | 2.2749 | 0.016836 | 0.016836 | 78 | 78.2063 | 78 | 0.0010895 | 0.0024146 | 0.00029363 | 0 | 0 | 0 | 0 | 0.00016137 | 0.0016714 | 0.0010136 | 2.4393e-05 | 0.00086137 | 0.00030436 | 0.0074411 | 0.0015609 | 0 | 0 | 0 | 0 | 0 | 0 | 0.96912 | 0 | 0 | 0 | 0 | 0.18072 | 0 | 0 | 0 | 0 | 1.7432 | 0 | 0 | 0
7 | 205 | 23 | 82.4 | 2.5021 | 87.4286 | 0 | 2.2749 | 0.014616 | 0.014616 | 78 | 78.1791 | 78 | 0.00077317 | 0.0017136 | 0.00020838 | 0 | 0 | 0 | 0 | 0.00011518 | 0.0011862 | 0.00071952 | 1.7311e-05 | 0.0006113 | 0.00026958 | 0.0074411 | 0.0015609 | 0 | 0 | 0 | 0 | 0 | 0 | 0.84133 | 0 | 0 | 0 | 0 | 0.18072 | 0 | 0 | 0 | 0 | 1.4801 | 0 | 0 | 0
7 | 205 | 24 | 80.6 | 1.9191 | 87.4286 | 0 | 0.37915 | 0.011339 | 0.011339 | 78 | 78.139 | 78 | 0.00045688 | 0.0010126 | 0.00012314 | 0 | 0 | 0 | 0 | 6.7141e-05 | 0.00070093 | 0.00042492 | 1.023e-05 | 0.00036122 | 5.6722e-05 | 0.0067153 | 0.0014098 | 0 | 0 | 0 | 0 | 0 | 0 | 0.65268 | 0 | 0 | 0 | 0 | 0.049448 | 0 | 0 | 0 | 0 | 1.2169 | 0 | 0 | 0
7 | 206 | 1 | 78.8 | 1.1713 | 87.4427 | 0 | 0.37902 | 0.003491 | 0.003491 | 78 | 78.0428 | 78 | 0.00014058 | 0.00031157 | 3.7888e-05 | 0 | 0 | 0 | 0 | 2.0724e-05 | 0.00021567 | 0.00013076 | 3.1475e-06 | 0.00011114 | 1.8677e-05 | 0.0020667 | 0.00043418 | 0 | 0 | 0 | 0 | 0 | 0 | 0.20095 | 0 | 0 | 0 | 0 | 0.049428 | 0 | 0 | 0 | 0 | 0.92093 | 0 | 0 | 0
7 | 206 | 2 | 78.8 | 1.1052 | 87.4427 | 0 | 0.37902 | 0.0034861 | 0.0034861 | 78 | 78.0427 | 78 | 0.00014058 | 0.00031157 | 3.7888e-05 | 0 | 0 | 0 | 0 | 2.0632e-05 | 0.00021567 | 0.00013074 | 3.1475e-06 | 0.00011114 | 1.3905e-05 | 0.0020667 | 0.00043418 | 0 | 0 | 0 | 0 | 0 | 0 | 0.20066 | 0 | 0 | 0 | 0 | 0.049428 | 0 | 0 | 0 | 0 | 0.85515 | 0 | 0 | 0
7 | 206 | 3 | 77 | 0.87168 | 87.4427 | 0 | 0.37902 | 0.00083451 | 0 | 78 | 78.0102 | 78 | -0.00017572 | -0.00038946 | -4.736e-05 | 0 | 0 | 0 | 0 | -2.5842e-05 | -0.00026959 | -0.00016343 | -3.9344e-06 | -0.00013893 | -1.7881e-05 | 0.0020667 | 0.00043418 | 0 | 0 | 0 | 0 | 0 | 0 | 0 | 0 | 0 | 0 | 0 | 0.049428 | 0 | 0 | 0 | 0 | 0.82226 | 0 | 0 | 0
7 | 206 | 4 | 77 | 0.83879 | 87.4427 | 0 | 0.37902 | 0.00083976 | 0 | 78 | 78.0103 | 78 | -0.00017572 | -0.00038946 | -4.736e-05 | 0 | 0 | 0 | 0 | -2.571e-05 | -0.00026959 | -0.0001634 | -3.9344e-06 | -0.00013893 | -1.2803e-05 | 0.0020667 | 0.00043418 | 0 | 0 | 0 | 0 | 0 | 0 | 0 | 0 | 0 | 0 | 0 | 0.049428 | 0 | 0 | 0 | 0 | 0.78937 | 0 | 0 | 0
7 | 206 | 5 | 75.2 | 0.8388 | 87.4427 | 0 | 0.37902 | -0.0014122 | 0 | 78 | 77.9827 | 77.9827 | -0.00049202 | -0.0010905 | -0.00013261 | 0 | 0 | 0 | 0 | -7.2581e-05 | -0.00075484 | -0.00045768 | -1.1016e-05 | -0.00038901 | -7.8652e-05 | 0.0020667 | 0.00043418 | 0 | 0 | 0 | 0 | 0 | 0 | 0 | 0 | 0 | 0 | 0 | 0.049437 | 0 | 0 | 0 | 0 | 0.78937 | 0 | 0 | 0
7 | 206 | 6 | 75.2 | 0.94211 | 87.4427 | 0 | 0.44591 | -0.0017012 | 0 | 77.9827 | 77.9618 | 77.9618 | -0.00048898 | -0.0010837 | -0.00013179 | 0 | 0 | 4.5704e-05 | 1.7703e-05 | -7.2434e-05 | -0.0018182 | -0.0011084 | -1.0948e-05 | -0.0003866 | -0.00011646 | 0.0034529 | 0.00072422 | 0 | 0 | 0 | 0 | 0 | 0 | 0 | 0 | 0 | 0 | 0 | 0.054077 | 0 | 0 | 0 | 0 | 0.88804 | 0 | 0 | 0
7 | 206 | 7 | 75.2 | 1.4058 | 87.4427 | 0 | 3.3443 | 0.0042158 | 0 | 77.9618 | 78.0135 | 78 | -0.00048532 | -0.0010756 | -0.0001308 | 0 | 0 | 0.001989 | 0.00081213 | -7.1262e-05 | -0.00043684 | -0.00026789 | -1.0866e-05 | -0.00038371 | -6.1338e-05 | 0.0043383 | 0.00091055 | 0 | 0 | 0 | 0 | 0 | 0 | 0 | 0 | 0 | 0 | 0 | 0.25467 | 0 | 0 | 0 | 0 | 1.1512 | 0 | 0 | 0
7 | 206 | 8 | 77 | 1.6032 | 87.4427 | 0 | 3.3443 | 0.020423 | 0 | 78 | 78.2503 | 78 | -0.00017572 | -0.00038946 | -4.736e-05 | 0 | 0 | 0.004394 | 0.0022692 | -2.6117e-05 | 0.0030648 | 0.0010246 | -3.9344e-06 | -0.00013893 | -4.5976e-05 | 0.0086767 | 0.0018211 | 0 | 0 | 0 | 0 | 0 | 0 | 0 | 0 | 0 | 0 | 0 | 0.25467 | 0 | 0 | 0 | 0 | 1.3485 | 0 | 0 | 0
7 | 206 | 9 | 82.4 | 1.605 | 87.4427 | 0 | 2.8984 | 0.032289 | 0 | 78 | 78.3957 | 78.3957 | 0.00077317 | 0.0017136 | 0.00020838 | 0 | 0 | 0.0070419 | 0.0040224 | 0.00011391 | 0.0084961 | 0.0030733 | 1.7311e-05 | 0.0006113 | 9.3789e-05 | 0.0050623 | 0.0010617 | 0 | 0 | 0 | 0 | 0 | 0 | 0 | 0 | 0 | 0 | 0 | 0.22362 | 0 | 0 | 0 | 0 | 1.3814 | 0 | 0 | 0
7 | 206 | 10 | 86 | 1.6376 | 87.4427 | 0 | 2.8984 | 0.042342 | 0 | 78.3957 | 78.9146 | 78.9146 | 0.0013362 | 0.0029615 | 0.00036014 | 0 | 0 | 0.0088116 | 0.0060742 | 0.00019851 | 0.013162 | 0.0042089 | 2.9919e-05 | 0.0010565 | 0.00039531 | 0.0030973 | 0.00065039 | 0 | 0 | 0 | 0 | 0 | 0 | 0 | 0 | 0 | 0 | 0 | 0.22336 | 0 | 0 | 0 | 0 | 1.4143 | 0 | 0 | 0
7 | 206 | 11 | 87.08 | 1.6703 | 87.4427 | 0 | 2.8984 | 0.044825 | 0 | 78.9146 | 79.464 | 79.464 | 0.0014348 | 0.0031801 | 0.00038671 | 0 | 0 | 0.0093522 | 0.0067288 | 0.0002123 | 0.014186 | 0.004052 | 3.2126e-05 | 0.0011344 | 0.00037828 | 0.0030973 | 0.00065039 | 0 | 0 | 0 | 0 | 0 | 0 | 0 | 0 | 0 | 0 | 0 | 0.22309 | 0 | 0 | 0 | 0 | 1.4472 | 0 | 0 | 0
7 | 206 | 12 | 87.8 | 1.7731 | 87.4427 | 0 | 2.0512 | 0.04655 | 0.00281 | 79.464 | 80.0344 | 80 | 0.0014648 | 0.0032465 | 0.0003948 | 0 | 0 | 0.010483 | 0.006497 | 0.00021611 | 0.013642 | 0.0040787 | 3.2798e-05 | 0.0011581 | 0.00033819 | 0.0041315 | 0.0008666 | 0 | 0 | 0 | 0 | 0 | 0 | 0.16174 | 0 | 0 | 0 | 0 | 0.16419 | 0 | 0 | 0 | 0 | 1.4472 | 0 | 0 | 0
7 | 206 | 13 | 87.8 | 4.1064 | 87.4427 | 0 | 2.0512 | 0.043917 | 0.043917 | 80 | 80.5382 | 80 | 0.0013706 | 0.0030378 | 0.00036941 | 0 | 0 | 0.010243 | 0.0063139 | 0.00020264 | 0.013272 | 0.0038897 | 3.0689e-05 | 0.0010837 | 0.00035533 | 0.0030973 | 0.00065039 | 0 | 0 | 0 | 0 | 0 | 0 | 2.5279 | 0 | 0 | 0 | 0 | 0.16419 | 0 | 0 | 0 | 0 | 1.4143 | 0 | 0 | 0
7 | 206 | 14 | 87.8 | 3.4593 | 87.4427 | 0 | 1.6499 | 0.033729 | 0.033729 | 80 | 80.4134 | 80 | 0.0013706 | 0.0030378 | 0.00036941 | 0 | 0 | 0.0072871 | 0.0043294 | 0.00020317 | 0.0094636 | 0.0030195 | 3.0689e-05 | 0.0010837 | 0.00040861 | 0.0025838 | 0.00054141 | 0 | 0 | 0 | 0 | 0 | 0 | 1.9415 | 0 | 0 | 0 | 0 | 0.13641 | 0 | 0 | 0 | 0 | 1.3814 | 0 | 0 | 0
7 | 206 | 15 | 91.4 | 13.8238 | 87.4427 | 0 | 1.6499 | 0.051148 | 0.21434 | 80 | 80.6268 | 78 | 0.0020032 | 0.0044398 | 0.0005399 | 0 | 0 | 0.0097065 | 0.0071324 | 0.00029701 | 0.016555 | 0.0049918 | 4.4852e-05 | 0.0015838 | 0.00060449 | 0.0026854 | 0.00056426 | 0 | 0 | 0 | 0 | 0 | 0 | 12.3379 | 0 | 0 | 0 | 0 | 0.13739 | 0 | 0 | 0 | 0 | 1.3485 | 0 | 0 | 0
7 | 206 | 16 | 93.2 | 4.3104 | 87.4427 | 0 | 1.6499 | 0.047927 | 0.047927 | 78 | 78.5874 | 78 | 0.002671 | 0.0059197 | 0.00071987 | 0 | 0 | 0.0087744 | 0.0049089 | 0.00039564 | 0.013142 | 0.0050529 | 5.9803e-05 | 0.0021118 | 0.00092123 | 0.0026854 | 0.00056426 | 0 | 0 | 0 | 0 | 0 | 0 | 2.7587 | 0 | 0 | 0 | 0 | 0.13739 | 0 | 0 | 0 | 0 | 1.4143 | 0 | 0 | 0
7 | 206 | 17 | 91.4 | 4.0568 | 87.4427 | 0 | 1.6499 | 0.03895 | 0.03895 | 78 | 78.4773 | 78 | 0.0023547 | 0.0052187 | 0.00063462 | 0 | 0 | 0.0059958 | 0.0031856 | 0.00035077 | 0.0095592 | 0.0039384 | 5.2721e-05 | 0.0018617 | 0.0010468 | 0.0039265 | 0.00082442 | 0 | 0 | 0 | 0 | 0 | 0 | 2.242 | 0 | 0 | 0 | 0 | 0.13739 | 0 | 0 | 0 | 0 | 1.6774 | 0 | 0 | 0
7 | 206 | 18 | 91.4 | 4.1374 | 87.4427 | 0 | 2.8092 | 0.031528 | 0.031528 | 78 | 78.3864 | 78 | 0.0023547 | 0.0052187 | 0.00063462 | 0 | 0 | 0.00382 | 0.0016256 | 0.00035106 | 0.0063414 | 0.0030961 | 5.2721e-05 | 0.0018617 | 0.0010468 | 0.0042349 | 0.00088946 | 0 | 0 | 0 | 0 | 0 | 0 | 1.8148 | 0 | 0 | 0 | 0 | 0.21764 | 0 | 0 | 0 | 0 | 2.105 | 0 | 0 | 0
7 | 206 | 19 | 89.6 | 3.6605 | 87.4427 | 0 | 2.8092 | 0.023815 | 0.023815 | 78 | 78.2919 | 78 | 0.0020384 | 0.0045177 | 0.00054938 | 0 | 0 | 0.0022296 | 0.00060268 | 0.00030106 | 0.003579 | 0.0022201 | 4.5639e-05 | 0.0016116 | 0.00061981 | 0.0045452 | 0.0009545 | 0 | 0 | 0 | 0 | 0 | 0 | 1.3708 | 0 | 0 | 0 | 0 | 0.21764 | 0 | 0 | 0 | 0 | 2.0721 | 0 | 0 | 0
7 | 206 | 20 | 87.8 | 3.314 | 87.4427 | 0 | 2.8092 | 0.02008 | 0.02008 | 78 | 78.2461 | 78 | 0.0017221 | 0.0038167 | 0.00046413 | 0 | 0 | 0.00013711 | 5.3109e-05 | 0.00025644 | 0.001825 | 0.0010813 | 3.8557e-05 | 0.0013615 | 0.00070109 | 0.0071272 | 0.0014959 | 0 | 0 | 0 | 0 | 0 | 0 | 1.1558 | 0 | 0 | 0 | 0 | 0.21764 | 0 | 0 | 0 | 0 | 1.9405 | 0 | 0 | 0
7 | 206 | 21 | 86 | 3.1466 | 87.4427 | 0 | 2.8092 | 0.018886 | 0.018886 | 78 | 78.2315 | 78 | 0.0014058 | 0.0031157 | 0.00037888 | 0 | 0 | 0 | 0 | 0.00020934 | 0.0021567 | 0.0013082 | 3.1475e-05 | 0.0011114 | 0.00054538 | 0.0071272 | 0.0014959 | 0 | 0 | 0 | 0 | 0 | 0 | 1.0871 | 0 | 0 | 0 | 0 | 0.21764 | 0 | 0 | 0 | 0 | 1.8419 | 0 | 0 | 0
7 | 206 | 22 | 84.2 | 2.8929 | 87.4427 | 0 | 2.2741 | 0.016836 | 0.016836 | 78 | 78.2063 | 78 | 0.0010895 | 0.0024146 | 0.00029363 | 0 | 0 | 0 | 0 | 0.00016139 | 0.0016714 | 0.0010136 | 2.4393e-05 | 0.00086137 | 0.00030436 | 0.0074411 | 0.0015609 | 0 | 0 | 0 | 0 | 0 | 0 | 0.96912 | 0 | 0 | 0 | 0 | 0.1806 | 0 | 0 | 0 | 0 | 1.7432 | 0 | 0 | 0
7 | 206 | 23 | 82.4 | 2.502 | 87.4427 | 0 | 2.2741 | 0.014616 | 0.014616 | 78 | 78.1791 | 78 | 0.00077317 | 0.0017136 | 0.00020838 | 0 | 0 | 0 | 0 | 0.00011518 | 0.0011862 | 0.00071952 | 1.7311e-05 | 0.0006113 | 0.00026958 | 0.0074411 | 0.0015609 | 0 | 0 | 0 | 0 | 0 | 0 | 0.84133 | 0 | 0 | 0 | 0 | 0.1806 | 0 | 0 | 0 | 0 | 1.4801 | 0 | 0 | 0
7 | 206 | 24 | 80.6 | 1.9199 | 87.4427 | 0 | 0.37902 | 0.011354 | 0.011354 | 78 | 78.1391 | 78 | 0.00045688 | 0.0010126 | 0.00012314 | 0 | 0 | 0 | 0 | 6.7333e-05 | 0.00070093 | 0.00042497 | 1.023e-05 | 0.00036122 | 7.1816e-05 | 0.0067153 | 0.0014098 | 0 | 0 | 0 | 0 | 0 | 0 | 0.65356 | 0 | 0 | 0 | 0 | 0.049428 | 0 | 0 | 0 | 0 | 1.2169 | 0 | 0 | 0
7 | 207 | 1 | 80.6 | 1.3002 | 87.4528 | 0 | 0.37893 | 0.0057299 | 0.0057299 | 78 | 78.0702 | 78 | 0.00045688 | 0.0010126 | 0.00012314 | 0 | 0 | 0 | 0 | 6.7287e-05 | 0.00070093 | 0.00042495 | 1.023e-05 | 0.00036122 | 7.1816e-05 | 0.0020667 | 0.00043418 | 0 | 0 | 0 | 0 | 0 | 0 | 0.32982 | 0 | 0 | 0 | 0 | 0.049415 | 0 | 0 | 0 | 0 | 0.92093 | 0 | 0 | 0
7 | 207 | 2 | 78.8 | 1.1055 | 87.4528 | 0 | 0.37893 | 0.003491 | 0.003491 | 78 | 78.0428 | 78 | 0.00014058 | 0.00031157 | 3.7888e-05 | 0 | 0 | 0 | 0 | 2.0724e-05 | 0.00021567 | 0.00013076 | 3.1475e-06 | 0.00011114 | 1.8677e-05 | 0.0020667 | 0.00043418 | 0 | 0 | 0 | 0 | 0 | 0 | 0.20095 | 0 | 0 | 0 | 0 | 0.049415 | 0 | 0 | 0 | 0 | 0.85515 | 0 | 0 | 0
7 | 207 | 3 | 80.6 | 1.2061 | 87.4528 | 0 | 0.37893 | 0.0058092 | 0.0058092 | 78 | 78.0712 | 78 | 0.00045688 | 0.0010126 | 0.00012314 | 0 | 0 | 0 | 0 | 6.8107e-05 | 0.00070093 | 0.00042518 | 1.023e-05 | 0.00036122 | 0.00015009 | 0.0020667 | 0.00043418 | 0 | 0 | 0 | 0 | 0 | 0 | 0.33438 | 0 | 0 | 0 | 0 | 0.049415 | 0 | 0 | 0 | 0 | 0.82226 | 0 | 0 | 0
7 | 207 | 4 | 78.8 | 1.0404 | 87.4528 | 0 | 0.37893 | 0.0035025 | 0.0035025 | 78 | 78.0429 | 78 | 0.00014058 | 0.00031157 | 3.7888e-05 | 0 | 0 | 0 | 0 | 2.0839e-05 | 0.00021567 | 0.00013079 | 3.1475e-06 | 0.00011114 | 3.0014e-05 | 0.0020667 | 0.00043418 | 0 | 0 | 0 | 0 | 0 | 0 | 0.20161 | 0 | 0 | 0 | 0 | 0.049415 | 0 | 0 | 0 | 0 | 0.78937 | 0 | 0 | 0
7 | 207 | 5 | 77 | 0.83878 | 87.4528 | 0 | 0.37893 | 0.00082166 | 0 | 78 | 78.0101 | 78 | -0.00017572 | -0.00038946 | -4.736e-05 | 0 | 0 | 0 | 0 | -2.5984e-05 | -0.00026959 | -0.00016347 | -3.9344e-06 | -0.00013893 | -3.0549e-05 | 0.0020667 | 0.00043418 | 0 | 0 | 0 | 0 | 0 | 0 | 0 | 0 | 0 | 0 | 0 | 0.049415 | 0 | 0 | 0 | 0 | 0.78937 | 0 | 0 | 0
7 | 207 | 6 | 78.8 | 1.1236 | 87.4528 | 0 | 0.44579 | 0.0031537 | 0.0031537 | 78 | 78.0386 | 78 | 0.00014058 | 0.00031157 | 3.7888e-05 | 0 | 0 | 4.5704e-05 | 1.7703e-05 | 2.0898e-05 | -0.00063375 | -0.00039056 | 3.1475e-06 | 0.00011114 | 3.6442e-05 | 0.0034529 | 0.00072422 | 0 | 0 | 0 | 0 | 0 | 0 | 0.18153 | 0 | 0 | 0 | 0 | 0.054042 | 0 | 0 | 0 | 0 | 0.88804 | 0 | 0 | 0
7 | 207 | 7 | 78.8 | 1.8724 | 87.4528 | 0 | 3.3435 | 0.008107 | 0.008107 | 78 | 78.0994 | 78 | 0.00014058 | 0.00031157 | 3.7888e-05 | 0 | 0 | 0.0012849 | 0.00051115 | 2.0758e-05 | 0.00035652 | 5.6431e-05 | 3.1475e-06 | 0.00011114 | 2.407e-05 | 0.0043383 | 0.00091055 | 0 | 0 | 0 | 0 | 0 | 0 | 0.46665 | 0 | 0 | 0 | 0 | 0.25455 | 0 | 0 | 0 | 0 | 1.1512 | 0 | 0 | 0
7 | 207 | 8 | 80.6 | 2.7168 | 87.4528 | 0 | 3.3435 | 0.019348 | 0.019348 | 78 | 78.2371 | 78 | 0.00045688 | 0.0010126 | 0.00012314 | 0 | 0 | 0.0023538 | 0.0009117 | 6.7394e-05 | 0.00249 | 0.00099176 | 1.023e-05 | 0.00036122 | 7.1816e-05 | 0.0086767 | 0.0018211 | 0 | 0 | 0 | 0 | 0 | 0 | 1.1137 | 0 | 0 | 0 | 0 | 0.25455 | 0 | 0 | 0 | 0 | 1.3485 | 0 | 0 | 0
7 | 207 | 9 | 84.2 | 1.6049 | 87.4528 | 0 | 2.8977 | 0.029676 | 0 | 78 | 78.3637 | 78.3637 | 0.0010895 | 0.0024146 | 0.00029363 | 0 | 0 | 0.0063643 | 0.0029624 | 0.0001603 | 0.0066006 | 0.0026219 | 2.4393e-05 | 0.00086137 | 0.00015899 | 0.0050623 | 0.0010617 | 0 | 0 | 0 | 0 | 0 | 0 | 0 | 0 | 0 | 0 | 0 | 0.22353 | 0 | 0 | 0 | 0 | 1.3814 | 0 | 0 | 0
7 | 207 | 10 | 87.8 | 1.6376 | 87.4528 | 0 | 2.8977 | 0.029246 | 0 | 78.3637 | 78.7221 | 78.7221 | 0.0016582 | 0.003675 | 0.0004469 | 0 | 0 | 0.0058273 | 0.0022571 | 0.00024639 | 0.0067018 | 0.0028118 | 3.7126e-05 | 0.001311 | 0.00052558 | 0.0030973 | 0.00065039 | 0 | 0 | 0 | 0 | 0 | 0 | 0 | 0 | 0 | 0 | 0 | 0.22335 | 0 | 0 | 0 | 0 | 1.4143 | 0 | 0 | 0
7 | 207 | 11 | 91.4 | 1.6702 | 87.4528 | 0 | 2.8977 | 0.048345 | 0 | 78.7221 | 79.3146 | 79.3146 | 0.0022278 | 0.0049375 | 0.00060043 | 0 | 0 | 0.0096799 | 0.0059577 | 0.00033192 | 0.013563 | 0.0046101 | 4.988e-05 | 0.0017614 | 0.00087713 | 0.0030973 | 0.00065039 | 0 | 0 | 0 | 0 | 0 | 0 | 0 | 0 | 0 | 0 | 0 | 0.22306 | 0 | 0 | 0 | 0 | 1.4472 | 0 | 0 | 0
7 | 207 | 12 | 93.2 | 1.6114 | 87.4528 | 0 | 2.0507 | 0.041243 | 0 | 79.3146 | 79.82 | 79.82 | 0.00244 | 0.0054078 | 0.00065761 | 0 | 0 | 0.0078611 | 0.0030449 | 0.00036325 | 0.0094347 | 0.00406 | 5.4631e-05 | 0.0019291 | 0.00099197 | 0.0041315 | 0.0008666 | 0 | 0 | 0 | 0 | 0 | 0 | 0 | 0 | 0 | 0 | 0 | 0.1642 | 0 | 0 | 0 | 0 | 1.4472 | 0 | 0 | 0
7 | 207 | 13 | 93.2 | 3.0305 | 87.4528 | 0 | 2.0507 | 0.039913 | 0.025227 | 79.82 | 80.3092 | 80 | 0.0023512 | 0.0052109 | 0.00063368 | 0 | 0 | 0.0081582 | 0.00316 | 0.00034785 | 0.0095554 | 0.0040742 | 5.2643e-05 | 0.0018589 | 0.00076283 | 0.0030973 | 0.00065039 | 0 | 0 | 0 | 0 | 0 | 0 | 1.4521 | 0 | 0 | 0 | 0 | 0.16411 | 0 | 0 | 0 | 0 | 1.4143 | 0 | 0 | 0
7 | 207 | 14 | 95 | 3.8559 | 87.4528 | 0 | 1.6494 | 0.04062 | 0.04062 | 80 | 80.4978 | 80 | 0.0026358 | 0.0058419 | 0.0007104 | 0 | 0 | 0.0079297 | 0.0030714 | 0.00038869 | 0.009772 | 0.0042589 | 5.9016e-05 | 0.002084 | 0.00074328 | 0.0025838 | 0.00054141 | 0 | 0 | 0 | 0 | 0 | 0 | 2.3381 | 0 | 0 | 0 | 0 | 0.13635 | 0 | 0 | 0 | 0 | 1.3814 | 0 | 0 | 0
7 | 207 | 15 | 95 | 13.146 | 87.4528 | 0 | 1.6494 | 0.039373 | 0.20257 | 80 | 80.4825 | 78 | 0.0026358 | 0.0058419 | 0.0007104 | 0 | 0 | 0.0071984 | 0.0027882 | 0.00039307 | 0.0091622 | 0.0040354 | 5.9016e-05 | 0.002084 | 0.0012147 | 0.0026854 | 0.00056426 | 0 | 0 | 0 | 0 | 0 | 0 | 11.6601 | 0 | 0 | 0 | 0 | 0.13733 | 0 | 0 | 0 | 0 | 1.3485 | 0 | 0 | 0
7 | 207 | 16 | 95 | 3.7971 | 87.4528 | 0 | 1.6494 | 0.039011 | 0.039011 | 78 | 78.4781 | 78 | 0.0029873 | 0.0066208 | 0.00080512 | 0 | 0 | 0.0060101 | 0.0023279 | 0.00044544 | 0.0086994 | 0.0040001 | 6.6885e-05 | 0.0023618 | 0.0014365 | 0.0026854 | 0.00056426 | 0 | 0 | 0 | 0 | 0 | 0 | 2.2455 | 0 | 0 | 0 | 0 | 0.13733 | 0 | 0 | 0 | 0 | 1.4143 | 0 | 0 | 0
7 | 207 | 17 | 95 | 3.8865 | 87.4528 | 0 | 1.6494 | 0.035993 | 0.035993 | 78 | 78.4411 | 78 | 0.0029873 | 0.0066208 | 0.00080512 | 0 | 0 | 0.0044105 | 0.0017083 | 0.00044101 | 0.0073372 | 0.0035085 | 6.6885e-05 | 0.0023618 | 0.00099489 | 0.0039265 | 0.00082442 | 0 | 0 | 0 | 0 | 0 | 0 | 2.0718 | 0 | 0 | 0 | 0 | 0.13733 | 0 | 0 | 0 | 0 | 1.6774 | 0 | 0 | 0
7 | 207 | 18 | 95 | 4.1396 | 87.4528 | 0 | 2.8085 | 0.031568 | 0.031568 | 78 | 78.3869 | 78 | 0.0029873 | 0.0066208 | 0.00080512 | 0 | 0 | 0.0020795 | 0.00080548 | 0.00044446 | 0.0058562 | 0.0031048 | 6.6885e-05 | 0.0023618 | 0.0013115 | 0.0042349 | 0.00088946 | 0 | 0 | 0 | 0 | 0 | 0 | 1.8171 | 0 | 0 | 0 | 0 | 0.21754 | 0 | 0 | 0 | 0 | 2.105 | 0 | 0 | 0
7 | 207 | 19 | 91.4 | 3.7223 | 87.4528 | 0 | 2.8085 | 0.024889 | 0.024889 | 78 | 78.305 | 78 | 0.0023547 | 0.0052187 | 0.00063462 | 0 | 0 | 0.00093694 | 0.00036291 | 0.00035442 | 0.0039073 | 0.0021687 | 5.2721e-05 | 0.0018617 | 0.001537 | 0.0045452 | 0.0009545 | 0 | 0 | 0 | 0 | 0 | 0 | 1.4327 | 0 | 0 | 0 | 0 | 0.21754 | 0 | 0 | 0 | 0 | 2.0721 | 0 | 0 | 0
7 | 207 | 20 | 87.8 | 3.3231 | 87.4528 | 0 | 2.8085 | 0.02024 | 0.02024 | 78 | 78.248 | 78 | 0.0017221 | 0.0038167 | 0.00046413 | 0 | 0 | 0.00012392 | 4.7052e-05 | 0.00026043 | 0.0015744 | 0.00094431 | 3.8557e-05 | 0.0013615 | 0.0012642 | 0.0071272 | 0.0014959 | 0 | 0 | 0 | 0 | 0 | 0 | 1.1651 | 0 | 0 | 0 | 0 | 0.21754 | 0 | 0 | 0 | 0 | 1.9405 | 0 | 0 | 0
7 | 207 | 21 | 80.6 | 2.7537 | 87.4528 | 0 | 2.8085 | 0.012063 | 0.012063 | 78 | 78.1478 | 78 | 0.00045688 | 0.0010126 | 0.00012314 | 0 | 0 | 0 | 0 | 6.9037e-05 | 0.00070093 | 0.00042542 | 1.023e-05 | 0.00036122 | 0.0002802 | 0.0071272 | 0.0014959 | 0 | 0 | 0 | 0 | 0 | 0 | 0.69434 | 0 | 0 | 0 | 0 | 0.21754 | 0 | 0 | 0 | 0 | 1.8419 | 0 | 0 | 0
7 | 207 | 22 | 80.6 | 2.6287 | 87.4528 | 0 | 2.2736 | 0.012248 | 0.012248 | 78 | 78.1501 | 78 | 0.00045688 | 0.0010126 | 0.00012314 | 0 | 0 | 0 | 0 | 6.748e-05 | 0.00070093 | 0.00042501 | 1.023e-05 | 0.00036122 | 8.8912e-05 | 0.0074411 | 0.0015609 | 0 | 0 | 0 | 0 | 0 | 0 | 0.70503 | 0 | 0 | 0 | 0 | 0.18052 | 0 | 0 | 0 | 0 | 1.7432 | 0 | 0 | 0
7 | 207 | 23 | 78.8 | 2.2386 | 87.4528 | 0 | 2.2736 | 0.010041 | 0.010041 | 78 | 78.1231 | 78 | 0.00014058 | 0.00031157 | 3.7888e-05 | 0 | 0 | 0 | 0 | 2.1115e-05 | 0.00021567 | 0.00013087 | 3.1475e-06 | 0.00011114 | 6.7481e-05 | 0.0074411 | 0.0015609 | 0 | 0 | 0 | 0 | 0 | 0 | 0.578 | 0 | 0 | 0 | 0 | 0.18052 | 0 | 0 | 0 | 0 | 1.4801 | 0 | 0 | 0
7 | 207 | 24 | 80.6 | 1.9199 | 87.4528 | 0 | 0.37893 | 0.011354 | 0.011354 | 78 | 78.1391 | 78 | 0.00045688 | 0.0010126 | 0.00012314 | 0 | 0 | 0 | 0 | 6.7393e-05 | 0.00070093 | 0.00042498 | 1.023e-05 | 0.00036122 | 7.1816e-05 | 0.0067153 | 0.0014098 | 0 | 0 | 0 | 0 | 0 | 0 | 0.65356 | 0 | 0 | 0 | 0 | 0.049415 | 0 | 0 | 0 | 0 | 1.2169 | 0 | 0 | 0
7 | 208 | 1 | 78.8 | 1.1719 | 87.4588 | 0 | 0.37887 | 0.0035025 | 0.0035025 | 78 | 78.0429 | 78 | 0.00014058 | 0.00031157 | 3.7888e-05 | 0 | 0 | 0 | 0 | 2.0838e-05 | 0.00021567 | 0.00013079 | 3.1475e-06 | 0.00011114 | 3.0014e-05 | 0.0020667 | 0.00043418 | 0 | 0 | 0 | 0 | 0 | 0 | 0.20161 | 0 | 0 | 0 | 0 | 0.049407 | 0 | 0 | 0 | 0 | 0.92093 | 0 | 0 | 0
7 | 208 | 2 | 77 | 0.90455 | 87.4588 | 0 | 0.37887 | 0.00082847 | 0 | 78 | 78.0102 | 78 | -0.00017572 | -0.00038946 | -4.736e-05 | 0 | 0 | 0 | 0 | -2.5913e-05 | -0.00026959 | -0.00016345 | -3.9344e-06 | -0.00013893 | -2.3826e-05 | 0.0020667 | 0.00043418 | 0 | 0 | 0 | 0 | 0 | 0 | 0 | 0 | 0 | 0 | 0 | 0.049407 | 0 | 0 | 0 | 0 | 0.85515 | 0 | 0 | 0
7 | 208 | 3 | 77 | 0.87166 | 87.4588 | 0 | 0.37887 | 0.00083976 | 0 | 78 | 78.0103 | 78 | -0.00017572 | -0.00038946 | -4.736e-05 | 0 | 0 | 0 | 0 | -2.571e-05 | -0.00026959 | -0.0001634 | -3.9344e-06 | -0.00013893 | -1.2803e-05 | 0.0020667 | 0.00043418 | 0 | 0 | 0 | 0 | 0 | 0 | 0 | 0 | 0 | 0 | 0 | 0.049407 | 0 | 0 | 0 | 0 | 0.82226 | 0 | 0 | 0
7 | 208 | 4 | 77 | 0.83877 | 87.4588 | 0 | 0.37887 | 0.00083457 | 0 | 78 | 78.0102 | 78 | -0.00017572 | -0.00038946 | -4.736e-05 | 0 | 0 | 0 | 0 | -2.5792e-05 | -0.00026959 | -0.00016342 | -3.9344e-06 | -0.00013893 | -1.7881e-05 | 0.0020667 | 0.00043418 | 0 | 0 | 0 | 0 | 0 | 0 | 0 | 0 | 0 | 0 | 0 | 0.049407 | 0 | 0 | 0 | 0 | 0.78937 | 0 | 0 | 0
7 | 208 | 5 | 75.2 | 0.83878 | 87.4588 | 0 | 0.37887 | -0.0013817 | 0 | 78 | 77.9831 | 77.9831 | -0.00049202 | -0.0010905 | -0.00013261 | 0 | 0 | 0 | 0 | -7.2196e-05 | -0.00075484 | -0.00045757 | -1.1016e-05 | -0.00038901 | -4.8629e-05 | 0.0020667 | 0.00043418 | 0 | 0 | 0 | 0 | 0 | 0 | 0 | 0 | 0 | 0 | 0 | 0.049415 | 0 | 0 | 0 | 0 | 0.78937 | 0 | 0 | 0
7 | 208 | 6 | 75.2 | 0.94208 | 87.4588 | 0 | 0.44573 | -0.0011719 | 0 | 77.9831 | 77.9687 | 77.9687 | -0.00048904 | -0.0010839 | -0.00013181 | 0 | 0 | 4.5704e-05 | 1.7703e-05 | -7.1812e-05 | -0.0015217 | -0.00093047 | -1.095e-05 | -0.00038665 | -6.1952e-05 | 0.0034529 | 0.00072422 | 0 | 0 | 0 | 0 | 0 | 0 | 0 | 0 | 0 | 0 | 0 | 0.054048 | 0 | 0 | 0 | 0 | 0.88804 | 0 | 0 | 0
7 | 208 | 7 | 77 | 1.4056 | 87.4588 | 0 | 3.343 | 0.0054171 | 0 | 77.9687 | 78.0351 | 78 | -0.00017022 | -0.00037727 | -4.5878e-05 | 0 | 0 | 0.0010283 | 0.00039831 | -2.4953e-05 | -0.00016302 | -0.0003264 | -3.8113e-06 | -0.00013458 | -1.2324e-05 | 0.0043383 | 0.00091055 | 0 | 0 | 0 | 0 | 0 | 0 | 0 | 0 | 0 | 0 | 0 | 0.25448 | 0 | 0 | 0 | 0 | 1.1512 | 0 | 0 | 0
7 | 208 | 8 | 78.8 | 2.5428 | 87.4588 | 0 | 3.343 | 0.016327 | 0.016327 | 78 | 78.2001 | 78 | 0.00014058 | 0.00031157 | 3.7888e-05 | 0 | 0 | 0.0023766 | 0.00092055 | 2.0673e-05 | 0.0015049 | 0.00038803 | 3.1475e-06 | 0.00011114 | 1.3905e-05 | 0.0086767 | 0.0018211 | 0 | 0 | 0 | 0 | 0 | 0 | 0.93979 | 0 | 0 | 0 | 0 | 0.25448 | 0 | 0 | 0 | 0 | 1.3485 | 0 | 0 | 0
7 | 208 | 9 | 82.4 | 1.6049 | 87.4588 | 0 | 2.8972 | 0.021012 | 0 | 78 | 78.2575 | 78.2575 | 0.00077317 | 0.0017136 | 0.00020838 | 0 | 0 | 0.0041819 | 0.0016198 | 0.00011453 | 0.0039791 | 0.0015002 | 1.7311e-05 | 0.0006113 | 0.00016813 | 0.0050623 | 0.0010617 | 0 | 0 | 0 | 0 | 0 | 0 | 0 | 0 | 0 | 0 | 0 | 0.22352 | 0 | 0 | 0 | 0 | 1.3814 | 0 | 0 | 0
7 | 208 | 10 | 86 | 1.6376 | 87.4588 | 0 | 2.8972 | 0.026761 | 0 | 78.2575 | 78.5855 | 78.5855 | 0.0013605 | 0.0030154 | 0.00036668 | 0 | 0 | 0.0058273 | 0.0022571 | 0.0001992 | 0.0062103 | 0.0025139 | 3.0462e-05 | 0.0010757 | 0.00015706 | 0.0030973 | 0.00065039 | 0 | 0 | 0 | 0 | 0 | 0 | 0 | 0 | 0 | 0 | 0 | 0.22336 | 0 | 0 | 0 | 0 | 1.4143 | 0 | 0 | 0
7 | 208 | 11 | 87.8 | 1.6703 | 87.4588 | 0 | 2.8972 | 0.031737 | 0 | 78.5855 | 78.9744 | 78.9744 | 0.0016192 | 0.0035887 | 0.0004364 | 0 | 0 | 0.0070613 | 0.0027351 | 0.00023657 | 0.0076452 | 0.0031303 | 3.6254e-05 | 0.0012802 | 0.00021982 | 0.0030973 | 0.00065039 | 0 | 0 | 0 | 0 | 0 | 0 | 0 | 0 | 0 | 0 | 0 | 0.22317 | 0 | 0 | 0 | 0 | 1.4472 | 0 | 0 | 0
7 | 208 | 12 | 89.6 | 1.6115 | 87.4588 | 0 | 2.0503 | 0.046881 | 0 | 78.9744 | 79.5489 | 79.5489 | 0.0018671 | 0.0041382 | 0.00050323 | 0 | 0 | 0.0090069 | 0.0061987 | 0.0002779 | 0.013677 | 0.0040018 | 4.1806e-05 | 0.0014762 | 0.00069383 | 0.0041315 | 0.0008666 | 0 | 0 | 0 | 0 | 0 | 0 | 0 | 0 | 0 | 0 | 0 | 0.16429 | 0 | 0 | 0 | 0 | 1.4472 | 0 | 0 | 0
7 | 208 | 13 | 91.4 | 1.6441 | 87.4588 | 0 | 2.0503 | 0.037947 | 0.0011414 | 79.5489 | 80.014 | 80 | 0.0020825 | 0.0046155 | 0.00056127 | 0 | 0 | 0.0081582 | 0.00316 | 0.00030692 | 0.0092366 | 0.003877 | 4.6627e-05 | 0.0016465 | 0.00050852 | 0.0030973 | 0.00065039 | 0 | 0 | 0 | 0 | 0 | 0 | 0.065701 | 0 | 0 | 0 | 0 | 0.16407 | 0 | 0 | 0 | 0 | 1.4143 | 0 | 0 | 0
7 | 208 | 14 | 93.2 | 4.771 | 87.4588 | 0 | 1.6492 | 0.056519 | 0.056519 | 80 | 80.6927 | 80 | 0.0023195 | 0.0051408 | 0.00062515 | 0 | 0 | 0.012026 | 0.0075391 | 0.00034279 | 0.017247 | 0.0055963 | 5.1934e-05 | 0.0018339 | 0.00067132 | 0.0025838 | 0.00054141 | 0 | 0 | 0 | 0 | 0 | 0 | 3.2533 | 0 | 0 | 0 | 0 | 0.13631 | 0 | 0 | 0 | 0 | 1.3814 | 0 | 0 | 0
7 | 208 | 15 | 95 | 13.7592 | 87.4588 | 0 | 1.6492 | 0.050027 | 0.21322 | 80 | 80.6131 | 78 | 0.0026358 | 0.0058419 | 0.0007104 | 0 | 0 | 0.0087152 | 0.0058297 | 0.00038782 | 0.014761 | 0.0050722 | 5.9016e-05 | 0.002084 | 0.00068023 | 0.0026854 | 0.00056426 | 0 | 0 | 0 | 0 | 0 | 0 | 12.2734 | 0 | 0 | 0 | 0 | 0.1373 | 0 | 0 | 0 | 0 | 1.3485 | 0 | 0 | 0
7 | 208 | 16 | 93.2 | 3.6549 | 87.4588 | 0 | 1.6492 | 0.036541 | 0.036541 | 78 | 78.4478 | 78 | 0.002671 | 0.0059197 | 0.00071987 | 0 | 0 | 0.0060101 | 0.0023279 | 0.00039577 | 0.0083027 | 0.0037557 | 5.9803e-05 | 0.0021118 | 0.0010175 | 0.0026854 | 0.00056426 | 0 | 0 | 0 | 0 | 0 | 0 | 2.1034 | 0 | 0 | 0 | 0 | 0.1373 | 0 | 0 | 0 | 0 | 1.4143 | 0 | 0 | 0
7 | 208 | 17 | 91.4 | 3.6305 | 87.4588 | 0 | 1.6492 | 0.031546 | 0.031546 | 78 | 78.3866 | 78 | 0.0023547 | 0.0052187 | 0.00063462 | 0 | 0 | 0.0044105 | 0.0017083 | 0.00034888 | 0.0064123 | 0.0029414 | 5.2721e-05 | 0.0018617 | 0.00085083 | 0.0039265 | 0.00082442 | 0 | 0 | 0 | 0 | 0 | 0 | 1.8158 | 0 | 0 | 0 | 0 | 0.1373 | 0 | 0 | 0 | 0 | 1.6774 | 0 | 0 | 0
7 | 208 | 18 | 91.4 | 3.8954 | 87.4588 | 0 | 2.8081 | 0.027326 | 0.027326 | 78 | 78.3349 | 78 | 0.0023547 | 0.0052187 | 0.00063462 | 0 | 0 | 0.0025823 | 0.0010002 | 0.00034928 | 0.0048892 | 0.0024075 | 5.2721e-05 | 0.0018617 | 0.00085083 | 0.0042349 | 0.00088946 | 0 | 0 | 0 | 0 | 0 | 0 | 1.5729 | 0 | 0 | 0 | 0 | 0.21748 | 0 | 0 | 0 | 0 | 2.105 | 0 | 0 | 0
7 | 208 | 19 | 84.2 | 3.1392 | 87.4588 | 0 | 2.8081 | 0.014761 | 0.014761 | 78 | 78.1809 | 78 | 0.0010895 | 0.0024146 | 0.00029363 | 0 | 0 | 0.0011198 | 0.00043372 | 0.00016351 | 0.0016068 | 0.0007318 | 2.4393e-05 | 0.00086137 | 0.00052184 | 0.0045452 | 0.0009545 | 0 | 0 | 0 | 0 | 0 | 0 | 0.84964 | 0 | 0 | 0 | 0 | 0.21748 | 0 | 0 | 0 | 0 | 2.0721 | 0 | 0 | 0
7 | 208 | 20 | 84.2 | 3.0576 | 87.4588 | 0 | 2.8081 | 0.015629 | 0.015629 | 78 | 78.1915 | 78 | 0.0010895 | 0.0024146 | 0.00029363 | 0 | 0 | 0.00012394 | 4.7104e-05 | 0.00016145 | 0.0010597 | 0.00062612 | 2.4393e-05 | 0.00086137 | 0.00030436 | 0.0071272 | 0.0014959 | 0 | 0 | 0 | 0 | 0 | 0 | 0.89964 | 0 | 0 | 0 | 0 | 0.21748 | 0 | 0 | 0 | 0 | 1.9405 | 0 | 0 | 0
7 | 208 | 21 | 82.4 | 2.8698 | 87.4588 | 0 | 2.8081 | 0.014081 | 0.014081 | 78 | 78.1726 | 78 | 0.00077317 | 0.0017136 | 0.00020838 | 0 | 0 | 0 | 0 | 0.00011357 | 0.0011862 | 0.00071908 | 1.7311e-05 | 0.0006113 | 0.00011498 | 0.0071272 | 0.0014959 | 0 | 0 | 0 | 0 | 0 | 0 | 0.8105 | 0 | 0 | 0 | 0 | 0.21748 | 0 | 0 | 0 | 0 | 1.8419 | 0 | 0 | 0
7 | 208 | 22 | 80.6 | 2.6246 | 87.4588 | 0 | 2.2732 | 0.012177 | 0.012177 | 78 | 78.1492 | 78 | 0.00045688 | 0.0010126 | 0.00012314 | 0 | 0 | 0 | 0 | 6.6366e-05 | 0.00070093 | 0.00042471 | 1.023e-05 | 0.00036122 | 1.8529e-05 | 0.0074411 | 0.0015609 | 0 | 0 | 0 | 0 | 0 | 0 | 0.7009 | 0 | 0 | 0 | 0 | 0.18047 | 0 | 0 | 0 | 0 | 1.7432 | 0 | 0 | 0
7 | 208 | 23 | 78.8 | 2.2347 | 87.4588 | 0 | 2.2732 | 0.0099749 | 0.0099749 | 78 | 78.1222 | 78 | 0.00014058 | 0.00031157 | 3.7888e-05 | 0 | 0 | 0 | 0 | 2.0441e-05 | 0.00021567 | 0.00013068 | 3.1475e-06 | 0.00011114 | 1.7849e-06 | 0.0074411 | 0.0015609 | 0 | 0 | 0 | 0 | 0 | 0 | 0.57417 | 0 | 0 | 0 | 0 | 0.18047 | 0 | 0 | 0 | 0 | 1.4801 | 0 | 0 | 0
7 | 208 | 24 | 78.8 | 1.79 | 87.4588 | 0 | 0.37887 | 0.0090978 | 0.0090978 | 78 | 78.1115 | 78 | 0.00014058 | 0.00031157 | 3.7888e-05 | 0 | 0 | 0 | 0 | 2.0319e-05 | 0.00021567 | 0.00013065 | 3.1475e-06 | 0.00011114 | 1.7849e-06 | 0.0067153 | 0.0014098 | 0 | 0 | 0 | 0 | 0 | 0 | 0.52368 | 0 | 0 | 0 | 0 | 0.049407 | 0 | 0 | 0 | 0 | 1.2169 | 0 | 0 | 0
7 | 209 | 1 | 77 | 0.97033 | 87.4607 | 0 | 0.37885 | 0.00084994 | 0 | 78 | 78.0104 | 78 | -0.00017572 | -0.00038946 | -4.736e-05 | 0 | 0 | 0 | 0 | -2.5578e-05 | -0.00026959 | -0.00016336 | -3.9344e-06 | -0.00013893 | -2.7834e-06 | 0.0020667 | 0.00043418 | 0 | 0 | 0 | 0 | 0 | 0 | 0 | 0 | 0 | 0 | 0 | 0.049404 | 0 | 0 | 0 | 0 | 0.92093 | 0 | 0 | 0
7 | 209 | 2 | 76.82 | 0.90455 | 87.4607 | 0 | 0.37885 | 0.00063055 | 0 | 78 | 78.0077 | 78 | -0.00020735 | -0.00045956 | -5.5885e-05 | 0 | 0 | 0 | 0 | -3.0024e-05 | -0.00031811 | -0.00019272 | -4.6426e-06 | -0.00016394 | -3.8687e-06 | 0.0020667 | 0.00043418 | 0 | 0 | 0 | 0 | 0 | 0 | 0 | 0 | 0 | 0 | 0 | 0.049404 | 0 | 0 | 0 | 0 | 0.85515 | 0 | 0 | 0
7 | 209 | 3 | 76.82 | 0.87166 | 87.4607 | 0 | 0.37885 | 0.0006306 | 0 | 78 | 78.0077 | 78 | -0.00020735 | -0.00045956 | -5.5885e-05 | 0 | 0 | 0 | 0 | -2.9992e-05 | -0.00031811 | -0.00019271 | -4.6426e-06 | -0.00016394 | -3.8687e-06 | 0.0020667 | 0.00043418 | 0 | 0 | 0 | 0 | 0 | 0 | 0 | 0 | 0 | 0 | 0 | 0.049404 | 0 | 0 | 0 | 0 | 0.82226 | 0 | 0 | 0
7 | 209 | 4 | 77 | 0.83877 | 87.4607 | 0 | 0.37885 | 0.00085022 | 0 | 78 | 78.0104 | 78 | -0.00017572 | -0.00038946 | -4.736e-05 | 0 | 0 | 0 | 0 | -2.5363e-05 | -0.00026959 | -0.0001633 | -3.9344e-06 | -0.00013893 | -2.7834e-06 | 0.0020667 | 0.00043418 | 0 | 0 | 0 | 0 | 0 | 0 | 0 | 0 | 0 | 0 | 0 | 0.049404 | 0 | 0 | 0 | 0 | 0.78937 | 0 | 0 | 0
7 | 209 | 5 | 76.82 | 0.83877 | 87.4607 | 0 | 0.37885 | 0.00062572 | 0 | 78 | 78.0077 | 78 | -0.00020735 | -0.00045956 | -5.5885e-05 | 0 | 0 | 0 | 0 | -3.0197e-05 | -0.00031811 | -0.00019277 | -4.6426e-06 | -0.00016394 | -8.4799e-06 | 0.0020667 | 0.00043418 | 0 | 0 | 0 | 0 | 0 | 0 | 0 | 0 | 0 | 0 | 0 | 0.049404 | 0 | 0 | 0 | 0 | 0.78937 | 0 | 0 | 0
7 | 209 | 6 | 77 | 0.94207 | 87.4607 | 0 | 0.44571 | 0.0010831 | 0 | 78 | 78.0133 | 78 | -0.00017572 | -0.00038946 | -4.736e-05 | 0 | 0 | 4.5704e-05 | 1.7703e-05 | -2.5787e-05 | -0.0010123 | -0.00062182 | -3.9344e-06 | -0.00013893 | -1.7881e-05 | 0.0034529 | 0.00072422 | 0 | 0 | 0 | 0 | 0 | 0 | 0 | 0 | 0 | 0 | 0 | 0.054029 | 0 | 0 | 0 | 0 | 0.88804 | 0 | 0 | 0
7 | 209 | 7 | 78.8 | 2.0147 | 87.4607 | 0 | 3.3428 | 0.010581 | 0.010581 | 78 | 78.1297 | 78 | 0.00014058 | 0.00031157 | 3.7888e-05 | 0 | 0 | 0.0021659 | 0.00085334 | 2.0673e-05 | 0.0012556 | 0.00041884 | 3.1475e-06 | 0.00011114 | 1.3905e-05 | 0.0043383 | 0.00091055 | 0 | 0 | 0 | 0 | 0 | 0 | 0.60908 | 0 | 0 | 0 | 0 | 0.25446 | 0 | 0 | 0 | 0 | 1.1512 | 0 | 0 | 0
7 | 209 | 8 | 82.4 | 3.301 | 87.4607 | 0 | 3.3428 | 0.029499 | 0.029499 | 78 | 78.3615 | 78 | 0.00077317 | 0.0017136 | 0.00020838 | 0 | 0 | 0.0053887 | 0.0024627 | 0.00011398 | 0.0053352 | 0.0022622 | 1.7311e-05 | 0.0006113 | 0.00011498 | 0.0086767 | 0.0018211 | 0 | 0 | 0 | 0 | 0 | 0 | 1.698 | 0 | 0 | 0 | 0 | 0.25446 | 0 | 0 | 0 | 0 | 1.3485 | 0 | 0 | 0
7 | 209 | 9 | 86 | 1.6048 | 87.4607 | 0 | 2.8971 | 0.036438 | 0 | 78 | 78.4466 | 78.4466 | 0.0014058 | 0.0031157 | 0.00037888 | 0 | 0 | 0.0073664 | 0.0039519 | 0.00020736 | 0.0089853 | 0.003484 | 3.1475e-05 | 0.0011114 | 0.00027553 | 0.0050623 | 0.0010617 | 0 | 0 | 0 | 0 | 0 | 0 | 0 | 0 | 0 | 0 | 0 | 0.22341 | 0 | 0 | 0 | 0 | 1.3814 | 0 | 0 | 0
7 | 209 | 10 | 87.8 | 1.6374 | 87.4607 | 0 | 2.8971 | 0.041959 | 0 | 78.4466 | 78.9608 | 78.9608 | 0.0016436 | 0.0036428 | 0.00044298 | 0 | 0 | 0.0088966 | 0.0053731 | 0.00024336 | 0.011983 | 0.0041931 | 3.68e-05 | 0.0012995 | 0.00045659 | 0.0030973 | 0.00065039 | 0 | 0 | 0 | 0 | 0 | 0 | 0 | 0 | 0 | 0 | 0 | 0.22316 | 0 | 0 | 0 | 0 | 1.4143 | 0 | 0 | 0
7 | 209 | 11 | 89.6 | 1.67 | 87.4607 | 0 | 2.8971 | 0.048133 | 0 | 78.9608 | 79.5507 | 79.5507 | 0.0018695 | 0.0041435 | 0.00050387 | 0 | 0 | 0.0098499 | 0.0065404 | 0.00027824 | 0.014436 | 0.0045486 | 4.1859e-05 | 0.0014781 | 0.00069499 | 0.0030973 | 0.00065039 | 0 | 0 | 0 | 0 | 0 | 0 | 0 | 0 | 0 | 0 | 0 | 0.22287 | 0 | 0 | 0 | 0 | 1.4472 | 0 | 0 | 0
7 | 209 | 12 | 93.2 | 2.9253 | 87.4607 | 0 | 2.0503 | 0.059495 | 0.022829 | 79.5507 | 80.2798 | 80 | 0.0023985 | 0.0053158 | 0.00064643 | 0 | 0 | 0.010501 | 0.0084255 | 0.00035822 | 0.018795 | 0.0050339 | 5.3702e-05 | 0.0018963 | 0.0010724 | 0.0041315 | 0.0008666 | 0 | 0 | 0 | 0 | 0 | 0 | 1.3141 | 0 | 0 | 0 | 0 | 0.16406 | 0 | 0 | 0 | 0 | 1.4472 | 0 | 0 | 0
7 | 209 | 13 | 95 | 5.0965 | 87.4607 | 0 | 2.0503 | 0.061121 | 0.061121 | 80 | 80.749 | 80 | 0.0026358 | 0.0058419 | 0.0007104 | 0 | 0 | 0.011596 | 0.0084558 | 0.00039053 | 0.019238 | 0.0054586 | 5.9016e-05 | 0.002084 | 0.00090323 | 0.0030973 | 0.00065039 | 0 | 0 | 0 | 0 | 0 | 0 | 3.5182 | 0 | 0 | 0 | 0 | 0.16406 | 0 | 0 | 0 | 0 | 1.4143 | 0 | 0 | 0
7 | 209 | 14 | 93.2 | 4.8685 | 87.4607 | 0 | 1.6491 | 0.058213 | 0.058213 | 80 | 80.7134 | 80 | 0.0023195 | 0.0051408 | 0.00062515 | 0 | 0 | 0.011078 | 0.0084708 | 0.0003397 | 0.019219 | 0.0054613 | 5.1934e-05 | 0.0018339 | 0.00054771 | 0.0025838 | 0.00054141 | 0 | 0 | 0 | 0 | 0 | 0 | 3.3508 | 0 | 0 | 0 | 0 | 0.1363 | 0 | 0 | 0 | 0 | 1.3814 | 0 | 0 | 0
7 | 209 | 15 | 95 | 14.2784 | 87.4607 | 0 | 1.6491 | 0.059046 | 0.22224 | 80 | 80.7236 | 78 | 0.0026358 | 0.0058419 | 0.0007104 | 0 | 0 | 0.011495 | 0.0075683 | 0.00038695 | 0.018284 | 0.0061101 | 5.9016e-05 | 0.002084 | 0.00062099 | 0.0026854 | 0.00056426 | 0 | 0 | 0 | 0 | 0 | 0 | 12.7926 | 0 | 0 | 0 | 0 | 0.13729 | 0 | 0 | 0 | 0 | 1.3485 | 0 | 0 | 0
7 | 209 | 16 | 96.8 | 4.7628 | 87.4607 | 0 | 1.6491 | 0.055788 | 0.055788 | 78 | 78.6837 | 78 | 0.0033036 | 0.0073218 | 0.00089037 | 0 | 0 | 0.007622 | 0.0059237 | 0.00049081 | 0.016962 | 0.0059533 | 7.3967e-05 | 0.0026119 | 0.0013848 | 0.0026854 | 0.00056426 | 0 | 0 | 0 | 0 | 0 | 0 | 3.2112 | 0 | 0 | 0 | 0 | 0.13729 | 0 | 0 | 0 | 0 | 1.4143 | 0 | 0 | 0
7 | 209 | 17 | 96.8 | 4.6134 | 87.4607 | 0 | 1.6491 | 0.048621 | 0.048621 | 78 | 78.5959 | 78 | 0.0033036 | 0.0073218 | 0.00089037 | 0 | 0 | 0.0064663 | 0.0036642 | 0.00049035 | 0.012411 | 0.0052514 | 7.3967e-05 | 0.0026119 | 0.0013848 | 0.0039265 | 0.00082442 | 0 | 0 | 0 | 0 | 0 | 0 | 2.7987 | 0 | 0 | 0 | 0 | 0.13729 | 0 | 0 | 0 | 0 | 1.6774 | 0 | 0 | 0
7 | 209 | 18 | 95 | 4.5597 | 87.4607 | 0 | 2.808 | 0.038867 | 0.038867 | 78 | 78.4763 | 78 | 0.0029873 | 0.0066208 | 0.00080512 | 0 | 0 | 0.0045383 | 0.0019647 | 0.00044281 | 0.0085218 | 0.0042374 | 6.6885e-05 | 0.0023618 | 0.0011955 | 0.0042349 | 0.00088946 | 0 | 0 | 0 | 0 | 0 | 0 | 2.2372 | 0 | 0 | 0 | 0 | 0.21746 | 0 | 0 | 0 | 0 | 2.105 | 0 | 0 | 0
7 | 209 | 19 | 93.2 | 3.9091 | 87.4607 | 0 | 2.808 | 0.028135 | 0.028135 | 78 | 78.3448 | 78 | 0.002671 | 0.0059197 | 0.00071987 | 0 | 0 | 0.0019397 | 0.00067614 | 0.00039691 | 0.0045064 | 0.0025117 | 5.9803e-05 | 0.0021118 | 0.0011228 | 0.0045452 | 0.0009545 | 0 | 0 | 0 | 0 | 0 | 0 | 1.6195 | 0 | 0 | 0 | 0 | 0.21746 | 0 | 0 | 0 | 0 | 2.0721 | 0 | 0 | 0
7 | 209 | 20 | 91.4 | 3.5422 | 87.4607 | 0 | 2.808 | 0.024048 | 0.024048 | 78 | 78.2947 | 78 | 0.0023547 | 0.0052187 | 0.00063462 | 0 | 0 | 0.00011426 | 4.4257e-05 | 0.00034887 | 0.0024681 | 0.0014766 | 5.2721e-05 | 0.0018617 | 0.00085083 | 0.0071272 | 0.0014959 | 0 | 0 | 0 | 0 | 0 | 0 | 1.3843 | 0 | 0 | 0 | 0 | 0.21746 | 0 | 0 | 0 | 0 | 1.9405 | 0 | 0 | 0
7 | 209 | 21 | 89.6 | 3.4067 | 87.4607 | 0 | 2.808 | 0.023407 | 0.023407 | 78 | 78.2869 | 78 | 0.0020384 | 0.0045177 | 0.00054938 | 0 | 0 | 0 | 0 | 0.00030194 | 0.0031272 | 0.0018966 | 4.5639e-05 | 0.0016116 | 0.00069591 | 0.0071272 | 0.0014959 | 0 | 0 | 0 | 0 | 0 | 0 | 1.3474 | 0 | 0 | 0 | 0 | 0.21746 | 0 | 0 | 0 | 0 | 1.8419 | 0 | 0 | 0
7 | 209 | 22 | 89.6 | 3.2884 | 87.4607 | 0 | 2.2731 | 0.023709 | 0.023709 | 78 | 78.2906 | 78 | 0.0020384 | 0.0045177 | 0.00054938 | 0 | 0 | 0 | 0 | 0.00030149 | 0.0031272 | 0.0018963 | 4.5639e-05 | 0.0016116 | 0.00061981 | 0.0074411 | 0.0015609 | 0 | 0 | 0 | 0 | 0 | 0 | 1.3647 | 0 | 0 | 0 | 0 | 0.18046 | 0 | 0 | 0 | 0 | 1.7432 | 0 | 0 | 0
7 | 209 | 23 | 87.8 | 2.91 | 87.4607 | 0 | 2.2731 | 0.021706 | 0.021706 | 78 | 78.266 | 78 | 0.0017221 | 0.0038167 | 0.00046413 | 0 | 0 | 0 | 0 | 0.00025725 | 0.002642 | 0.0016027 | 3.8557e-05 | 0.0013615 | 0.00079933 | 0.0074411 | 0.0015609 | 0 | 0 | 0 | 0 | 0 | 0 | 1.2494 | 0 | 0 | 0 | 0 | 0.18046 | 0 | 0 | 0 | 0 | 1.4801 | 0 | 0 | 0
7 | 209 | 24 | 86 | 2.338 | 87.4607 | 0 | 0.37885 | 0.018618 | 0.018618 | 78 | 78.2282 | 78 | 0.0014058 | 0.0031157 | 0.00037888 | 0 | 0 | 0 | 0 | 0.00021105 | 0.0021567 | 0.0013087 | 3.1475e-05 | 0.0011114 | 0.00077288 | 0.0067153 | 0.0014098 | 0 | 0 | 0 | 0 | 0 | 0 | 1.0716 | 0 | 0 | 0 | 0 | 0.049404 | 0 | 0 | 0 | 0 | 1.2169 | 0 | 0 | 0
7 | 210 | 1 | 84.2 | 1.5627 | 87.4584 | 0 | 0.37887 | 0.010291 | 0.010291 | 78 | 78.1261 | 78 | 0.0010895 | 0.0024146 | 0.00029363 | 0 | 0 | 0 | 0 | 0.00016094 | 0.0016714 | 0.0010135 | 2.4393e-05 | 0.00086137 | 0.00026124 | 0.0020667 | 0.00043418 | 0 | 0 | 0 | 0 | 0 | 0 | 0.59239 | 0 | 0 | 0 | 0 | 0.049407 | 0 | 0 | 0 | 0 | 0.92093 | 0 | 0 | 0
7 | 210 | 2 | 82.4 | 1.3658 | 87.4584 | 0 | 0.37887 | 0.0080124 | 0.0080124 | 78 | 78.0982 | 78 | 0.00077317 | 0.0017136 | 0.00020838 | 0 | 0 | 0 | 0 | 0.00011423 | 0.0011862 | 0.00071926 | 1.7311e-05 | 0.0006113 | 0.00016813 | 0.0020667 | 0.00043418 | 0 | 0 | 0 | 0 | 0 | 0 | 0.4612 | 0 | 0 | 0 | 0 | 0.049407 | 0 | 0 | 0 | 0 | 0.85515 | 0 | 0 | 0
7 | 210 | 3 | 82.4 | 1.3329 | 87.4584 | 0 | 0.37887 | 0.0080124 | 0.0080124 | 78 | 78.0982 | 78 | 0.00077317 | 0.0017136 | 0.00020838 | 0 | 0 | 0 | 0 | 0.00011424 | 0.0011862 | 0.00071925 | 1.7311e-05 | 0.0006113 | 0.00016813 | 0.0020667 | 0.00043418 | 0 | 0 | 0 | 0 | 0 | 0 | 0.4612 | 0 | 0 | 0 | 0 | 0.049407 | 0 | 0 | 0 | 0 | 0.82226 | 0 | 0 | 0
7 | 210 | 4 | 80.6 | 1.1686 | 87.4584 | 0 | 0.37887 | 0.0057299 | 0.0057299 | 78 | 78.0702 | 78 | 0.00045688 | 0.0010126 | 0.00012314 | 0 | 0 | 0 | 0 | 6.7331e-05 | 0.00070093 | 0.00042497 | 1.023e-05 | 0.00036122 | 7.1816e-05 | 0.0020667 | 0.00043418 | 0 | 0 | 0 | 0 | 0 | 0 | 0.32982 | 0 | 0 | 0 | 0 | 0.049407 | 0 | 0 | 0 | 0 | 0.78937 | 0 | 0 | 0
7 | 210 | 5 | 80.6 | 1.1696 | 87.4584 | 0 | 0.37887 | 0.0057472 | 0.0057472 | 78 | 78.0704 | 78 | 0.00045688 | 0.0010126 | 0.00012314 | 0 | 0 | 0 | 0 | 6.7484e-05 | 0.00070093 | 0.00042501 | 1.023e-05 | 0.00036122 | 8.8912e-05 | 0.0020667 | 0.00043418 | 0 | 0 | 0 | 0 | 0 | 0 | 0.33082 | 0 | 0 | 0 | 0 | 0.049407 | 0 | 0 | 0 | 0 | 0.78937 | 0 | 0 | 0
7 | 210 | 6 | 78.8 | 1.0841 | 87.4584 | 0 | 0.44573 | 0.0024667 | 0.0024667 | 78 | 78.0302 | 78 | 0.00014058 | 0.00031157 | 3.7888e-05 | 0 | 0 | 3.7262e-05 | 9.7391e-06 | 2.0894e-05 | -0.0010537 | -0.00064112 | 3.1475e-06 | 0.00011114 | 3.6442e-05 | 0.0034529 | 0.00072422 | 0 | 0 | 0 | 0 | 0 | 0 | 0.14199 | 0 | 0 | 0 | 0 | 0.054033 | 0 | 0 | 0 | 0 | 0.88804 | 0 | 0 | 0
7 | 210 | 7 | 82.4 | 2.2465 | 87.4584 | 0 | 3.343 | 0.014607 | 0.014607 | 78 | 78.179 | 78 | 0.00077317 | 0.0017136 | 0.00020838 | 0 | 0 | 0.0021149 | 0.00087151 | 0.00011481 | 0.0016019 | 0.0011321 | 1.7311e-05 | 0.0006113 | 0.00019938 | 0.0043383 | 0.00091055 | 0 | 0 | 0 | 0 | 0 | 0 | 0.84081 | 0 | 0 | 0 | 0 | 0.25449 | 0 | 0 | 0 | 0 | 1.1512 | 0 | 0 | 0
7 | 210 | 8 | 82.4 | 3.2623 | 87.4584 | 0 | 3.343 | 0.028828 | 0.028828 | 78 | 78.3533 | 78 | 0.00077317 | 0.0017136 | 0.00020838 | 0 | 0 | 0.0046687 | 0.0026907 | 0.00011487 | 0.0051436 | 0.002155 | 1.7311e-05 | 0.0006113 | 0.0002333 | 0.0086767 | 0.0018211 | 0 | 0 | 0 | 0 | 0 | 0 | 1.6594 | 0 | 0 | 0 | 0 | 0.25449 | 0 | 0 | 0 | 0 | 1.3485 | 0 | 0 | 0
7 | 210 | 9 | 86 | 1.6048 | 87.4584 | 0 | 2.8973 | 0.03391 | 0 | 78 | 78.4156 | 78.4156 | 0.0014058 | 0.0031157 | 0.00037888 | 0 | 0 | 0.0057355 | 0.0040221 | 0.0002114 | 0.0082541 | 0.0027471 | 3.1475e-05 | 0.0011114 | 0.00077288 | 0.0050623 | 0.0010617 | 0 | 0 | 0 | 0 | 0 | 0 | 0 | 0 | 0 | 0 | 0 | 0.22345 | 0 | 0 | 0 | 0 | 1.3814 | 0 | 0 | 0
7 | 210 | 10 | 89.6 | 1.6375 | 87.4584 | 0 | 2.8973 | 0.036079 | 0 | 78.4156 | 78.8577 | 78.8577 | 0.0019653 | 0.0043559 | 0.00052969 | 0 | 0 | 0.0056851 | 0.0043154 | 0.00029494 | 0.0095186 | 0.0030309 | 4.4004e-05 | 0.0015539 | 0.0010371 | 0.0030973 | 0.00065039 | 0 | 0 | 0 | 0 | 0 | 0 | 0 | 0 | 0 | 0 | 0 | 0.22323 | 0 | 0 | 0 | 0 | 1.4143 | 0 | 0 | 0
7 | 210 | 11 | 93.2 | 1.6701 | 87.4584 | 0 | 2.8973 | 0.055167 | 0 | 78.8577 | 79.5338 | 79.5338 | 0.0025202 | 0.0055857 | 0.00067925 | 0 | 0 | 0.0095114 | 0.0076736 | 0.00037997 | 0.016708 | 0.0046458 | 5.6429e-05 | 0.0019926 | 0.0016659 | 0.0030973 | 0.00065039 | 0 | 0 | 0 | 0 | 0 | 0 | 0 | 0 | 0 | 0 | 0 | 0.2229 | 0 | 0 | 0 | 0 | 1.4472 | 0 | 0 | 0
7 | 210 | 12 | 95 | 2.834 | 87.4584 | 0 | 2.0504 | 0.059283 | 0.021243 | 79.5338 | 80.2603 | 80 | 0.0027177 | 0.0060234 | 0.00073248 | 0 | 0 | 0.0086455 | 0.0088802 | 0.00040463 | 0.019306 | 0.0042161 | 6.0851e-05 | 0.0021487 | 0.00115 | 0.0041315 | 0.0008666 | 0 | 0 | 0 | 0 | 0 | 0 | 1.2228 | 0 | 0 | 0 | 0 | 0.16407 | 0 | 0 | 0 | 0 | 1.4472 | 0 | 0 | 0
7 | 210 | 13 | 96.08 | 5.1955 | 87.4584 | 0 | 2.0504 | 0.06284 | 0.06284 | 80 | 80.7701 | 80 | 0.0028256 | 0.0062625 | 0.00076155 | 0 | 0 | 0.0094235 | 0.009651 | 0.00042059 | 0.021549 | 0.0046872 | 6.3266e-05 | 0.002234 | 0.0012136 | 0.0030973 | 0.00065039 | 0 | 0 | 0 | 0 | 0 | 0 | 3.6172 | 0 | 0 | 0 | 0 | 0.16407 | 0 | 0 | 0 | 0 | 1.4143 | 0 | 0 | 0
7 | 210 | 14 | 96.8 | 4.4427 | 87.4584 | 0 | 1.6492 | 0.050815 | 0.050815 | 80 | 80.6227 | 80 | 0.0029521 | 0.0065429 | 0.00079565 | 0 | 0 | 0.010259 | 0.0048409 | 0.00043935 | 0.012868 | 0.0053007 | 6.6098e-05 | 0.002334 | 0.0012899 | 0.0025838 | 0.00054141 | 0 | 0 | 0 | 0 | 0 | 0 | 2.925 | 0 | 0 | 0 | 0 | 0.13632 | 0 | 0 | 0 | 0 | 1.3814 | 0 | 0 | 0
7 | 210 | 15 | 98.6 | 14.2027 | 87.4584 | 0 | 1.6492 | 0.057731 | 0.22093 | 80 | 80.7075 | 78 | 0.0032684 | 0.0072439 | 0.0008809 | 0 | 0 | 0.012007 | 0.0054249 | 0.00049155 | 0.01438 | 0.0060148 | 7.318e-05 | 0.0025841 | 0.0021125 | 0.0026854 | 0.00056426 | 0 | 0 | 0 | 0 | 0 | 0 | 12.7169 | 0 | 0 | 0 | 0 | 0.1373 | 0 | 0 | 0 | 0 | 1.3485 | 0 | 0 | 0
7 | 210 | 16 | 98.6 | 4.2543 | 87.4584 | 0 | 1.6492 | 0.046954 | 0.046954 | 78 | 78.5754 | 78 | 0.0036199 | 0.0080228 | 0.00097562 | 0 | 0 | 0.0064109 | 0.0030377 | 0.00053991 | 0.011105 | 0.005181 | 8.1049e-05 | 0.002862 | 0.0018686 | 0.0026854 | 0.00056426 | 0 | 0 | 0 | 0 | 0 | 0 | 2.7027 | 0 | 0 | 0 | 0 | 0.1373 | 0 | 0 | 0 | 0 | 1.4143 | 0 | 0 | 0
7 | 210 | 17 | 96.8 | 4.2547 | 87.4584 | 0 | 1.6492 | 0.04239 | 0.04239 | 78 | 78.5195 | 78 | 0.0033036 | 0.0073218 | 0.00089037 | 0 | 0 | 0.0053118 | 0.0024319 | 0.00049505 | 0.0089954 | 0.0042247 | 7.3967e-05 | 0.0026119 | 0.0019784 | 0.0039265 | 0.00082442 | 0 | 0 | 0 | 0 | 0 | 0 | 2.44 | 0 | 0 | 0 | 0 | 0.1373 | 0 | 0 | 0 | 0 | 1.6774 | 0 | 0 | 0
7 | 210 | 18 | 96.8 | 4.6215 | 87.4584 | 0 | 2.8081 | 0.03994 | 0.03994 | 78 | 78.4895 | 78 | 0.0033036 | 0.0073218 | 0.00089037 | 0 | 0 | 0.0040628 | 0.0018026 | 0.0004942 | 0.0082806 | 0.0041509 | 7.3967e-05 | 0.0026119 | 0.001823 | 0.0042349 | 0.00088946 | 0 | 0 | 0 | 0 | 0 | 0 | 2.299 | 0 | 0 | 0 | 0 | 0.21748 | 0 | 0 | 0 | 0 | 2.105 | 0 | 0 | 0
7 | 210 | 19 | 95 | 4.0355 | 87.4584 | 0 | 2.8081 | 0.030331 | 0.030331 | 78 | 78.3717 | 78 | 0.0029873 | 0.0066208 | 0.00080512 | 0 | 0 | 0.0018999 | 0.00050694 | 0.00044758 | 0.0045543 | 0.0028413 | 6.6885e-05 | 0.0023618 | 0.0017397 | 0.0045452 | 0.0009545 | 0 | 0 | 0 | 0 | 0 | 0 | 1.7459 | 0 | 0 | 0 | 0 | 0.21748 | 0 | 0 | 0 | 0 | 2.0721 | 0 | 0 | 0
7 | 210 | 20 | 93.2 | 3.6799 | 87.4584 | 0 | 2.8081 | 0.026439 | 0.026439 | 78 | 78.324 | 78 | 0.002671 | 0.0059197 | 0.00071987 | 0 | 0 | 0.00012969 | 4.3862e-05 | 0.0004011 | 0.0025489 | 0.0015647 | 5.9803e-05 | 0.0021118 | 0.0016456 | 0.0071272 | 0.0014959 | 0 | 0 | 0 | 0 | 0 | 0 | 1.5219 | 0 | 0 | 0 | 0 | 0.21748 | 0 | 0 | 0 | 0 | 1.9405 | 0 | 0 | 0
7 | 210 | 21 | 91.4 | 3.547 | 87.4584 | 0 | 2.8081 | 0.025844 | 0.025844 | 78 | 78.3167 | 78 | 0.0023547 | 0.0052187 | 0.00063462 | 0 | 0 | 0 | 0 | 0.00034979 | 0.0036125 | 0.0021912 | 5.2721e-05 | 0.0018617 | 0.00094518 | 0.0071272 | 0.0014959 | 0 | 0 | 0 | 0 | 0 | 0 | 1.4876 | 0 | 0 | 0 | 0 | 0.21748 | 0 | 0 | 0 | 0 | 1.8419 | 0 | 0 | 0
7 | 210 | 22 | 91.4 | 3.4276 | 87.4584 | 0 | 2.2732 | 0.026128 | 0.026128 | 78 | 78.3202 | 78 | 0.0023547 | 0.0052187 | 0.00063462 | 0 | 0 | 0 | 0 | 0.00034928 | 0.0036125 | 0.0021908 | 5.2721e-05 | 0.0018617 | 0.00085083 | 0.0074411 | 0.0015609 | 0 | 0 | 0 | 0 | 0 | 0 | 1.5039 | 0 | 0 | 0 | 0 | 0.18047 | 0 | 0 | 0 | 0 | 1.7432 | 0 | 0 | 0
7 | 210 | 23 | 89.6 | 3.0397 | 87.4584 | 0 | 2.2732 | 0.023961 | 0.023961 | 78 | 78.2936 | 78 | 0.0020384 | 0.0045177 | 0.00054938 | 0 | 0 | 0 | 0 | 0.00030359 | 0.0031272 | 0.0018969 | 4.5639e-05 | 0.0016116 | 0.0008683 | 0.0074411 | 0.0015609 | 0 | 0 | 0 | 0 | 0 | 0 | 1.3792 | 0 | 0 | 0 | 0 | 0.18047 | 0 | 0 | 0 | 0 | 1.4801 | 0 | 0 | 0
7 | 210 | 24 | 87.8 | 2.4703 | 87.4584 | 0 | 0.37887 | 0.020917 | 0.020917 | 78 | 78.2563 | 78 | 0.0017221 | 0.0038167 | 0.00046413 | 0 | 0 | 0 | 0 | 0.00025789 | 0.002642 | 0.0016029 | 3.8557e-05 | 0.0013615 | 0.00088576 | 0.0067153 | 0.0014098 | 0 | 0 | 0 | 0 | 0 | 0 | 1.204 | 0 | 0 | 0 | 0 | 0.049407 | 0 | 0 | 0 | 0 | 1.2169 | 0 | 0 | 0
7 | 211 | 1 | 86 | 1.7098 | 87.4521 | 0 | 0.37893 | 0.012846 | 0.012846 | 78 | 78.1574 | 78 | 0.0014058 | 0.0031157 | 0.00037888 | 0 | 0 | 0 | 0 | 0.00021 | 0.0021567 | 0.0013084 | 3.1475e-05 | 0.0011114 | 0.00062682 | 0.0020667 | 0.00043418 | 0 | 0 | 0 | 0 | 0 | 0 | 0.73943 | 0 | 0 | 0 | 0 | 0.049416 | 0 | 0 | 0 | 0 | 0.92093 | 0 | 0 | 0
7 | 211 | 2 | 86 | 1.6356 | 87.4521 | 0 | 0.37893 | 0.012699 | 0.012699 | 78 | 78.1556 | 78 | 0.0014058 | 0.0031157 | 0.00037888 | 0 | 0 | 0 | 0 | 0.00020893 | 0.0021567 | 0.0013081 | 3.1475e-05 | 0.0011114 | 0.0004817 | 0.0020667 | 0.00043418 | 0 | 0 | 0 | 0 | 0 | 0 | 0.731 | 0 | 0 | 0 | 0 | 0.049416 | 0 | 0 | 0 | 0 | 0.85515 | 0 | 0 | 0
7 | 211 | 3 | 84.2 | 1.4722 | 87.4521 | 0 | 0.37893 | 0.010433 | 0.010433 | 78 | 78.1279 | 78 | 0.0010895 | 0.0024146 | 0.00029363 | 0 | 0 | 0 | 0 | 0.00016227 | 0.0016714 | 0.0010139 | 2.4393e-05 | 0.00086137 | 0.00040145 | 0.0020667 | 0.00043418 | 0 | 0 | 0 | 0 | 0 | 0 | 0.60056 | 0 | 0 | 0 | 0 | 0.049416 | 0 | 0 | 0 | 0 | 0.82226 | 0 | 0 | 0
7 | 211 | 4 | 84.2 | 1.4393 | 87.4521 | 0 | 0.37893 | 0.010433 | 0.010433 | 78 | 78.1279 | 78 | 0.0010895 | 0.0024146 | 0.00029363 | 0 | 0 | 0 | 0 | 0.00016232 | 0.0016714 | 0.0010139 | 2.4393e-05 | 0.00086137 | 0.00040145 | 0.0020667 | 0.00043418 | 0 | 0 | 0 | 0 | 0 | 0 | 0.60056 | 0 | 0 | 0 | 0 | 0.049416 | 0 | 0 | 0 | 0 | 0.78937 | 0 | 0 | 0
7 | 211 | 5 | 82.4 | 1.3018 | 87.4521 | 0 | 0.37893 | 0.0080441 | 0.0080441 | 78 | 78.0986 | 78 | 0.00077317 | 0.0017136 | 0.00020838 | 0 | 0 | 0 | 0 | 0.00011456 | 0.0011862 | 0.00071935 | 1.7311e-05 | 0.0006113 | 0.00019938 | 0.0020667 | 0.00043418 | 0 | 0 | 0 | 0 | 0 | 0 | 0.46303 | 0 | 0 | 0 | 0 | 0.049416 | 0 | 0 | 0 | 0 | 0.78937 | 0 | 0 | 0
7 | 211 | 6 | 80.6 | 1.2506 | 87.4521 | 0 | 0.4458 | 0.0053594 | 0.0053594 | 78 | 78.0657 | 78 | 0.00045688 | 0.0010126 | 0.00012314 | 0 | 0 | 2.8866e-05 | 9.6346e-06 | 6.8072e-05 | -0.00065023 | -0.00038824 | 1.023e-05 | 0.00036122 | 0.00015009 | 0.0034529 | 0.00072422 | 0 | 0 | 0 | 0 | 0 | 0 | 0.30849 | 0 | 0 | 0 | 0 | 0.054043 | 0 | 0 | 0 | 0 | 0.88804 | 0 | 0 | 0
7 | 211 | 7 | 80.6 | 2.0722 | 87.4521 | 0 | 3.3435 | 0.011578 | 0.011578 | 78 | 78.1419 | 78 | 0.00045688 | 0.0010126 | 0.00012314 | 0 | 0 | 0.0019283 | 0.00079446 | 6.8429e-05 | 0.00076906 | 0.00060254 | 1.023e-05 | 0.00036122 | 0.00020221 | 0.0043383 | 0.00091055 | 0 | 0 | 0 | 0 | 0 | 0 | 0.66644 | 0 | 0 | 0 | 0 | 0.25456 | 0 | 0 | 0 | 0 | 1.1512 | 0 | 0 | 0
7 | 211 | 8 | 82.4 | 3.2691 | 87.4521 | 0 | 3.3435 | 0.028943 | 0.028943 | 78 | 78.3547 | 78 | 0.00077317 | 0.0017136 | 0.00020838 | 0 | 0 | 0.0047018 | 0.0028023 | 0.00011562 | 0.0051027 | 0.0020835 | 1.7311e-05 | 0.0006113 | 0.00031584 | 0.0086767 | 0.0018211 | 0 | 0 | 0 | 0 | 0 | 0 | 1.666 | 0 | 0 | 0 | 0 | 0.25456 | 0 | 0 | 0 | 0 | 1.3485 | 0 | 0 | 0
7 | 211 | 9 | 84.2 | 1.6049 | 87.4521 | 0 | 2.8977 | 0.035012 | 0 | 78 | 78.4291 | 78.4291 | 0.0010895 | 0.0024146 | 0.00029363 | 0 | 0 | 0.0059758 | 0.0050715 | 0.00016205 | 0.0097676 | 0.0028767 | 2.4393e-05 | 0.00086137 | 0.00035124 | 0.0050623 | 0.0010617 | 0 | 0 | 0 | 0 | 0 | 0 | 0 | 0 | 0 | 0 | 0 | 0.2235 | 0 | 0 | 0 | 0 | 1.3814 | 0 | 0 | 0
7 | 211 | 10 | 84.2 | 1.6375 | 87.4521 | 0 | 2.8977 | 0.039512 | 0 | 78.4291 | 78.9133 | 78.9133 | 0.0010141 | 0.0022475 | 0.00027331 | 0 | 0 | 0.0072921 | 0.0070025 | 0.00015155 | 0.013393 | 0.003137 | 2.2705e-05 | 0.00080176 | 0.00042883 | 0.0030973 | 0.00065039 | 0 | 0 | 0 | 0 | 0 | 0 | 0 | 0 | 0 | 0 | 0 | 0.22327 | 0 | 0 | 0 | 0 | 1.4143 | 0 | 0 | 0
7 | 211 | 11 | 86 | 1.6702 | 87.4521 | 0 | 2.8977 | 0.045818 | 0 | 78.9133 | 79.4748 | 79.4748 | 0.0012453 | 0.00276 | 0.00033563 | 0 | 0 | 0.0080803 | 0.0084243 | 0.00018479 | 0.016441 | 0.0032262 | 2.7882e-05 | 0.00098456 | 0.00036088 | 0.0030973 | 0.00065039 | 0 | 0 | 0 | 0 | 0 | 0 | 0 | 0 | 0 | 0 | 0 | 0.22299 | 0 | 0 | 0 | 0 | 1.4472 | 0 | 0 | 0
7 | 211 | 12 | 89.6 | 2.222 | 87.4521 | 0 | 2.0507 | 0.053463 | 0.010609 | 79.4748 | 80.13 | 80 | 0.0017792 | 0.0039433 | 0.00047953 | 0 | 0 | 0.0082366 | 0.0092777 | 0.00026503 | 0.019011 | 0.0033742 | 3.9837e-05 | 0.0014067 | 0.00065144 | 0.0041315 | 0.0008666 | 0 | 0 | 0 | 0 | 0 | 0 | 0.61067 | 0 | 0 | 0 | 0 | 0.16412 | 0 | 0 | 0 | 0 | 1.4472 | 0 | 0 | 0
7 | 211 | 13 | 91.4 | 4.7015 | 87.4521 | 0 | 2.0507 | 0.054258 | 0.054258 | 80 | 80.6649 | 80 | 0.0020032 | 0.0044398 | 0.0005399 | 0 | 0 | 0.0083695 | 0.0094201 | 0.00029283 | 0.019939 | 0.0035468 | 4.4852e-05 | 0.0015838 | 0.0003308 | 0.0030973 | 0.00065039 | 0 | 0 | 0 | 0 | 0 | 0 | 3.1231 | 0 | 0 | 0 | 0 | 0.16412 | 0 | 0 | 0 | 0 | 1.4143 | 0 | 0 | 0
7 | 211 | 14 | 93.2 | 4.6568 | 87.4521 | 0 | 1.6495 | 0.054535 | 0.054535 | 80 | 80.6683 | 80 | 0.0023195 | 0.0051408 | 0.00062515 | 0 | 0 | 0.0078156 | 0.0088389 | 0.0003412 | 0.019669 | 0.0042259 | 5.1934e-05 | 0.0018339 | 0.00054771 | 0.0025838 | 0.00054141 | 0 | 0 | 0 | 0 | 0 | 0 | 3.1391 | 0 | 0 | 0 | 0 | 0.13635 | 0 | 0 | 0 | 0 | 1.3814 | 0 | 0 | 0
7 | 211 | 15 | 95 | 13.9732 | 87.4521 | 0 | 1.6495 | 0.053744 | 0.21694 | 80 | 80.6586 | 78 | 0.0026358 | 0.0058419 | 0.0007104 | 0 | 0 | 0.006864 | 0.0076713 | 0.00039056 | 0.018538 | 0.0047957 | 5.9016e-05 | 0.002084 | 0.00090323 | 0.0026854 | 0.00056426 | 0 | 0 | 0 | 0 | 0 | 0 | 12.4873 | 0 | 0 | 0 | 0 | 0.13734 | 0 | 0 | 0 | 0 | 1.3485 | 0 | 0 | 0
7 | 211 | 16 | 95 | 4.4406 | 87.4521 | 0 | 1.6495 | 0.050189 | 0.050189 | 78 | 78.6151 | 78 | 0.0029873 | 0.0066208 | 0.00080512 | 0 | 0 | 0.005566 | 0.0059729 | 0.00043867 | 0.016313 | 0.004965 | 6.6885e-05 | 0.0023618 | 0.00084218 | 0.0026854 | 0.00056426 | 0 | 0 | 0 | 0 | 0 | 0 | 2.889 | 0 | 0 | 0 | 0 | 0.13734 | 0 | 0 | 0 | 0 | 1.4143 | 0 | 0 | 0
7 | 211 | 17 | 93.2 | 4.2795 | 87.4521 | 0 | 1.6495 | 0.04282 | 0.04282 | 78 | 78.5248 | 78 | 0.002671 | 0.0059197 | 0.00071987 | 0 | 0 | 0.0047001 | 0.0038629 | 0.00039147 | 0.012401 | 0.0045359 | 5.9803e-05 | 0.0021118 | 0.00069574 | 0.0039265 | 0.00082442 | 0 | 0 | 0 | 0 | 0 | 0 | 2.4648 | 0 | 0 | 0 | 0 | 0.13734 | 0 | 0 | 0 | 0 | 1.6774 | 0 | 0 | 0
7 | 211 | 18 | 84.2 | 3.7302 | 87.4521 | 0 | 2.8086 | 0.024456 | 0.024456 | 78 | 78.2997 | 78 | 0.0010895 | 0.0024146 | 0.00029363 | 0 | 0 | 0.0035541 | 0.0017633 | 0.00015999 | 0.0062249 | 0.0028433 | 2.4393e-05 | 0.00086137 | 0.00010202 | 0.0042349 | 0.00088946 | 0 | 0 | 0 | 0 | 0 | 0 | 1.4077 | 0 | 0 | 0 | 0 | 0.21754 | 0 | 0 | 0 | 0 | 2.105 | 0 | 0 | 0
7 | 211 | 19 | 81.86 | 3.229 | 87.4521 | 0 | 2.8086 | 0.016319 | 0.016319 | 78 | 78.2 | 78 | 0.00067829 | 0.0015033 | 0.00018281 | 0 | 0 | 0.0022109 | 0.00051172 | 0.00010785 | 0.0017242 | 0.0012591 | 1.5187e-05 | 0.00053627 | 0.0020893 | 0.0045452 | 0.0009545 | 0 | 0 | 0 | 0 | 0 | 0 | 0.93932 | 0 | 0 | 0 | 0 | 0.21754 | 0 | 0 | 0 | 0 | 2.0721 | 0 | 0 | 0
7 | 211 | 20 | 78.8 | 2.523 | 87.4521 | 0 | 2.8086 | 0.0063399 | 0.0063399 | 78 | 78.0777 | 78 | 0.00014058 | 0.00031157 | 3.7888e-05 | 0 | 0 | 0.00013493 | 4.5051e-05 | 2.0752e-05 | -0.0010141 | -0.00059693 | 3.1475e-06 | 0.00011114 | 1.8677e-05 | 0.0071272 | 0.0014959 | 0 | 0 | 0 | 0 | 0 | 0 | 0.36493 | 0 | 0 | 0 | 0 | 0.21754 | 0 | 0 | 0 | 0 | 1.9405 | 0 | 0 | 0
7 | 211 | 21 | 78.8 | 2.6131 | 87.4521 | 0 | 2.8086 | 0.0096187 | 0.0096187 | 78 | 78.1179 | 78 | 0.00014058 | 0.00031157 | 3.7888e-05 | 0 | 0 | 0 | 0 | 2.0758e-05 | 0.00021567 | 0.00013079 | 3.1475e-06 | 0.00011114 | 2.407e-05 | 0.0071272 | 0.0014959 | 0 | 0 | 0 | 0 | 0 | 0 | 0.55366 | 0 | 0 | 0 | 0 | 0.21754 | 0 | 0 | 0 | 0 | 1.8419 | 0 | 0 | 0
7 | 211 | 22 | 78.8 | 2.4992 | 87.4521 | 0 | 2.2736 | 0.0099976 | 0.0099976 | 78 | 78.1225 | 78 | 0.00014058 | 0.00031157 | 3.7888e-05 | 0 | 0 | 0 | 0 | 2.0758e-05 | 0.00021567 | 0.00013077 | 3.1475e-06 | 0.00011114 | 2.407e-05 | 0.0074411 | 0.0015609 | 0 | 0 | 0 | 0 | 0 | 0 | 0.57547 | 0 | 0 | 0 | 0 | 0.18053 | 0 | 0 | 0 | 0 | 1.7432 | 0 | 0 | 0
7 | 211 | 23 | 78.8 | 2.2361 | 87.4521 | 0 | 2.2736 | 0.0099976 | 0.0099976 | 78 | 78.1225 | 78 | 0.00014058 | 0.00031157 | 3.7888e-05 | 0 | 0 | 0 | 0 | 2.0758e-05 | 0.00021567 | 0.00013077 | 3.1475e-06 | 0.00011114 | 2.407e-05 | 0.0074411 | 0.0015609 | 0 | 0 | 0 | 0 | 0 | 0 | 0.57547 | 0 | 0 | 0 | 0 | 0.18053 | 0 | 0 | 0 | 0 | 1.4801 | 0 | 0 | 0
7 | 211 | 24 | 78.8 | 1.7917 | 87.4521 | 0 | 0.37893 | 0.0091267 | 0.0091267 | 78 | 78.1118 | 78 | 0.00014058 | 0.00031157 | 3.7888e-05 | 0 | 0 | 0 | 0 | 2.0818e-05 | 0.00021567 | 0.00013079 | 3.1475e-06 | 0.00011114 | 3.0014e-05 | 0.0067153 | 0.0014098 | 0 | 0 | 0 | 0 | 0 | 0 | 0.52534 | 0 | 0 | 0 | 0 | 0.049416 | 0 | 0 | 0 | 0 | 1.2169 | 0 | 0 | 0
7 | 212 | 1 | 78.8 | 1.1723 | 87.4416 | 0 | 0.37903 | 0.003509 | 0.003509 | 78 | 78.043 | 78 | 0.00014058 | 0.00031157 | 3.7888e-05 | 0 | 0 | 0 | 0 | 2.0877e-05 | 0.00021567 | 0.0001308 | 3.1475e-06 | 0.00011114 | 3.6442e-05 | 0.0020667 | 0.00043418 | 0 | 0 | 0 | 0 | 0 | 0 | 0.20198 | 0 | 0 | 0 | 0 | 0.04943 | 0 | 0 | 0 | 0 | 0.92093 | 0 | 0 | 0
7 | 212 | 2 | 77.72 | 0.90458 | 87.4416 | 0 | 0.37903 | 0.0017173 | 0 | 78 | 78.021 | 78 | -4.9202e-05 | -0.00010905 | -1.3261e-05 | 0 | 0 | 0 | 0 | -7.2831e-06 | -7.5484e-05 | -4.5775e-05 | -1.1016e-06 | -3.8901e-05 | -9.322e-06 | 0.0020667 | 0.00043418 | 0 | 0 | 0 | 0 | 0 | 0 | 0 | 0 | 0 | 0 | 0 | 0.04943 | 0 | 0 | 0 | 0 | 0.85515 | 0 | 0 | 0
7 | 212 | 3 | 77 | 0.87169 | 87.4416 | 0 | 0.37903 | 0.00082851 | 0 | 78 | 78.0102 | 78 | -0.00017572 | -0.00038946 | -4.736e-05 | 0 | 0 | 0 | 0 | -2.5889e-05 | -0.00026959 | -0.00016345 | -3.9344e-06 | -0.00013893 | -2.3826e-05 | 0.0020667 | 0.00043418 | 0 | 0 | 0 | 0 | 0 | 0 | 0 | 0 | 0 | 0 | 0 | 0.04943 | 0 | 0 | 0 | 0 | 0.82226 | 0 | 0 | 0
7 | 212 | 4 | 78.8 | 1.0397 | 87.4416 | 0 | 0.37903 | 0.003491 | 0.003491 | 78 | 78.0428 | 78 | 0.00014058 | 0.00031157 | 3.7888e-05 | 0 | 0 | 0 | 0 | 2.073e-05 | 0.00021567 | 0.00013076 | 3.1475e-06 | 0.00011114 | 1.8677e-05 | 0.0020667 | 0.00043418 | 0 | 0 | 0 | 0 | 0 | 0 | 0.20095 | 0 | 0 | 0 | 0 | 0.04943 | 0 | 0 | 0 | 0 | 0.78937 | 0 | 0 | 0
7 | 212 | 5 | 78.8 | 1.0412 | 87.4416 | 0 | 0.37903 | 0.0035159 | 0.0035159 | 78 | 78.0431 | 78 | 0.00014058 | 0.00031157 | 3.7888e-05 | 0 | 0 | 0 | 0 | 2.0933e-05 | 0.00021567 | 0.00013082 | 3.1475e-06 | 0.00011114 | 4.3294e-05 | 0.0020667 | 0.00043418 | 0 | 0 | 0 | 0 | 0 | 0 | 0.20238 | 0 | 0 | 0 | 0 | 0.04943 | 0 | 0 | 0 | 0 | 0.78937 | 0 | 0 | 0
7 | 212 | 6 | 78.8 | 1.0937 | 87.4416 | 0 | 0.44592 | 0.0026345 | 0.0026345 | 78 | 78.0323 | 78 | 0.00014058 | 0.00031157 | 3.7888e-05 | 0 | 0 | 0.00011555 | 1.2114e-05 | 2.0566e-05 | -0.0010244 | -0.00055641 | 3.1475e-06 | 0.00011114 | 9.8296e-06 | 0.0034529 | 0.00072422 | 0 | 0 | 0 | 0 | 0 | 0 | 0.15165 | 0 | 0 | 0 | 0 | 0.05406 | 0 | 0 | 0 | 0 | 0.88804 | 0 | 0 | 0
7 | 212 | 7 | 80.6 | 2.1544 | 87.4416 | 0 | 3.3444 | 0.013005 | 0.013005 | 78 | 78.1594 | 78 | 0.00045688 | 0.0010126 | 0.00012314 | 0 | 0 | 0.0022492 | 0.0009507 | 6.7213e-05 | 0.0012207 | 0.0012474 | 1.023e-05 | 0.00036122 | 5.6722e-05 | 0.0043383 | 0.00091055 | 0 | 0 | 0 | 0 | 0 | 0 | 0.74858 | 0 | 0 | 0 | 0 | 0.25469 | 0 | 0 | 0 | 0 | 1.1512 | 0 | 0 | 0
7 | 212 | 8 | 82.4 | 3.3123 | 87.4416 | 0 | 3.3444 | 0.029693 | 0.029693 | 78 | 78.3639 | 78 | 0.00077317 | 0.0017136 | 0.00020838 | 0 | 0 | 0.0046983 | 0.0030414 | 0.00011499 | 0.0054856 | 0.0022977 | 1.7311e-05 | 0.0006113 | 0.0002333 | 0.0086767 | 0.0018211 | 0 | 0 | 0 | 0 | 0 | 0 | 1.7092 | 0 | 0 | 0 | 0 | 0.25469 | 0 | 0 | 0 | 0 | 1.3485 | 0 | 0 | 0
7 | 212 | 9 | 84.2 | 1.605 | 87.4416 | 0 | 2.8985 | 0.035004 | 0 | 78 | 78.429 | 78.429 | 0.0010895 | 0.0024146 | 0.00029363 | 0 | 0 | 0.0056549 | 0.0053129 | 0.00016039 | 0.010024 | 0.0028562 | 2.4393e-05 | 0.00086137 | 0.00018809 | 0.0050623 | 0.0010617 | 0 | 0 | 0 | 0 | 0 | 0 | 0 | 0 | 0 | 0 | 0 | 0.22361 | 0 | 0 | 0 | 0 | 1.3814 | 0 | 0 | 0
7 | 212 | 10 | 80.6 | 1.6377 | 87.4416 | 0 | 2.8985 | 0.035221 | 0 | 78.429 | 78.8606 | 78.8606 | 0.00038149 | 0.00084552 | 0.00010282 | 0 | 0 | 0.006833 | 0.007197 | 5.6746e-05 | 0.012994 | 0.0026475 | 8.5417e-06 | 0.00030162 | 0.00010515 | 0.0030973 | 0.00065039 | 0 | 0 | 0 | 0 | 0 | 0 | 0 | 0 | 0 | 0 | 0 | 0.2234 | 0 | 0 | 0 | 0 | 1.4143 | 0 | 0 | 0
7 | 212 | 11 | 78.8 | 1.6703 | 87.4416 | 0 | 2.8985 | 0.037412 | 0 | 78.8606 | 79.3191 | 79.3191 | -1.0651e-05 | -2.3607e-05 | -2.8708e-06 | 0 | 0 | 0.0075418 | 0.0085626 | -1.6036e-06 | 0.015372 | 0.0022405 | -2.3849e-07 | -8.4214e-06 | -5.6528e-06 | 0.0030973 | 0.00065039 | 0 | 0 | 0 | 0 | 0 | 0 | 0 | 0 | 0 | 0 | 0 | 0.22318 | 0 | 0 | 0 | 0 | 1.4472 | 0 | 0 | 0
7 | 212 | 12 | 78.26 | 1.6115 | 87.4416 | 0 | 2.0512 | 0.03969 | 0 | 79.3191 | 79.8055 | 79.8055 | -0.00018611 | -0.00041248 | -5.0159e-05 | 0 | 0 | 0.0076413 | 0.0093814 | -2.7862e-05 | 0.01691 | 0.0016645 | -4.167e-06 | -0.00014714 | -7.7371e-05 | 0.0041315 | 0.0008666 | 0 | 0 | 0 | 0 | 0 | 0 | 0 | 0 | 0 | 0 | 0 | 0.16429 | 0 | 0 | 0 | 0 | 1.4472 | 0 | 0 | 0
7 | 212 | 13 | 77 | 1.5785 | 87.4416 | 0 | 2.0512 | 0.037133 | 0 | 79.8055 | 80.2606 | 80 | -0.00049299 | -0.0010926 | -0.00013287 | 0 | 0 | 0.0077509 | 0.0094891 | -7.3468e-05 | 0.017141 | 0.0013603 | -1.1038e-05 | -0.00038977 | -0.00016309 | 0.0030973 | 0.00065039 | 0 | 0 | 0 | 0 | 0 | 0 | 0 | 0 | 0 | 0 | 0 | 0.1642 | 0 | 0 | 0 | 0 | 1.4143 | 0 | 0 | 0
7 | 212 | 14 | 78.8 | 1.5178 | 87.4416 | 0 | 1.6499 | 0.037436 | 0 | 80 | 80.4588 | 80 | -0.00021087 | -0.00046735 | -5.6832e-05 | 0 | 0 | 0.0071885 | 0.0089072 | -3.1257e-05 | 0.017014 | 0.0021851 | -4.7213e-06 | -0.00016672 | -4.6081e-05 | 0.0025838 | 0.00054141 | 0 | 0 | 0 | 0 | 0 | 0 | 0 | 0 | 0 | 0 | 0 | 0.13642 | 0 | 0 | 0 | 0 | 1.3814 | 0 | 0 | 0
7 | 212 | 15 | 80.6 | 12.9584 | 87.4416 | 0 | 1.6499 | 0.036114 | 0.19931 | 80 | 80.4426 | 78 | 0.00010543 | 0.00023367 | 2.8416e-05 | 0 | 0 | 0.0062369 | 0.0077484 | 1.559e-05 | 0.015703 | 0.002689 | 2.3607e-06 | 8.3359e-05 | 1.7775e-05 | 0.0026854 | 0.00056426 | 0 | 0 | 0 | 0 | 0 | 0 | 11.4725 | 0 | 0 | 0 | 0 | 0.1374 | 0 | 0 | 0 | 0 | 1.3485 | 0 | 0 | 0
7 | 212 | 16 | 86 | 3.82 | 87.4416 | 0 | 1.6499 | 0.039406 | 0.039406 | 78 | 78.4829 | 78 | 0.0014058 | 0.0031157 | 0.00037888 | 0 | 0 | 0.0049548 | 0.0060702 | 0.00020718 | 0.014835 | 0.0038076 | 3.1475e-05 | 0.0011114 | 0.0002389 | 0.0026854 | 0.00056426 | 0 | 0 | 0 | 0 | 0 | 0 | 2.2683 | 0 | 0 | 0 | 0 | 0.1374 | 0 | 0 | 0 | 0 | 1.4143 | 0 | 0 | 0
7 | 212 | 17 | 87.8 | 3.9175 | 87.4416 | 0 | 1.6499 | 0.03653 | 0.03653 | 78 | 78.4477 | 78 | 0.0017221 | 0.0038167 | 0.00046413 | 0 | 0 | 0.0041686 | 0.0039304 | 0.0002531 | 0.011733 | 0.003958 | 3.8557e-05 | 0.0013615 | 0.00033297 | 0.0039265 | 0.00082442 | 0 | 0 | 0 | 0 | 0 | 0 | 2.1027 | 0 | 0 | 0 | 0 | 0.1374 | 0 | 0 | 0 | 0 | 1.6774 | 0 | 0 | 0
7 | 212 | 18 | 86 | 3.8768 | 87.4416 | 0 | 2.8093 | 0.027 | 0.027 | 78 | 78.3309 | 78 | 0.0014058 | 0.0031157 | 0.00037888 | 0 | 0 | 0.0032058 | 0.0017201 | 0.00020564 | 0.0070721 | 0.0033901 | 3.1475e-05 | 0.0011114 | 0.0002389 | 0.0042349 | 0.00088946 | 0 | 0 | 0 | 0 | 0 | 0 | 1.5542 | 0 | 0 | 0 | 0 | 0.21765 | 0 | 0 | 0 | 0 | 2.105 | 0 | 0 | 0
7 | 212 | 19 | 84.2 | 3.3338 | 87.4416 | 0 | 2.8093 | 0.018138 | 0.018138 | 78 | 78.2223 | 78 | 0.0010895 | 0.0024146 | 0.00029363 | 0 | 0 | 0.0023693 | 0.00037323 | 0.00016044 | 0.0026539 | 0.0021752 | 2.4393e-05 | 0.00086137 | 0.00022233 | 0.0045452 | 0.0009545 | 0 | 0 | 0 | 0 | 0 | 0 | 1.044 | 0 | 0 | 0 | 0 | 0.21765 | 0 | 0 | 0 | 0 | 2.0721 | 0 | 0 | 0
7 | 212 | 20 | 80.6 | 2.7517 | 87.4416 | 0 | 2.8093 | 0.010312 | 0.010312 | 78 | 78.1264 | 78 | 0.00045688 | 0.0010126 | 0.00012314 | 0 | 0 | 0.00025797 | 5.7267e-05 | 6.7259e-05 | -0.00052445 | -0.00019016 | 1.023e-05 | 0.00036122 | 5.6722e-05 | 0.0071272 | 0.0014959 | 0 | 0 | 0 | 0 | 0 | 0 | 0.59356 | 0 | 0 | 0 | 0 | 0.21765 | 0 | 0 | 0 | 0 | 1.9405 | 0 | 0 | 0
7 | 212 | 21 | 78.8 | 2.6135 | 87.4416 | 0 | 2.8093 | 0.0096247 | 0.0096247 | 78 | 78.118 | 78 | 0.00014058 | 0.00031157 | 3.7888e-05 | 0 | 0 | 0 | 0 | 2.0838e-05 | 0.00021567 | 0.00013079 | 3.1475e-06 | 0.00011114 | 3.0014e-05 | 0.0071272 | 0.0014959 | 0 | 0 | 0 | 0 | 0 | 0 | 0.55401 | 0 | 0 | 0 | 0 | 0.21765 | 0 | 0 | 0 | 0 | 1.8419 | 0 | 0 | 0
7 | 212 | 22 | 78.98 | 2.5125 | 87.4416 | 0 | 2.2742 | 0.010228 | 0.010228 | 78 | 78.1253 | 78 | 0.00017221 | 0.00038167 | 4.6413e-05 | 0 | 0 | 0 | 0 | 2.5492e-05 | 0.0002642 | 0.00016021 | 3.8557e-06 | 0.00013615 | 3.5654e-05 | 0.0074411 | 0.0015609 | 0 | 0 | 0 | 0 | 0 | 0 | 0.58873 | 0 | 0 | 0 | 0 | 0.18061 | 0 | 0 | 0 | 0 | 1.7432 | 0 | 0 | 0
7 | 212 | 23 | 79.16 | 2.2622 | 87.4416 | 0 | 2.2742 | 0.01045 | 0.01045 | 78 | 78.1281 | 78 | 0.00020384 | 0.00045177 | 5.4938e-05 | 0 | 0 | 0 | 0 | 3.014e-05 | 0.00031272 | 0.00018963 | 4.5639e-06 | 0.00016116 | 3.9205e-05 | 0.0074411 | 0.0015609 | 0 | 0 | 0 | 0 | 0 | 0 | 0.60151 | 0 | 0 | 0 | 0 | 0.18061 | 0 | 0 | 0 | 0 | 1.4801 | 0 | 0 | 0
7 | 212 | 24 | 79.34 | 1.8303 | 87.4416 | 0 | 0.37903 | 0.0097963 | 0.0097963 | 78 | 78.1201 | 78 | 0.00023547 | 0.00052187 | 6.3462e-05 | 0 | 0 | 0 | 0 | 3.4798e-05 | 0.00036125 | 0.00021905 | 5.2721e-06 | 0.00018617 | 4.389e-05 | 0.0067153 | 0.0014098 | 0 | 0 | 0 | 0 | 0 | 0 | 0.56389 | 0 | 0 | 0 | 0 | 0.04943 | 0 | 0 | 0 | 0 | 1.2169 | 0 | 0 | 0
8 | 213 | 1 | 79.52 | 1.2232 | 87.4271 | 0 | 0.37917 | 0.0043928 | 0.0043928 | 78 | 78.0538 | 78 | 0.0002671 | 0.00059197 | 7.1987e-05 | 0 | 0 | 0 | 0 | 3.9428e-05 | 0.00040977 | 0.00024846 | 5.9803e-06 | 0.00021118 | 4.6133e-05 | 0.0020667 | 0.00043418 | 0 | 0 | 0 | 0 | 0 | 0 | 0.25286 | 0 | 0 | 0 | 0 | 0.04945 | 0 | 0 | 0 | 0 | 0.92093 | 0 | 0 | 0
8 | 213 | 2 | 79.7 | 1.1703 | 87.4271 | 0 | 0.37917 | 0.0046153 | 0.0046153 | 78 | 78.0566 | 78 | 0.00029873 | 0.00066208 | 8.0512e-05 | 0 | 0 | 0 | 0 | 4.4073e-05 | 0.0004583 | 0.00027788 | 6.6885e-06 | 0.00023618 | 4.9988e-05 | 0.0020667 | 0.00043418 | 0 | 0 | 0 | 0 | 0 | 0 | 0.26566 | 0 | 0 | 0 | 0 | 0.04945 | 0 | 0 | 0 | 0 | 0.85515 | 0 | 0 | 0
8 | 213 | 3 | 79.88 | 1.15 | 87.4271 | 0 | 0.37917 | 0.0048349 | 0.0048349 | 78 | 78.0593 | 78 | 0.00033036 | 0.00073218 | 8.9037e-05 | 0 | 0 | 0 | 0 | 4.8683e-05 | 0.00050682 | 0.00030728 | 7.3967e-06 | 0.00026119 | 5.1124e-05 | 0.0020667 | 0.00043418 | 0 | 0 | 0 | 0 | 0 | 0 | 0.2783 | 0 | 0 | 0 | 0 | 0.04945 | 0 | 0 | 0 | 0 | 0.82226 | 0 | 0 | 0
8 | 213 | 4 | 80.06 | 1.1299 | 87.4271 | 0 | 0.37917 | 0.0050566 | 0.0050566 | 78 | 78.062 | 78 | 0.00036199 | 0.00080228 | 9.7562e-05 | 0 | 0 | 0 | 0 | 5.3315e-05 | 0.00055535 | 0.0003367 | 8.1049e-06 | 0.0002862 | 5.4282e-05 | 0.0020667 | 0.00043418 | 0 | 0 | 0 | 0 | 0 | 0 | 0.29106 | 0 | 0 | 0 | 0 | 0.04945 | 0 | 0 | 0 | 0 | 0.78937 | 0 | 0 | 0
8 | 213 | 5 | 78.98 | 1.0526 | 87.4271 | 0 | 0.37917 | 0.0037142 | 0.0037142 | 78 | 78.0455 | 78 | 0.00017221 | 0.00038167 | 4.6413e-05 | 0 | 0 | 0 | 0 | 2.537e-05 | 0.0002642 | 0.00016018 | 3.8557e-06 | 0.00013615 | 2.3303e-05 | 0.0020667 | 0.00043418 | 0 | 0 | 0 | 0 | 0 | 0 | 0.21379 | 0 | 0 | 0 | 0 | 0.04945 | 0 | 0 | 0 | 0 | 0.78937 | 0 | 0 | 0
8 | 213 | 6 | 78.98 | 1.2543 | 87.4271 | 0 | 0.44608 | 0.0054226 | 0.0054226 | 78 | 78.0665 | 78 | 0.00017221 | 0.00038167 | 4.6413e-05 | 0 | 0 | 0 | 0 | 2.5658e-05 | 0.0002642 | 0.00016026 | 3.8557e-06 | 0.00013615 | 5.5124e-05 | 0.0034529 | 0.00072422 | 0 | 0 | 0 | 0 | 0 | 0 | 0.31213 | 0 | 0 | 0 | 0 | 0.054083 | 0 | 0 | 0 | 0 | 0.88804 | 0 | 0 | 0
8 | 213 | 7 | 78.98 | 2.0084 | 87.4271 | 0 | 3.3456 | 0.010465 | 0.010465 | 78 | 78.1282 | 78 | 0.00017221 | 0.00038167 | 4.6413e-05 | 0 | 0 | 0.0022933 | 0.00092934 | 2.5503e-05 | 0.00073798 | 0.00045241 | 3.8557e-06 | 0.00013615 | 3.7157e-05 | 0.0043383 | 0.00091055 | 0 | 0 | 0 | 0 | 0 | 0 | 0.60237 | 0 | 0 | 0 | 0 | 0.25486 | 0 | 0 | 0 | 0 | 1.1512 | 0 | 0 | 0
8 | 213 | 8 | 80.96 | 3.2259 | 87.4271 | 0 | 3.3456 | 0.028189 | 0.028189 | 78 | 78.3455 | 78 | 0.00052014 | 0.0011528 | 0.00014019 | 0 | 0 | 0.0049291 | 0.0029572 | 7.7349e-05 | 0.005238 | 0.0021051 | 1.1646e-05 | 0.00041124 | 0.00014821 | 0.0086767 | 0.0018211 | 0 | 0 | 0 | 0 | 0 | 0 | 1.6226 | 0 | 0 | 0 | 0 | 0.25486 | 0 | 0 | 0 | 0 | 1.3485 | 0 | 0 | 0
8 | 213 | 9 | 84.02 | 1.6052 | 87.4271 | 0 | 2.8995 | 0.034457 | 0 | 78 | 78.4223 | 78.4223 | 0.0010578 | 0.0023445 | 0.00028511 | 0 | 0 | 0.0056648 | 0.0050583 | 0.00015591 | 0.0098183 | 0.0029084 | 2.3685e-05 | 0.00083637 | 0.00018013 | 0.0050623 | 0.0010617 | 0 | 0 | 0 | 0 | 0 | 0 | 0 | 0 | 0 | 0 | 0 | 0.22377 | 0 | 0 | 0 | 0 | 1.3814 | 0 | 0 | 0
8 | 213 | 10 | 86 | 1.6378 | 87.4271 | 0 | 2.8995 | 0.040415 | 0 | 78.4223 | 78.9176 | 78.9176 | 0.0013316 | 0.0029512 | 0.00035888 | 0 | 0 | 0.0066617 | 0.0069069 | 0.00019515 | 0.013666 | 0.0033269 | 2.9814e-05 | 0.0010528 | 0.00018592 | 0.0030973 | 0.00065039 | 0 | 0 | 0 | 0 | 0 | 0 | 0 | 0 | 0 | 0 | 0 | 0.22352 | 0 | 0 | 0 | 0 | 1.4143 | 0 | 0 | 0
8 | 213 | 11 | 89.96 | 1.6704 | 87.4271 | 0 | 2.8995 | 0.049251 | 0 | 78.9176 | 79.5211 | 79.5211 | 0.0019404 | 0.0043006 | 0.00052297 | 0 | 0 | 0.0076753 | 0.0080238 | 0.00028845 | 0.016751 | 0.0037721 | 4.3446e-05 | 0.0015341 | 0.00065033 | 0.0030973 | 0.00065039 | 0 | 0 | 0 | 0 | 0 | 0 | 0 | 0 | 0 | 0 | 0 | 0.22323 | 0 | 0 | 0 | 0 | 1.4472 | 0 | 0 | 0
8 | 213 | 12 | 93.02 | 2.5542 | 87.4271 | 0 | 2.052 | 0.055451 | 0.016377 | 79.5211 | 80.2007 | 80 | 0.002372 | 0.0052572 | 0.00063931 | 0 | 0 | 0.0076108 | 0.0089658 | 0.00035087 | 0.019044 | 0.0035894 | 5.311e-05 | 0.0018754 | 0.00069481 | 0.0041315 | 0.0008666 | 0 | 0 | 0 | 0 | 0 | 0 | 0.94269 | 0 | 0 | 0 | 0 | 0.1643 | 0 | 0 | 0 | 0 | 1.4472 | 0 | 0 | 0
8 | 213 | 13 | 96.08 | 4.9213 | 87.4271 | 0 | 2.052 | 0.058072 | 0.058072 | 80 | 80.7117 | 80 | 0.0028256 | 0.0062625 | 0.00076155 | 0 | 0 | 0.0077914 | 0.0091717 | 0.00041438 | 0.020286 | 0.0038778 | 6.3266e-05 | 0.002234 | 0.00063628 | 0.0030973 | 0.00065039 | 0 | 0 | 0 | 0 | 0 | 0 | 3.3427 | 0 | 0 | 0 | 0 | 0.1643 | 0 | 0 | 0 | 0 | 1.4143 | 0 | 0 | 0
8 | 213 | 14 | 96.98 | 4.8441 | 87.4271 | 0 | 1.6505 | 0.057786 | 0.057786 | 80 | 80.7082 | 80 | 0.0029838 | 0.006613 | 0.00080417 | 0 | 0 | 0.0074417 | 0.008566 | 0.00043985 | 0.019889 | 0.0045873 | 6.6807e-05 | 0.0023591 | 0.00091031 | 0.0025838 | 0.00054141 | 0 | 0 | 0 | 0 | 0 | 0 | 3.3262 | 0 | 0 | 0 | 0 | 0.1365 | 0 | 0 | 0 | 0 | 1.3814 | 0 | 0 | 0
8 | 213 | 15 | 98.96 | 14.215 | 87.4271 | 0 | 1.6505 | 0.057942 | 0.22114 | 80 | 80.7101 | 78 | 0.0033317 | 0.0073841 | 0.00089795 | 0 | 0 | 0.0072835 | 0.0071494 | 0.00049632 | 0.018449 | 0.0054622 | 7.4597e-05 | 0.0026341 | 0.0015293 | 0.0026854 | 0.00056426 | 0 | 0 | 0 | 0 | 0 | 0 | 12.729 | 0 | 0 | 0 | 0 | 0.13748 | 0 | 0 | 0 | 0 | 1.3485 | 0 | 0 | 0
8 | 213 | 16 | 98.96 | 4.7236 | 87.4271 | 0 | 1.6505 | 0.055104 | 0.055104 | 78 | 78.6753 | 78 | 0.0036831 | 0.008163 | 0.00099267 | 0 | 0 | 0.0050318 | 0.0058644 | 0.00054805 | 0.017238 | 0.0055741 | 8.2466e-05 | 0.002912 | 0.0017646 | 0.0026854 | 0.00056426 | 0 | 0 | 0 | 0 | 0 | 0 | 3.1719 | 0 | 0 | 0 | 0 | 0.13748 | 0 | 0 | 0 | 0 | 1.4143 | 0 | 0 | 0
8 | 213 | 17 | 98.96 | 4.6901 | 87.4271 | 0 | 1.6505 | 0.049951 | 0.049951 | 78 | 78.6122 | 78 | 0.0036831 | 0.008163 | 0.00099267 | 0 | 0 | 0.0042773 | 0.0037953 | 0.0005524 | 0.013348 | 0.0051163 | 8.2466e-05 | 0.002912 | 0.0022776 | 0.0039265 | 0.00082442 | 0 | 0 | 0 | 0 | 0 | 0 | 2.8752 | 0 | 0 | 0 | 0 | 0.13748 | 0 | 0 | 0 | 0 | 1.6774 | 0 | 0 | 0
8 | 213 | 18 | 98.06 | 4.7495 | 87.4271 | 0 | 2.8103 | 0.042159 | 0.042159 | 78 | 78.5167 | 78 | 0.003525 | 0.0078125 | 0.00095004 | 0 | 0 | 0.0032466 | 0.0016847 | 0.00053088 | 0.0092039 | 0.0047124 | 7.8925e-05 | 0.002787 | 0.0025027 | 0.0042349 | 0.00088946 | 0 | 0 | 0 | 0 | 0 | 0 | 2.4267 | 0 | 0 | 0 | 0 | 0.21779 | 0 | 0 | 0 | 0 | 2.105 | 0 | 0 | 0
8 | 213 | 19 | 96.08 | 4.1723 | 87.4271 | 0 | 2.8103 | 0.032703 | 0.032703 | 78 | 78.4008 | 78 | 0.003177 | 0.0070414 | 0.00085627 | 0 | 0 | 0.0023143 | 0.0004406 | 0.00047599 | 0.0049983 | 0.0034346 | 7.1134e-05 | 0.0025119 | 0.0018817 | 0.0045452 | 0.0009545 | 0 | 0 | 0 | 0 | 0 | 0 | 1.8824 | 0 | 0 | 0 | 0 | 0.21779 | 0 | 0 | 0 | 0 | 2.0721 | 0 | 0 | 0
8 | 213 | 20 | 93.02 | 3.7907 | 87.4271 | 0 | 2.8103 | 0.028359 | 0.028359 | 78 | 78.3475 | 78 | 0.0026393 | 0.0058496 | 0.00071135 | 0 | 0 | 0 | 0 | 0.00039527 | 0.0040492 | 0.0024568 | 5.9095e-05 | 0.0020867 | 0.0014886 | 0.0071272 | 0.0014959 | 0 | 0 | 0 | 0 | 0 | 0 | 1.6324 | 0 | 0 | 0 | 0 | 0.21779 | 0 | 0 | 0 | 0 | 1.9405 | 0 | 0 | 0
8 | 213 | 21 | 91.04 | 3.5333 | 87.4271 | 0 | 2.8103 | 0.025601 | 0.025601 | 78 | 78.3137 | 78 | 0.0022914 | 0.0050785 | 0.00061757 | 0 | 0 | 0 | 0 | 0.00034234 | 0.0035154 | 0.0021326 | 5.1305e-05 | 0.0018117 | 0.0011375 | 0.0071272 | 0.0014959 | 0 | 0 | 0 | 0 | 0 | 0 | 1.4736 | 0 | 0 | 0 | 0 | 0.21779 | 0 | 0 | 0 | 0 | 1.8419 | 0 | 0 | 0
8 | 213 | 22 | 89.06 | 3.2574 | 87.4271 | 0 | 2.275 | 0.023167 | 0.023167 | 78 | 78.2839 | 78 | 0.0019435 | 0.0043074 | 0.0005238 | 0 | 0 | 0 | 0 | 0.00028862 | 0.0029816 | 0.0018083 | 4.3515e-05 | 0.0015366 | 0.00073136 | 0.0074411 | 0.0015609 | 0 | 0 | 0 | 0 | 0 | 0 | 1.3335 | 0 | 0 | 0 | 0 | 0.18073 | 0 | 0 | 0 | 0 | 1.7432 | 0 | 0 | 0
8 | 213 | 23 | 87.08 | 2.8425 | 87.4271 | 0 | 2.275 | 0.020529 | 0.020529 | 78 | 78.2516 | 78 | 0.0015956 | 0.0035363 | 0.00043003 | 0 | 0 | 0 | 0 | 0.00023629 | 0.0024479 | 0.0014844 | 3.5725e-05 | 0.0012615 | 0.00049923 | 0.0074411 | 0.0015609 | 0 | 0 | 0 | 0 | 0 | 0 | 1.1817 | 0 | 0 | 0 | 0 | 0.18073 | 0 | 0 | 0 | 0 | 1.4801 | 0 | 0 | 0
8 | 213 | 24 | 86 | 2.3145 | 87.4271 | 0 | 0.37917 | 0.018208 | 0.018208 | 78 | 78.2231 | 78 | 0.0014058 | 0.0031157 | 0.00037888 | 0 | 0 | 0 | 0 | 0.00020764 | 0.0021567 | 0.0013077 | 3.1475e-05 | 0.0011114 | 0.00036783 | 0.0067153 | 0.0014098 | 0 | 0 | 0 | 0 | 0 | 0 | 1.0481 | 0 | 0 | 0 | 0 | 0.04945 | 0 | 0 | 0 | 0 | 1.2169 | 0 | 0 | 0
8 | 214 | 1 | 84.92 | 1.6155 | 87.4085 | 0 | 0.37934 | 0.011207 | 0.011207 | 78 | 78.1373 | 78 | 0.001216 | 0.002695 | 0.00032773 | 0 | 0 | 0 | 0 | 0.00017958 | 0.0018655 | 0.0011312 | 2.7226e-05 | 0.0009614 | 0.00030228 | 0.0020667 | 0.00043418 | 0 | 0 | 0 | 0 | 0 | 0 | 0.64508 | 0 | 0 | 0 | 0 | 0.049475 | 0 | 0 | 0 | 0 | 0.92093 | 0 | 0 | 0
8 | 214 | 2 | 82.94 | 1.4051 | 87.4085 | 0 | 0.37934 | 0.0086947 | 0.0086947 | 78 | 78.1066 | 78 | 0.00086806 | 0.0019239 | 0.00023396 | 0 | 0 | 0 | 0 | 0.00012826 | 0.0013318 | 0.00080753 | 1.9436e-05 | 0.00068632 | 0.00019462 | 0.0020667 | 0.00043418 | 0 | 0 | 0 | 0 | 0 | 0 | 0.50048 | 0 | 0 | 0 | 0 | 0.049475 | 0 | 0 | 0 | 0 | 0.85515 | 0 | 0 | 0
8 | 214 | 3 | 82.04 | 1.3039 | 87.4085 | 0 | 0.37934 | 0.0075083 | 0.0075083 | 78 | 78.092 | 78 | 0.00070992 | 0.0015734 | 0.00019133 | 0 | 0 | 0 | 0 | 0.00010418 | 0.0010891 | 0.00066021 | 1.5895e-05 | 0.00056128 | 0.00010212 | 0.0020667 | 0.00043418 | 0 | 0 | 0 | 0 | 0 | 0 | 0.43219 | 0 | 0 | 0 | 0 | 0.049475 | 0 | 0 | 0 | 0 | 0.82226 | 0 | 0 | 0
8 | 214 | 4 | 80.96 | 1.1935 | 87.4085 | 0 | 0.37934 | 0.0061621 | 0.0061621 | 78 | 78.0755 | 78 | 0.00052014 | 0.0011528 | 0.00014019 | 0 | 0 | 0 | 0 | 7.6364e-05 | 0.00079798 | 0.00048373 | 1.1646e-05 | 0.00041124 | 6.7158e-05 | 0.0020667 | 0.00043418 | 0 | 0 | 0 | 0 | 0 | 0 | 0.3547 | 0 | 0 | 0 | 0 | 0.049475 | 0 | 0 | 0 | 0 | 0.78937 | 0 | 0 | 0
8 | 214 | 5 | 80.96 | 1.1945 | 87.4085 | 0 | 0.37934 | 0.0061795 | 0.0061795 | 78 | 78.0757 | 78 | 0.00052014 | 0.0011528 | 0.00014019 | 0 | 0 | 0 | 0 | 7.661e-05 | 0.00079798 | 0.0004838 | 1.1646e-05 | 0.00041124 | 8.4253e-05 | 0.0020667 | 0.00043418 | 0 | 0 | 0 | 0 | 0 | 0 | 0.3557 | 0 | 0 | 0 | 0 | 0.049475 | 0 | 0 | 0 | 0 | 0.78937 | 0 | 0 | 0
8 | 214 | 6 | 80.06 | 1.3297 | 87.4085 | 0 | 0.44629 | 0.0067329 | 0.0067329 | 78 | 78.0825 | 78 | 0.00036199 | 0.00080228 | 9.7562e-05 | 0 | 0 | 0 | 0 | 5.3308e-05 | 0.00055535 | 0.00033669 | 8.1049e-06 | 0.0002862 | 5.4282e-05 | 0.0034529 | 0.00072422 | 0 | 0 | 0 | 0 | 0 | 0 | 0.38755 | 0 | 0 | 0 | 0 | 0.054113 | 0 | 0 | 0 | 0 | 0.88804 | 0 | 0 | 0
8 | 214 | 7 | 82.04 | 2.2668 | 87.4085 | 0 | 3.3472 | 0.01495 | 0.01495 | 78 | 78.1832 | 78 | 0.00070992 | 0.0015734 | 0.00019133 | 0 | 0 | 0.0025678 | 0.0010454 | 0.00010422 | 0.001688 | 0.0011612 | 1.5895e-05 | 0.00056128 | 8.2561e-05 | 0.0043383 | 0.00091055 | 0 | 0 | 0 | 0 | 0 | 0 | 0.86053 | 0 | 0 | 0 | 0 | 0.25508 | 0 | 0 | 0 | 0 | 1.1512 | 0 | 0 | 0
8 | 214 | 8 | 84.02 | 3.4326 | 87.4085 | 0 | 3.3472 | 0.031775 | 0.031775 | 78 | 78.3894 | 78 | 0.0010578 | 0.0023445 | 0.00028511 | 0 | 0 | 0.0051022 | 0.002946 | 0.00015439 | 0.005921 | 0.0025099 | 2.3685e-05 | 0.00083637 | 9.6332e-05 | 0.0086767 | 0.0018211 | 0 | 0 | 0 | 0 | 0 | 0 | 1.829 | 0 | 0 | 0 | 0 | 0.25508 | 0 | 0 | 0 | 0 | 1.3485 | 0 | 0 | 0
8 | 214 | 9 | 87.08 | 1.6053 | 87.4085 | 0 | 2.9009 | 0.038102 | 0 | 78 | 78.467 | 78.467 | 0.0015956 | 0.0035363 | 0.00043003 | 0 | 0 | 0.0062053 | 0.0048648 | 0.00023423 | 0.010207 | 0.0033527 | 3.5725e-05 | 0.0012615 | 0.00025502 | 0.0050623 | 0.0010617 | 0 | 0 | 0 | 0 | 0 | 0 | 0 | 0 | 0 | 0 | 0 | 0.22394 | 0 | 0 | 0 | 0 | 1.3814 | 0 | 0 | 0
8 | 214 | 10 | 91.04 | 1.6379 | 87.4085 | 0 | 2.9009 | 0.04679 | 0 | 78.467 | 79.0404 | 79.0404 | 0.0022094 | 0.0048967 | 0.00059546 | 0 | 0 | 0.0069715 | 0.006616 | 0.00032629 | 0.014736 | 0.0043361 | 4.9468e-05 | 0.0017468 | 0.00055892 | 0.0030973 | 0.00065039 | 0 | 0 | 0 | 0 | 0 | 0 | 0 | 0 | 0 | 0 | 0 | 0.22366 | 0 | 0 | 0 | 0 | 1.4143 | 0 | 0 | 0
8 | 214 | 11 | 91.04 | 1.6705 | 87.4085 | 0 | 2.9009 | 0.050523 | 0 | 79.0404 | 79.6595 | 79.6595 | 0.0021086 | 0.0046733 | 0.0005683 | 0 | 0 | 0.0081846 | 0.0075908 | 0.00030948 | 0.016772 | 0.004387 | 4.7212e-05 | 0.0016671 | 0.0004665 | 0.0030973 | 0.00065039 | 0 | 0 | 0 | 0 | 0 | 0 | 0 | 0 | 0 | 0 | 0 | 0.22335 | 0 | 0 | 0 | 0 | 1.4472 | 0 | 0 | 0
8 | 214 | 12 | 93.02 | 3.1914 | 87.4085 | 0 | 2.0529 | 0.055226 | 0.027445 | 79.6595 | 80.3363 | 80 | 0.0023477 | 0.0052033 | 0.00063275 | 0 | 0 | 0.010509 | 0.0072781 | 0.00034787 | 0.016378 | 0.0048611 | 5.2566e-05 | 0.0018562 | 0.00076119 | 0.0041315 | 0.0008666 | 0 | 0 | 0 | 0 | 0 | 0 | 1.5797 | 0 | 0 | 0 | 0 | 0.16444 | 0 | 0 | 0 | 0 | 1.4472 | 0 | 0 | 0
8 | 214 | 13 | 93.92 | 4.8204 | 87.4085 | 0 | 2.0529 | 0.056317 | 0.056317 | 80 | 80.6902 | 80 | 0.002446 | 0.0054212 | 0.00065925 | 0 | 0 | 0.0089159 | 0.0087157 | 0.00036035 | 0.019253 | 0.0041505 | 5.4767e-05 | 0.0019339 | 0.00065842 | 0.0030973 | 0.00065039 | 0 | 0 | 0 | 0 | 0 | 0 | 3.2416 | 0 | 0 | 0 | 0 | 0.16444 | 0 | 0 | 0 | 0 | 1.4143 | 0 | 0 | 0
8 | 214 | 14 | 98.06 | 4.9196 | 87.4085 | 0 | 1.6513 | 0.059096 | 0.059096 | 80 | 80.7242 | 80 | 0.0031735 | 0.0070336 | 0.00085532 | 0 | 0 | 0.0071128 | 0.0082867 | 0.00047321 | 0.020088 | 0.0049397 | 7.1056e-05 | 0.0025091 | 0.0014277 | 0.0025838 | 0.00054141 | 0 | 0 | 0 | 0 | 0 | 0 | 3.4016 | 0 | 0 | 0 | 0 | 0.13661 | 0 | 0 | 0 | 0 | 1.3814 | 0 | 0 | 0
8 | 214 | 15 | 98.06 | 14.1581 | 87.4085 | 0 | 1.6513 | 0.056952 | 0.22015 | 80 | 80.698 | 78 | 0.0031735 | 0.0070336 | 0.00085532 | 0 | 0 | 0.0066139 | 0.0073876 | 0.00047218 | 0.018891 | 0.0052675 | 7.1056e-05 | 0.0025091 | 0.0014277 | 0.0026854 | 0.00056426 | 0 | 0 | 0 | 0 | 0 | 0 | 12.672 | 0 | 0 | 0 | 0 | 0.13759 | 0 | 0 | 0 | 0 | 1.3485 | 0 | 0 | 0
8 | 214 | 16 | 98.06 | 4.6291 | 87.4085 | 0 | 1.6513 | 0.053461 | 0.053461 | 78 | 78.6552 | 78 | 0.003525 | 0.0078125 | 0.00095004 | 0 | 0 | 0.0051953 | 0.005647 | 0.0005205 | 0.01681 | 0.0055908 | 7.8925e-05 | 0.002787 | 0.0012936 | 0.0026854 | 0.00056426 | 0 | 0 | 0 | 0 | 0 | 0 | 3.0773 | 0 | 0 | 0 | 0 | 0.13759 | 0 | 0 | 0 | 0 | 1.4143 | 0 | 0 | 0
8 | 214 | 17 | 96.98 | 4.5483 | 87.4085 | 0 | 1.6513 | 0.047485 | 0.047485 | 78 | 78.5819 | 78 | 0.0033352 | 0.0073919 | 0.00089889 | 0 | 0 | 0.0050628 | 0.0036447 | 0.00049348 | 0.012794 | 0.0051138 | 7.4675e-05 | 0.0026369 | 0.0012882 | 0.0039265 | 0.00082442 | 0 | 0 | 0 | 0 | 0 | 0 | 2.7333 | 0 | 0 | 0 | 0 | 0.13759 | 0 | 0 | 0 | 0 | 1.6774 | 0 | 0 | 0
8 | 214 | 18 | 96.08 | 4.6109 | 87.4085 | 0 | 2.8116 | 0.039747 | 0.039747 | 78 | 78.4871 | 78 | 0.003177 | 0.0070414 | 0.00085627 | 0 | 0 | 0.0035437 | 0.0016994 | 0.00047006 | 0.0092814 | 0.0047746 | 7.1134e-05 | 0.0025119 | 0.0011963 | 0.0042349 | 0.00088946 | 0 | 0 | 0 | 0 | 0 | 0 | 2.2879 | 0 | 0 | 0 | 0 | 0.21798 | 0 | 0 | 0 | 0 | 2.105 | 0 | 0 | 0
8 | 214 | 19 | 95 | 4.0872 | 87.4085 | 0 | 2.8116 | 0.031221 | 0.031221 | 78 | 78.3826 | 78 | 0.0029873 | 0.0066208 | 0.00080512 | 0 | 0 | 0.0022309 | 0.00041276 | 0.00044067 | 0.0052148 | 0.0035856 | 6.6885e-05 | 0.0023618 | 0.00099489 | 0.0045452 | 0.0009545 | 0 | 0 | 0 | 0 | 0 | 0 | 1.7971 | 0 | 0 | 0 | 0 | 0.21798 | 0 | 0 | 0 | 0 | 2.0721 | 0 | 0 | 0
8 | 214 | 20 | 93.92 | 3.8108 | 87.4085 | 0 | 2.8116 | 0.028706 | 0.028706 | 78 | 78.3518 | 78 | 0.0027975 | 0.0062002 | 0.00075397 | 0 | 0 | 0 | 0 | 0.00041041 | 0.0042918 | 0.0026016 | 6.2636e-05 | 0.0022118 | 0.00075283 | 0.0071272 | 0.0014959 | 0 | 0 | 0 | 0 | 0 | 0 | 1.6523 | 0 | 0 | 0 | 0 | 0.21798 | 0 | 0 | 0 | 0 | 1.9405 | 0 | 0 | 0
8 | 214 | 21 | 91.94 | 3.565 | 87.4085 | 0 | 2.8116 | 0.026149 | 0.026149 | 78 | 78.3205 | 78 | 0.0024496 | 0.005429 | 0.0006602 | 0 | 0 | 0 | 0 | 0.00035881 | 0.003758 | 0.0022778 | 5.4846e-05 | 0.0019367 | 0.00060065 | 0.0071272 | 0.0014959 | 0 | 0 | 0 | 0 | 0 | 0 | 1.5052 | 0 | 0 | 0 | 0 | 0.21798 | 0 | 0 | 0 | 0 | 1.8419 | 0 | 0 | 0
8 | 214 | 22 | 89.96 | 3.3156 | 87.4085 | 0 | 2.2761 | 0.024174 | 0.024174 | 78 | 78.2963 | 78 | 0.0021016 | 0.0046579 | 0.00056643 | 0 | 0 | 0 | 0 | 0.00031045 | 0.0032243 | 0.001955 | 4.7056e-05 | 0.0016616 | 0.00064777 | 0.0074411 | 0.0015609 | 0 | 0 | 0 | 0 | 0 | 0 | 1.3915 | 0 | 0 | 0 | 0 | 0.18088 | 0 | 0 | 0 | 0 | 1.7432 | 0 | 0 | 0
8 | 214 | 23 | 89.06 | 2.9817 | 87.4085 | 0 | 2.2761 | 0.022946 | 0.022946 | 78 | 78.2812 | 78 | 0.0019435 | 0.0043074 | 0.0005238 | 0 | 0 | 0 | 0 | 0.00028645 | 0.0029816 | 0.0018077 | 4.3515e-05 | 0.0015366 | 0.0005132 | 0.0074411 | 0.0015609 | 0 | 0 | 0 | 0 | 0 | 0 | 1.3208 | 0 | 0 | 0 | 0 | 0.18088 | 0 | 0 | 0 | 0 | 1.4801 | 0 | 0 | 0
8 | 214 | 24 | 87.98 | 2.4462 | 87.4085 | 0 | 0.37934 | 0.020495 | 0.020495 | 78 | 78.2512 | 78 | 0.0017537 | 0.0038868 | 0.00047265 | 0 | 0 | 0 | 0 | 0.00025455 | 0.0026905 | 0.0016301 | 3.9266e-05 | 0.0013865 | 0.00025631 | 0.0067153 | 0.0014098 | 0 | 0 | 0 | 0 | 0 | 0 | 1.1797 | 0 | 0 | 0 | 0 | 0.049475 | 0 | 0 | 0 | 0 | 1.2169 | 0 | 0 | 0
8 | 215 | 1 | 84.92 | 1.6155 | 87.3857 | 0 | 0.37956 | 0.011207 | 0.011207 | 78 | 78.1373 | 78 | 0.001216 | 0.002695 | 0.00032773 | 0 | 0 | 0 | 0 | 0.00017973 | 0.0018655 | 0.0011312 | 2.7226e-05 | 0.0009614 | 0.00030228 | 0.0020667 | 0.00043418 | 0 | 0 | 0 | 0 | 0 | 0 | 0.64509 | 0 | 0 | 0 | 0 | 0.049506 | 0 | 0 | 0 | 0 | 0.92093 | 0 | 0 | 0
8 | 215 | 2 | 84.92 | 1.5497 | 87.3857 | 0 | 0.37956 | 0.011207 | 0.011207 | 78 | 78.1373 | 78 | 0.001216 | 0.002695 | 0.00032773 | 0 | 0 | 0 | 0 | 0.00017973 | 0.0018655 | 0.0011312 | 2.7226e-05 | 0.0009614 | 0.00030228 | 0.0020667 | 0.00043418 | 0 | 0 | 0 | 0 | 0 | 0 | 0.64509 | 0 | 0 | 0 | 0 | 0.049506 | 0 | 0 | 0 | 0 | 0.85515 | 0 | 0 | 0
8 | 215 | 3 | 82.94 | 1.3704 | 87.3857 | 0 | 0.37956 | 0.0086627 | 0.0086627 | 78 | 78.1062 | 78 | 0.00086806 | 0.0019239 | 0.00023396 | 0 | 0 | 0 | 0 | 0.00012789 | 0.0013318 | 0.00080743 | 1.9436e-05 | 0.00068632 | 0.00016313 | 0.0020667 | 0.00043418 | 0 | 0 | 0 | 0 | 0 | 0 | 0.49864 | 0 | 0 | 0 | 0 | 0.049506 | 0 | 0 | 0 | 0 | 0.82226 | 0 | 0 | 0
8 | 215 | 4 | 82.04 | 1.2688 | 87.3857 | 0 | 0.37956 | 0.0074693 | 0.0074693 | 78 | 78.0915 | 78 | 0.00070992 | 0.0015734 | 0.00019133 | 0 | 0 | 0 | 0 | 0.00010343 | 0.0010891 | 0.00066001 | 1.5895e-05 | 0.00056128 | 6.4041e-05 | 0.0020667 | 0.00043418 | 0 | 0 | 0 | 0 | 0 | 0 | 0.42994 | 0 | 0 | 0 | 0 | 0.049506 | 0 | 0 | 0 | 0 | 0.78937 | 0 | 0 | 0
8 | 215 | 5 | 80.96 | 1.1936 | 87.3857 | 0 | 0.37956 | 0.0061621 | 0.0061621 | 78 | 78.0755 | 78 | 0.00052014 | 0.0011528 | 0.00014019 | 0 | 0 | 0 | 0 | 7.6361e-05 | 0.00079798 | 0.00048373 | 1.1646e-05 | 0.00041124 | 6.7158e-05 | 0.0020667 | 0.00043418 | 0 | 0 | 0 | 0 | 0 | 0 | 0.3547 | 0 | 0 | 0 | 0 | 0.049506 | 0 | 0 | 0 | 0 | 0.78937 | 0 | 0 | 0
8 | 215 | 6 | 80.06 | 1.3305 | 87.3857 | 0 | 0.44654 | 0.0067467 | 0.0067467 | 78 | 78.0827 | 78 | 0.00036199 | 0.00080228 | 9.7562e-05 | 0 | 0 | 0 | 0 | 5.3465e-05 | 0.00055535 | 0.00033674 | 8.1049e-06 | 0.0002862 | 6.7927e-05 | 0.0034529 | 0.00072422 | 0 | 0 | 0 | 0 | 0 | 0 | 0.38835 | 0 | 0 | 0 | 0 | 0.054149 | 0 | 0 | 0 | 0 | 0.88804 | 0 | 0 | 0
8 | 215 | 7 | 80.96 | 2.1619 | 87.3857 | 0 | 3.3491 | 0.013122 | 0.013122 | 78 | 78.1608 | 78 | 0.00052014 | 0.0011528 | 0.00014019 | 0 | 0 | 0.0023408 | 0.00095183 | 7.6885e-05 | 0.0012958 | 0.00086845 | 1.1646e-05 | 0.00041124 | 0.00010362 | 0.0043383 | 0.00091055 | 0 | 0 | 0 | 0 | 0 | 0 | 0.75534 | 0 | 0 | 0 | 0 | 0.25536 | 0 | 0 | 0 | 0 | 1.1512 | 0 | 0 | 0
8 | 215 | 8 | 82.94 | 3.3286 | 87.3857 | 0 | 3.3491 | 0.029964 | 0.029964 | 78 | 78.3672 | 78 | 0.00086806 | 0.0019239 | 0.00023396 | 0 | 0 | 0.0048993 | 0.002801 | 0.00012812 | 0.0054589 | 0.0022842 | 1.9436e-05 | 0.00068632 | 0.00016313 | 0.0086767 | 0.0018211 | 0 | 0 | 0 | 0 | 0 | 0 | 1.7248 | 0 | 0 | 0 | 0 | 0.25536 | 0 | 0 | 0 | 0 | 1.3485 | 0 | 0 | 0
8 | 215 | 9 | 87.08 | 1.6056 | 87.3857 | 0 | 2.9025 | 0.037527 | 0 | 78 | 78.4599 | 78.4599 | 0.0015956 | 0.0035363 | 0.00043003 | 0 | 0 | 0.0061223 | 0.0046627 | 0.00023449 | 0.0099269 | 0.0033424 | 3.5725e-05 | 0.0012615 | 0.00025502 | 0.0050623 | 0.0010617 | 0 | 0 | 0 | 0 | 0 | 0 | 0 | 0 | 0 | 0 | 0 | 0.22418 | 0 | 0 | 0 | 0 | 1.3814 | 0 | 0 | 0
8 | 215 | 10 | 89.96 | 1.6382 | 87.3857 | 0 | 2.9025 | 0.044769 | 0 | 78.4599 | 79.0085 | 79.0085 | 0.0020208 | 0.0044788 | 0.00054464 | 0 | 0 | 0.0069116 | 0.0065505 | 0.00029812 | 0.014106 | 0.0039823 | 4.5246e-05 | 0.0015977 | 0.00048478 | 0.0030973 | 0.00065039 | 0 | 0 | 0 | 0 | 0 | 0 | 0 | 0 | 0 | 0 | 0 | 0.22391 | 0 | 0 | 0 | 0 | 1.4143 | 0 | 0 | 0
8 | 215 | 11 | 93.92 | 1.6708 | 87.3857 | 0 | 2.9025 | 0.054122 | 0 | 79.0085 | 79.6718 | 79.6718 | 0.0026203 | 0.0058074 | 0.00070621 | 0 | 0 | 0.0081271 | 0.0079022 | 0.00038555 | 0.017545 | 0.0045367 | 5.8668e-05 | 0.0020717 | 0.00061446 | 0.0030973 | 0.00065039 | 0 | 0 | 0 | 0 | 0 | 0 | 0 | 0 | 0 | 0 | 0 | 0.22358 | 0 | 0 | 0 | 0 | 1.4472 | 0 | 0 | 0
8 | 215 | 12 | 95 | 3.4608 | 87.3857 | 0 | 2.0541 | 0.058901 | 0.032122 | 79.6718 | 80.3937 | 80 | 0.0026935 | 0.0059697 | 0.00072594 | 0 | 0 | 0.0082371 | 0.008833 | 0.00039515 | 0.019809 | 0.0044036 | 6.0308e-05 | 0.0021296 | 0.00064545 | 0.0041315 | 0.0008666 | 0 | 0 | 0 | 0 | 0 | 0 | 1.849 | 0 | 0 | 0 | 0 | 0.16461 | 0 | 0 | 0 | 0 | 1.4472 | 0 | 0 | 0
8 | 215 | 13 | 96.08 | 5.0469 | 87.3857 | 0 | 2.0541 | 0.060249 | 0.060249 | 80 | 80.7384 | 80 | 0.0028256 | 0.0062625 | 0.00076155 | 0 | 0 | 0.0091771 | 0.0087693 | 0.00041332 | 0.020429 | 0.004929 | 6.3266e-05 | 0.002234 | 0.00063628 | 0.0030973 | 0.00065039 | 0 | 0 | 0 | 0 | 0 | 0 | 3.468 | 0 | 0 | 0 | 0 | 0.16461 | 0 | 0 | 0 | 0 | 1.4143 | 0 | 0 | 0
8 | 215 | 14 | 96.98 | 4.9357 | 87.3857 | 0 | 1.6522 | 0.059372 | 0.059372 | 80 | 80.7276 | 80 | 0.0029838 | 0.006613 | 0.00080417 | 0 | 0 | 0.0080371 | 0.0083141 | 0.00043887 | 0.020407 | 0.0053829 | 6.6807e-05 | 0.0023591 | 0.00084048 | 0.0025838 | 0.00054141 | 0 | 0 | 0 | 0 | 0 | 0 | 3.4175 | 0 | 0 | 0 | 0 | 0.13674 | 0 | 0 | 0 | 0 | 1.3814 | 0 | 0 | 0
8 | 215 | 15 | 96.08 | 14.0788 | 87.3857 | 0 | 1.6522 | 0.055573 | 0.21877 | 80 | 80.6811 | 78 | 0.0028256 | 0.0062625 | 0.00076155 | 0 | 0 | 0.0080731 | 0.0070783 | 0.00041686 | 0.018141 | 0.0055552 | 6.3266e-05 | 0.002234 | 0.00091165 | 0.0026854 | 0.00056426 | 0 | 0 | 0 | 0 | 0 | 0 | 12.5926 | 0 | 0 | 0 | 0 | 0.13773 | 0 | 0 | 0 | 0 | 1.3485 | 0 | 0 | 0
8 | 215 | 16 | 96.08 | 3.8794 | 87.3857 | 0 | 1.6522 | 0.040434 | 0.040434 | 78 | 78.4955 | 78 | 0.003177 | 0.0070414 | 0.00085627 | 0 | 0 | 0.0057152 | 0.0023715 | 0.00047747 | 0.0087569 | 0.0041667 | 7.1134e-05 | 0.0025119 | 0.0020389 | 0.0026854 | 0.00056426 | 0 | 0 | 0 | 0 | 0 | 0 | 2.3274 | 0 | 0 | 0 | 0 | 0.13773 | 0 | 0 | 0 | 0 | 1.4143 | 0 | 0 | 0
8 | 215 | 17 | 87.98 | 3.428 | 87.3857 | 0 | 1.6522 | 0.02802 | 0.02802 | 78 | 78.3434 | 78 | 0.0017537 | 0.0038868 | 0.00047265 | 0 | 0 | 0.0046704 | 0.0018863 | 0.0002607 | 0.0057754 | 0.0025708 | 3.9266e-05 | 0.0013865 | 0.00056672 | 0.0039265 | 0.00082442 | 0 | 0 | 0 | 0 | 0 | 0 | 1.6129 | 0 | 0 | 0 | 0 | 0.13773 | 0 | 0 | 0 | 0 | 1.6774 | 0 | 0 | 0
8 | 215 | 18 | 89.06 | 4.1339 | 87.3857 | 0 | 2.8132 | 0.031458 | 0.031458 | 78 | 78.3855 | 78 | 0.0019435 | 0.0043074 | 0.0005238 | 0 | 0 | 0.003694 | 0.0017885 | 0.00028367 | 0.0079883 | 0.0039117 | 4.3515e-05 | 0.0015366 | 0.00031217 | 0.0042349 | 0.00088946 | 0 | 0 | 0 | 0 | 0 | 0 | 1.8107 | 0 | 0 | 0 | 0 | 0.21821 | 0 | 0 | 0 | 0 | 2.105 | 0 | 0 | 0
8 | 215 | 19 | 87.08 | 3.5404 | 87.3857 | 0 | 2.8132 | 0.021718 | 0.021718 | 78 | 78.2662 | 78 | 0.0015956 | 0.0035363 | 0.00043003 | 0 | 0 | 0.0021984 | 0.00039114 | 0.00023245 | 0.0036271 | 0.002655 | 3.5725e-05 | 0.0012615 | 0.00025502 | 0.0045452 | 0.0009545 | 0 | 0 | 0 | 0 | 0 | 0 | 1.2501 | 0 | 0 | 0 | 0 | 0.21821 | 0 | 0 | 0 | 0 | 2.0721 | 0 | 0 | 0
8 | 215 | 20 | 87.98 | 3.3724 | 87.3857 | 0 | 2.8132 | 0.021084 | 0.021084 | 78 | 78.2584 | 78 | 0.0017537 | 0.0038868 | 0.00047265 | 0 | 0 | 0 | 0 | 0.00025754 | 0.0026905 | 0.001631 | 3.9266e-05 | 0.0013865 | 0.00034314 | 0.0071272 | 0.0014959 | 0 | 0 | 0 | 0 | 0 | 0 | 1.2136 | 0 | 0 | 0 | 0 | 0.21821 | 0 | 0 | 0 | 0 | 1.9405 | 0 | 0 | 0
8 | 215 | 21 | 87.98 | 3.2737 | 87.3857 | 0 | 2.8132 | 0.021084 | 0.021084 | 78 | 78.2584 | 78 | 0.0017537 | 0.0038868 | 0.00047265 | 0 | 0 | 0 | 0 | 0.00025725 | 0.0026905 | 0.0016309 | 3.9266e-05 | 0.0013865 | 0.00034314 | 0.0071272 | 0.0014959 | 0 | 0 | 0 | 0 | 0 | 0 | 1.2136 | 0 | 0 | 0 | 0 | 0.21821 | 0 | 0 | 0 | 0 | 1.8419 | 0 | 0 | 0
8 | 215 | 22 | 86 | 3.011 | 87.3857 | 0 | 2.2774 | 0.018879 | 0.018879 | 78 | 78.2314 | 78 | 0.0014058 | 0.0031157 | 0.00037888 | 0 | 0 | 0 | 0 | 0.00020331 | 0.0021567 | 0.0013066 | 3.1475e-05 | 0.0011114 | 0.00016732 | 0.0074411 | 0.0015609 | 0 | 0 | 0 | 0 | 0 | 0 | 1.0867 | 0 | 0 | 0 | 0 | 0.18106 | 0 | 0 | 0 | 0 | 1.7432 | 0 | 0 | 0
8 | 215 | 23 | 84.02 | 2.6054 | 87.3857 | 0 | 2.2774 | 0.016405 | 0.016405 | 78 | 78.201 | 78 | 0.0010578 | 0.0023445 | 0.00028511 | 0 | 0 | 0 | 0 | 0.00015326 | 0.0016229 | 0.00098326 | 2.3685e-05 | 0.00083637 | 9.6332e-05 | 0.0074411 | 0.0015609 | 0 | 0 | 0 | 0 | 0 | 0 | 0.94431 | 0 | 0 | 0 | 0 | 0.18106 | 0 | 0 | 0 | 0 | 1.4801 | 0 | 0 | 0
8 | 215 | 24 | 82.04 | 2.0212 | 87.3857 | 0 | 0.37956 | 0.013113 | 0.013113 | 78 | 78.1607 | 78 | 0.00070992 | 0.0015734 | 0.00019133 | 0 | 0 | 0 | 0 | 0.00010399 | 0.0010891 | 0.00066016 | 1.5895e-05 | 0.00056128 | 8.2561e-05 | 0.0067153 | 0.0014098 | 0 | 0 | 0 | 0 | 0 | 0 | 0.75478 | 0 | 0 | 0 | 0 | 0.049506 | 0 | 0 | 0 | 0 | 1.2169 | 0 | 0 | 0
8 | 216 | 1 | 82.04 | 1.4004 | 87.3589 | 0 | 0.37981 | 0.0074695 | 0.0074695 | 78 | 78.0915 | 78 | 0.00070992 | 0.0015734 | 0.00019133 | 0 | 0 | 0 | 0 | 0.0001036 | 0.0010891 | 0.00066005 | 1.5895e-05 | 0.00056128 | 6.4041e-05 | 0.0020667 | 0.00043418 | 0 | 0 | 0 | 0 | 0 | 0 | 0.42995 | 0 | 0 | 0 | 0 | 0.049542 | 0 | 0 | 0 | 0 | 0.92093 | 0 | 0 | 0
8 | 216 | 2 | 80.96 | 1.2577 | 87.3589 | 0 | 0.37981 | 0.006133 | 0.006133 | 78 | 78.0752 | 78 | 0.00052014 | 0.0011528 | 0.00014019 | 0 | 0 | 0 | 0 | 7.5837e-05 | 0.00079798 | 0.00048359 | 1.1646e-05 | 0.00041124 | 3.8782e-05 | 0.0020667 | 0.00043418 | 0 | 0 | 0 | 0 | 0 | 0 | 0.35302 | 0 | 0 | 0 | 0 | 0.049542 | 0 | 0 | 0 | 0 | 0.85515 | 0 | 0 | 0
8 | 216 | 3 | 80.96 | 1.2248 | 87.3589 | 0 | 0.37981 | 0.0061331 | 0.0061331 | 78 | 78.0752 | 78 | 0.00052014 | 0.0011528 | 0.00014019 | 0 | 0 | 0 | 0 | 7.5873e-05 | 0.00079798 | 0.00048359 | 1.1646e-05 | 0.00041124 | 3.8782e-05 | 0.0020667 | 0.00043418 | 0 | 0 | 0 | 0 | 0 | 0 | 0.35303 | 0 | 0 | 0 | 0 | 0.049542 | 0 | 0 | 0 | 0 | 0.82226 | 0 | 0 | 0
8 | 216 | 4 | 80.06 | 1.1281 | 87.3589 | 0 | 0.37981 | 0.0050238 | 0.0050238 | 78 | 78.0616 | 78 | 0.00036199 | 0.00080228 | 9.7562e-05 | 0 | 0 | 0 | 0 | 5.2781e-05 | 0.00055535 | 0.00033655 | 8.1049e-06 | 0.0002862 | 2.2191e-05 | 0.0020667 | 0.00043418 | 0 | 0 | 0 | 0 | 0 | 0 | 0.28918 | 0 | 0 | 0 | 0 | 0.049542 | 0 | 0 | 0 | 0 | 0.78937 | 0 | 0 | 0
8 | 216 | 5 | 78.08 | 0.98848 | 87.3589 | 0 | 0.37981 | 0.0025984 | 0.0025984 | 78 | 78.0318 | 78 | 1.4058e-05 | 3.1157e-05 | 3.7888e-06 | 0 | 0 | 0 | 0 | 2.0552e-06 | 2.1567e-05 | 1.3071e-05 | 3.1475e-07 | 1.1114e-05 | 4.4113e-07 | 0.0020667 | 0.00043418 | 0 | 0 | 0 | 0 | 0 | 0 | 0.14957 | 0 | 0 | 0 | 0 | 0.049542 | 0 | 0 | 0 | 0 | 0.78937 | 0 | 0 | 0
8 | 216 | 6 | 78.08 | 1.1883 | 87.3589 | 0 | 0.44684 | 0.0042747 | 0.0042747 | 78 | 78.0524 | 78 | 1.4058e-05 | 3.1157e-05 | 3.7888e-06 | 0 | 0 | 0 | 0 | 2.0479e-06 | 2.1567e-05 | 1.3069e-05 | 3.1475e-07 | 1.1114e-05 | 4.4113e-07 | 0.0034529 | 0.00072422 | 0 | 0 | 0 | 0 | 0 | 0 | 0.24606 | 0 | 0 | 0 | 0 | 0.054191 | 0 | 0 | 0 | 0 | 0.88804 | 0 | 0 | 0
8 | 216 | 7 | 80.06 | 2.118 | 87.3589 | 0 | 3.3513 | 0.012355 | 0.012355 | 78 | 78.1514 | 78 | 0.00036199 | 0.00080228 | 9.7562e-05 | 0 | 0 | 0.0023628 | 0.00096183 | 5.3117e-05 | 0.0012564 | 0.00088421 | 8.1049e-06 | 0.0002862 | 3.1945e-05 | 0.0043383 | 0.00091055 | 0 | 0 | 0 | 0 | 0 | 0 | 0.71119 | 0 | 0 | 0 | 0 | 0.25568 | 0 | 0 | 0 | 0 | 1.1512 | 0 | 0 | 0
8 | 216 | 8 | 84.02 | 3.4314 | 87.3589 | 0 | 3.3513 | 0.031745 | 0.031745 | 78 | 78.389 | 78 | 0.0010578 | 0.0023445 | 0.00028511 | 0 | 0 | 0.0048557 | 0.0028166 | 0.00015488 | 0.0060946 | 0.0026815 | 2.3685e-05 | 0.00083637 | 9.6332e-05 | 0.0086767 | 0.0018211 | 0 | 0 | 0 | 0 | 0 | 0 | 1.8273 | 0 | 0 | 0 | 0 | 0.25568 | 0 | 0 | 0 | 0 | 1.3485 | 0 | 0 | 0
8 | 216 | 9 | 89.06 | 1.6058 | 87.3589 | 0 | 2.9044 | 0.040856 | 0 | 78 | 78.5007 | 78.5007 | 0.0019435 | 0.0043074 | 0.0005238 | 0 | 0 | 0.0057519 | 0.0049905 | 0.00028661 | 0.01112 | 0.0038214 | 4.3515e-05 | 0.0015366 | 0.00040701 | 0.0050623 | 0.0010617 | 0 | 0 | 0 | 0 | 0 | 0 | 0 | 0 | 0 | 0 | 0 | 0.22443 | 0 | 0 | 0 | 0 | 1.3814 | 0 | 0 | 0
8 | 216 | 10 | 91.04 | 1.6384 | 87.3589 | 0 | 2.9044 | 0.045852 | 0 | 78.5007 | 79.0626 | 79.0626 | 0.0022034 | 0.0048835 | 0.00059386 | 0 | 0 | 0.006988 | 0.0066176 | 0.00032413 | 0.014197 | 0.0040034 | 4.9335e-05 | 0.0017421 | 0.00050229 | 0.0030973 | 0.00065039 | 0 | 0 | 0 | 0 | 0 | 0 | 0 | 0 | 0 | 0 | 0 | 0.22416 | 0 | 0 | 0 | 0 | 1.4143 | 0 | 0 | 0
8 | 216 | 11 | 93.02 | 1.671 | 87.3589 | 0 | 2.9044 | 0.052641 | 0 | 79.0626 | 79.7077 | 79.7077 | 0.0024526 | 0.0054358 | 0.00066102 | 0 | 0 | 0.0081145 | 0.0079643 | 0.00036006 | 0.017154 | 0.0042114 | 5.4914e-05 | 0.0019391 | 0.0005461 | 0.0030973 | 0.00065039 | 0 | 0 | 0 | 0 | 0 | 0 | 0 | 0 | 0 | 0 | 0 | 0.22384 | 0 | 0 | 0 | 0 | 1.4472 | 0 | 0 | 0
8 | 216 | 12 | 95 | 3.6088 | 87.3589 | 0 | 2.0555 | 0.058538 | 0.034691 | 79.7077 | 80.4251 | 80 | 0.0026872 | 0.0059557 | 0.00072424 | 0 | 0 | 0.0077272 | 0.0089522 | 0.00039828 | 0.019848 | 0.0041326 | 6.0166e-05 | 0.0021246 | 0.00092958 | 0.0041315 | 0.0008666 | 0 | 0 | 0 | 0 | 0 | 0 | 1.9968 | 0 | 0 | 0 | 0 | 0.1648 | 0 | 0 | 0 | 0 | 1.4472 | 0 | 0 | 0
8 | 216 | 13 | 96.98 | 5.0688 | 87.3589 | 0 | 2.0555 | 0.060627 | 0.060627 | 80 | 80.743 | 80 | 0.0029838 | 0.006613 | 0.00080417 | 0 | 0 | 0.008437 | 0.0090116 | 0.00044227 | 0.020607 | 0.0044663 | 6.6807e-05 | 0.0023591 | 0.0010878 | 0.0030973 | 0.00065039 | 0 | 0 | 0 | 0 | 0 | 0 | 3.4898 | 0 | 0 | 0 | 0 | 0.1648 | 0 | 0 | 0 | 0 | 1.4143 | 0 | 0 | 0
8 | 216 | 14 | 98.06 | 5.0459 | 87.3589 | 0 | 1.6533 | 0.061285 | 0.061285 | 80 | 80.7511 | 80 | 0.0031735 | 0.0070336 | 0.00085532 | 0 | 0 | 0.0082608 | 0.0083167 | 0.00047384 | 0.020429 | 0.0054496 | 7.1056e-05 | 0.0025091 | 0.0015869 | 0.0025838 | 0.00054141 | 0 | 0 | 0 | 0 | 0 | 0 | 3.5276 | 0 | 0 | 0 | 0 | 0.1369 | 0 | 0 | 0 | 0 | 1.3814 | 0 | 0 | 0
8 | 216 | 15 | 96.98 | 14.124 | 87.3589 | 0 | 1.6533 | 0.056354 | 0.21955 | 80 | 80.6906 | 78 | 0.0029838 | 0.006613 | 0.00080417 | 0 | 0 | 0.0068501 | 0.0073364 | 0.00044246 | 0.019 | 0.0054548 | 6.6807e-05 | 0.0023591 | 0.0011935 | 0.0026854 | 0.00056426 | 0 | 0 | 0 | 0 | 0 | 0 | 12.6376 | 0 | 0 | 0 | 0 | 0.13789 | 0 | 0 | 0 | 0 | 1.3485 | 0 | 0 | 0
8 | 216 | 16 | 98.06 | 4.6673 | 87.3589 | 0 | 1.6533 | 0.054119 | 0.054119 | 78 | 78.6632 | 78 | 0.003525 | 0.0078125 | 0.00095004 | 0 | 0 | 0.0051025 | 0.0056268 | 0.00052479 | 0.017054 | 0.0057507 | 7.8925e-05 | 0.002787 | 0.0016571 | 0.0026854 | 0.00056426 | 0 | 0 | 0 | 0 | 0 | 0 | 3.1152 | 0 | 0 | 0 | 0 | 0.13789 | 0 | 0 | 0 | 0 | 1.4143 | 0 | 0 | 0
8 | 216 | 17 | 96.98 | 4.56 | 87.3589 | 0 | 1.6533 | 0.047683 | 0.047683 | 78 | 78.5844 | 78 | 0.0033352 | 0.0073919 | 0.00089889 | 0 | 0 | 0.0050698 | 0.0035981 | 0.00049081 | 0.013034 | 0.005309 | 7.4675e-05 | 0.0026369 | 0.0010937 | 0.0039265 | 0.00082442 | 0 | 0 | 0 | 0 | 0 | 0 | 2.7447 | 0 | 0 | 0 | 0 | 0.13789 | 0 | 0 | 0 | 0 | 1.6774 | 0 | 0 | 0
8 | 216 | 18 | 96.08 | 4.604 | 87.3589 | 0 | 2.8151 | 0.039619 | 0.039619 | 78 | 78.4855 | 78 | 0.003177 | 0.0070414 | 0.00085627 | 0 | 0 | 0.0035238 | 0.0016792 | 0.00047133 | 0.0091527 | 0.0047023 | 7.1134e-05 | 0.0025119 | 0.0013078 | 0.0042349 | 0.00088946 | 0 | 0 | 0 | 0 | 0 | 0 | 2.2805 | 0 | 0 | 0 | 0 | 0.21848 | 0 | 0 | 0 | 0 | 2.105 | 0 | 0 | 0
8 | 216 | 19 | 93.92 | 3.9751 | 87.3589 | 0 | 2.8151 | 0.029264 | 0.029264 | 78 | 78.3586 | 78 | 0.0027975 | 0.0062002 | 0.00075397 | 0 | 0 | 0.0019122 | 0.0005647 | 0.00041453 | 0.0048376 | 0.0029224 | 6.2636e-05 | 0.0022118 | 0.0010873 | 0.0045452 | 0.0009545 | 0 | 0 | 0 | 0 | 0 | 0 | 1.6845 | 0 | 0 | 0 | 0 | 0.21848 | 0 | 0 | 0 | 0 | 2.0721 | 0 | 0 | 0
8 | 216 | 20 | 91.94 | 3.6718 | 87.3589 | 0 | 2.8151 | 0.026281 | 0.026281 | 78 | 78.3221 | 78 | 0.0024496 | 0.005429 | 0.0006602 | 0 | 0 | 0 | 0 | 0.00036086 | 0.003758 | 0.0022785 | 5.4846e-05 | 0.0019367 | 0.0007301 | 0.0071272 | 0.0014959 | 0 | 0 | 0 | 0 | 0 | 0 | 1.5128 | 0 | 0 | 0 | 0 | 0.21848 | 0 | 0 | 0 | 0 | 1.9405 | 0 | 0 | 0
8 | 216 | 21 | 91.04 | 3.5061 | 87.3589 | 0 | 2.8151 | 0.025117 | 0.025117 | 78 | 78.3078 | 78 | 0.0022914 | 0.0050785 | 0.00061757 | 0 | 0 | 0 | 0 | 0.00033786 | 0.0035154 | 0.0021314 | 5.1305e-05 | 0.0018117 | 0.00065889 | 0.0071272 | 0.0014959 | 0 | 0 | 0 | 0 | 0 | 0 | 1.4458 | 0 | 0 | 0 | 0 | 0.21848 | 0 | 0 | 0 | 0 | 1.8419 | 0 | 0 | 0
8 | 216 | 22 | 89.96 | 3.3119 | 87.3589 | 0 | 2.2789 | 0.024103 | 0.024103 | 78 | 78.2954 | 78 | 0.0021016 | 0.0046579 | 0.00056643 | 0 | 0 | 0 | 0 | 0.00030976 | 0.0032243 | 0.0019548 | 4.7056e-05 | 0.0016616 | 0.00057753 | 0.0074411 | 0.0015609 | 0 | 0 | 0 | 0 | 0 | 0 | 1.3874 | 0 | 0 | 0 | 0 | 0.18128 | 0 | 0 | 0 | 0 | 1.7432 | 0 | 0 | 0
8 | 216 | 23 | 89.06 | 2.9788 | 87.3589 | 0 | 2.2789 | 0.022887 | 0.022887 | 78 | 78.2805 | 78 | 0.0019435 | 0.0043074 | 0.0005238 | 0 | 0 | 0 | 0 | 0.00028564 | 0.0029816 | 0.0018075 | 4.3515e-05 | 0.0015366 | 0.0004557 | 0.0074411 | 0.0015609 | 0 | 0 | 0 | 0 | 0 | 0 | 1.3174 | 0 | 0 | 0 | 0 | 0.18128 | 0 | 0 | 0 | 0 | 1.4801 | 0 | 0 | 0
8 | 216 | 24 | 87.98 | 2.454 | 87.3589 | 0 | 0.37981 | 0.020631 | 0.020631 | 78 | 78.2528 | 78 | 0.0017537 | 0.0038868 | 0.00047265 | 0 | 0 | 0 | 0 | 0.00025765 | 0.0026905 | 0.001631 | 3.9266e-05 | 0.0013865 | 0.00038768 | 0.0067153 | 0.0014098 | 0 | 0 | 0 | 0 | 0 | 0 | 1.1875 | 0 | 0 | 0 | 0 | 0.049542 | 0 | 0 | 0 | 0 | 1.2169 | 0 | 0 | 0
8 | 217 | 1 | 84.02 | 1.5424 | 87.3281 | 0 | 0.3801 | 0.0099348 | 0.0099348 | 78 | 78.1218 | 78 | 0.0010578 | 0.0023445 | 0.00028511 | 0 | 0 | 0 | 0 | 0.00015482 | 0.0016229 | 0.00098368 | 2.3685e-05 | 0.00083637 | 0.00012503 | 0.0020667 | 0.00043418 | 0 | 0 | 0 | 0 | 0 | 0 | 0.57186 | 0 | 0 | 0 | 0 | 0.049584 | 0 | 0 | 0 | 0 | 0.92093 | 0 | 0 | 0
8 | 217 | 2 | 84.92 | 1.5395 | 87.3281 | 0 | 0.3801 | 0.011028 | 0.011028 | 78 | 78.1351 | 78 | 0.001216 | 0.002695 | 0.00032773 | 0 | 0 | 0 | 0 | 0.00017717 | 0.0018655 | 0.0011305 | 2.7226e-05 | 0.0009614 | 0.00012632 | 0.0020667 | 0.00043418 | 0 | 0 | 0 | 0 | 0 | 0 | 0.63477 | 0 | 0 | 0 | 0 | 0.049584 | 0 | 0 | 0 | 0 | 0.85515 | 0 | 0 | 0
8 | 217 | 3 | 80.06 | 1.1616 | 87.3281 | 0 | 0.3801 | 0.0050342 | 0.0050342 | 78 | 78.0617 | 78 | 0.00036199 | 0.00080228 | 9.7562e-05 | 0 | 0 | 0 | 0 | 5.323e-05 | 0.00055535 | 0.00033667 | 8.1049e-06 | 0.0002862 | 3.1945e-05 | 0.0020667 | 0.00043418 | 0 | 0 | 0 | 0 | 0 | 0 | 0.28977 | 0 | 0 | 0 | 0 | 0.049584 | 0 | 0 | 0 | 0 | 0.82226 | 0 | 0 | 0
8 | 217 | 4 | 80.06 | 1.1281 | 87.3281 | 0 | 0.3801 | 0.0050238 | 0.0050238 | 78 | 78.0616 | 78 | 0.00036199 | 0.00080228 | 9.7562e-05 | 0 | 0 | 0 | 0 | 5.2781e-05 | 0.00055535 | 0.00033655 | 8.1049e-06 | 0.0002862 | 2.2191e-05 | 0.0020667 | 0.00043418 | 0 | 0 | 0 | 0 | 0 | 0 | 0.28918 | 0 | 0 | 0 | 0 | 0.049584 | 0 | 0 | 0 | 0 | 0.78937 | 0 | 0 | 0
8 | 217 | 5 | 78.98 | 1.0515 | 87.3281 | 0 | 0.3801 | 0.0036931 | 0.0036931 | 78 | 78.0453 | 78 | 0.00017221 | 0.00038167 | 4.6413e-05 | 0 | 0 | 0 | 0 | 2.4981e-05 | 0.0002642 | 0.00016007 | 3.8557e-06 | 0.00013615 | 2.6737e-06 | 0.0020667 | 0.00043418 | 0 | 0 | 0 | 0 | 0 | 0 | 0.21258 | 0 | 0 | 0 | 0 | 0.049584 | 0 | 0 | 0 | 0 | 0.78937 | 0 | 0 | 0
8 | 217 | 6 | 78.98 | 1.2513 | 87.3281 | 0 | 0.44718 | 0.0053692 | 0.0053692 | 78 | 78.0658 | 78 | 0.00017221 | 0.00038167 | 4.6413e-05 | 0 | 0 | 0 | 0 | 2.49e-05 | 0.0002642 | 0.00016005 | 3.8557e-06 | 0.00013615 | 2.6737e-06 | 0.0034529 | 0.00072422 | 0 | 0 | 0 | 0 | 0 | 0 | 0.30906 | 0 | 0 | 0 | 0 | 0.054241 | 0 | 0 | 0 | 0 | 0.88804 | 0 | 0 | 0
8 | 217 | 7 | 80.96 | 2.0523 | 87.3281 | 0 | 3.3538 | 0.011207 | 0.011207 | 78 | 78.1373 | 78 | 0.00052014 | 0.0011528 | 0.00014019 | 0 | 0 | 0.0018178 | 0.00072275 | 7.5819e-05 | 0.00079388 | 0.00028791 | 1.1646e-05 | 0.00041124 | 2.3934e-05 | 0.0043383 | 0.00091055 | 0 | 0 | 0 | 0 | 0 | 0 | 0.64509 | 0 | 0 | 0 | 0 | 0.25604 | 0 | 0 | 0 | 0 | 1.1512 | 0 | 0 | 0
8 | 217 | 8 | 84.02 | 3.3711 | 87.3281 | 0 | 3.3538 | 0.03069 | 0.03069 | 78 | 78.3761 | 78 | 0.0010578 | 0.0023445 | 0.00028511 | 0 | 0 | 0.0049771 | 0.0026552 | 0.00015468 | 0.0054435 | 0.0023183 | 2.3685e-05 | 0.00083637 | 9.6332e-05 | 0.0086767 | 0.0018211 | 0 | 0 | 0 | 0 | 0 | 0 | 1.7666 | 0 | 0 | 0 | 0 | 0.25604 | 0 | 0 | 0 | 0 | 1.3485 | 0 | 0 | 0
8 | 217 | 9 | 87.98 | 1.6062 | 87.3281 | 0 | 2.9067 | 0.038477 | 0 | 78 | 78.4715 | 78.4715 | 0.0017537 | 0.0038868 | 0.00047265 | 0 | 0 | 0.006109 | 0.0046688 | 0.00025776 | 0.010051 | 0.0034261 | 3.9266e-05 | 0.0013865 | 0.00030117 | 0.0050623 | 0.0010617 | 0 | 0 | 0 | 0 | 0 | 0 | 0 | 0 | 0 | 0 | 0 | 0.22477 | 0 | 0 | 0 | 0 | 1.3814 | 0 | 0 | 0
8 | 217 | 10 | 91.04 | 1.6388 | 87.3281 | 0 | 2.9067 | 0.045461 | 0 | 78.4715 | 79.0287 | 79.0287 | 0.0022085 | 0.0048949 | 0.00059524 | 0 | 0 | 0.0070367 | 0.0064913 | 0.00032362 | 0.013974 | 0.0039945 | 4.945e-05 | 0.0017462 | 0.00039859 | 0.0030973 | 0.00065039 | 0 | 0 | 0 | 0 | 0 | 0 | 0 | 0 | 0 | 0 | 0 | 0.22449 | 0 | 0 | 0 | 0 | 1.4143 | 0 | 0 | 0
8 | 217 | 11 | 93.92 | 1.6713 | 87.3281 | 0 | 2.9067 | 0.052774 | 0 | 79.0287 | 79.6754 | 79.6754 | 0.0026167 | 0.0057995 | 0.00070525 | 0 | 0 | 0.0078579 | 0.0077827 | 0.00038361 | 0.016979 | 0.0042238 | 5.8589e-05 | 0.0020689 | 0.00055023 | 0.0030973 | 0.00065039 | 0 | 0 | 0 | 0 | 0 | 0 | 0 | 0 | 0 | 0 | 0 | 0.22418 | 0 | 0 | 0 | 0 | 1.4472 | 0 | 0 | 0
8 | 217 | 12 | 95 | 3.3945 | 87.3281 | 0 | 2.057 | 0.057449 | 0.030964 | 79.6754 | 80.3795 | 80 | 0.0026929 | 0.0059683 | 0.00072577 | 0 | 0 | 0.0083059 | 0.0085394 | 0.00039791 | 0.018728 | 0.0040577 | 6.0293e-05 | 0.0021291 | 0.00084562 | 0.0041315 | 0.0008666 | 0 | 0 | 0 | 0 | 0 | 0 | 1.7823 | 0 | 0 | 0 | 0 | 0.16503 | 0 | 0 | 0 | 0 | 1.4472 | 0 | 0 | 0
8 | 217 | 13 | 96.08 | 4.8297 | 87.3281 | 0 | 2.057 | 0.056469 | 0.056469 | 80 | 80.692 | 80 | 0.0028256 | 0.0062625 | 0.00076155 | 0 | 0 | 0.011174 | 0.0068444 | 0.00041651 | 0.016059 | 0.0052477 | 6.3266e-05 | 0.002234 | 0.00083257 | 0.0030973 | 0.00065039 | 0 | 0 | 0 | 0 | 0 | 0 | 3.2504 | 0 | 0 | 0 | 0 | 0.16503 | 0 | 0 | 0 | 0 | 1.4143 | 0 | 0 | 0
8 | 217 | 14 | 96.98 | 4.8347 | 87.3281 | 0 | 1.6546 | 0.057612 | 0.057612 | 80 | 80.706 | 80 | 0.0029838 | 0.006613 | 0.00080417 | 0 | 0 | 0.0083092 | 0.0079125 | 0.00043982 | 0.019027 | 0.005061 | 6.6807e-05 | 0.0023591 | 0.00091031 | 0.0025838 | 0.00054141 | 0 | 0 | 0 | 0 | 0 | 0 | 3.3162 | 0 | 0 | 0 | 0 | 0.13708 | 0 | 0 | 0 | 0 | 1.3814 | 0 | 0 | 0
8 | 217 | 15 | 96.98 | 14.0203 | 87.3281 | 0 | 1.6546 | 0.05455 | 0.21775 | 80 | 80.6685 | 78 | 0.0029838 | 0.006613 | 0.00080417 | 0 | 0 | 0.0073562 | 0.0068349 | 0.00044057 | 0.01758 | 0.0052688 | 6.6807e-05 | 0.0023591 | 0.00099305 | 0.0026854 | 0.00056426 | 0 | 0 | 0 | 0 | 0 | 0 | 12.5337 | 0 | 0 | 0 | 0 | 0.13807 | 0 | 0 | 0 | 0 | 1.3485 | 0 | 0 | 0
8 | 217 | 16 | 98.06 | 4.6071 | 87.3281 | 0 | 1.6546 | 0.05307 | 0.05307 | 78 | 78.6504 | 78 | 0.003525 | 0.0078125 | 0.00095004 | 0 | 0 | 0.0056972 | 0.0053934 | 0.00052354 | 0.01603 | 0.0054992 | 7.8925e-05 | 0.002787 | 0.0015238 | 0.0026854 | 0.00056426 | 0 | 0 | 0 | 0 | 0 | 0 | 3.0548 | 0 | 0 | 0 | 0 | 0.13807 | 0 | 0 | 0 | 0 | 1.4143 | 0 | 0 | 0
8 | 217 | 17 | 98.06 | 4.6246 | 87.3281 | 0 | 1.6546 | 0.048802 | 0.048802 | 78 | 78.5981 | 78 | 0.003525 | 0.0078125 | 0.00095004 | 0 | 0 | 0.0055408 | 0.0035252 | 0.00052068 | 0.012709 | 0.0053087 | 7.8925e-05 | 0.002787 | 0.0012936 | 0.0039265 | 0.00082442 | 0 | 0 | 0 | 0 | 0 | 0 | 2.8091 | 0 | 0 | 0 | 0 | 0.13807 | 0 | 0 | 0 | 0 | 1.6774 | 0 | 0 | 0
8 | 217 | 18 | 96.98 | 4.5948 | 87.3281 | 0 | 2.8172 | 0.039455 | 0.039455 | 78 | 78.4835 | 78 | 0.0033352 | 0.0073919 | 0.00089889 | 0 | 0 | 0.0037151 | 0.0016856 | 0.0004909 | 0.0086087 | 0.0043989 | 7.4675e-05 | 0.0026369 | 0.0010937 | 0.0042349 | 0.00088946 | 0 | 0 | 0 | 0 | 0 | 0 | 2.2711 | 0 | 0 | 0 | 0 | 0.21879 | 0 | 0 | 0 | 0 | 2.105 | 0 | 0 | 0
8 | 217 | 19 | 96.08 | 4.1003 | 87.3281 | 0 | 2.8172 | 0.031435 | 0.031435 | 78 | 78.3852 | 78 | 0.003177 | 0.0070414 | 0.00085627 | 0 | 0 | 0.0019019 | 0.00058083 | 0.0004701 | 0.0050976 | 0.0030313 | 7.1134e-05 | 0.0025119 | 0.0011963 | 0.0045452 | 0.0009545 | 0 | 0 | 0 | 0 | 0 | 0 | 1.8095 | 0 | 0 | 0 | 0 | 0.21879 | 0 | 0 | 0 | 0 | 2.0721 | 0 | 0 | 0
8 | 217 | 20 | 93.92 | 3.8201 | 87.3281 | 0 | 2.8172 | 0.028853 | 0.028853 | 78 | 78.3536 | 78 | 0.0027975 | 0.0062002 | 0.00075397 | 0 | 0 | 0 | 0 | 0.00041221 | 0.0042918 | 0.002602 | 6.2636e-05 | 0.0022118 | 0.00089749 | 0.0071272 | 0.0014959 | 0 | 0 | 0 | 0 | 0 | 0 | 1.6608 | 0 | 0 | 0 | 0 | 0.21879 | 0 | 0 | 0 | 0 | 1.9405 | 0 | 0 | 0
8 | 217 | 21 | 89.96 | 3.4262 | 87.3281 | 0 | 2.8172 | 0.023724 | 0.023724 | 78 | 78.2907 | 78 | 0.0021016 | 0.0046579 | 0.00056643 | 0 | 0 | 0 | 0 | 0.00030977 | 0.0032243 | 0.0019549 | 4.7056e-05 | 0.0016616 | 0.00057753 | 0.0071272 | 0.0014959 | 0 | 0 | 0 | 0 | 0 | 0 | 1.3656 | 0 | 0 | 0 | 0 | 0.21879 | 0 | 0 | 0 | 0 | 1.8419 | 0 | 0 | 0
8 | 217 | 22 | 87.98 | 3.1929 | 87.3281 | 0 | 2.2806 | 0.022031 | 0.022031 | 78 | 78.27 | 78 | 0.0017537 | 0.0038868 | 0.00047265 | 0 | 0 | 0 | 0 | 0.00026262 | 0.0026905 | 0.0016324 | 3.9266e-05 | 0.0013865 | 0.00090508 | 0.0074411 | 0.0015609 | 0 | 0 | 0 | 0 | 0 | 0 | 1.2682 | 0 | 0 | 0 | 0 | 0.18153 | 0 | 0 | 0 | 0 | 1.7432 | 0 | 0 | 0
8 | 217 | 23 | 86 | 2.7713 | 87.3281 | 0 | 2.2806 | 0.019278 | 0.019278 | 78 | 78.2363 | 78 | 0.0014058 | 0.0031157 | 0.00037888 | 0 | 0 | 0 | 0 | 0.00020948 | 0.0021567 | 0.0013082 | 3.1475e-05 | 0.0011114 | 0.00055859 | 0.0074411 | 0.0015609 | 0 | 0 | 0 | 0 | 0 | 0 | 1.1097 | 0 | 0 | 0 | 0 | 0.18153 | 0 | 0 | 0 | 0 | 1.4801 | 0 | 0 | 0
8 | 217 | 24 | 84.92 | 2.2381 | 87.3281 | 0 | 0.3801 | 0.016879 | 0.016879 | 78 | 78.2069 | 78 | 0.001216 | 0.002695 | 0.00032773 | 0 | 0 | 0 | 0 | 0.00018009 | 0.0018655 | 0.0011313 | 2.7226e-05 | 0.0009614 | 0.00035002 | 0.0067153 | 0.0014098 | 0 | 0 | 0 | 0 | 0 | 0 | 0.9716 | 0 | 0 | 0 | 0 | 0.049584 | 0 | 0 | 0 | 0 | 1.2169 | 0 | 0 | 0
8 | 218 | 1 | 84.02 | 1.5456 | 87.2931 | 0 | 0.38043 | 0.0099905 | 0.0099905 | 78 | 78.1224 | 78 | 0.0010578 | 0.0023445 | 0.00028511 | 0 | 0 | 0 | 0 | 0.00015529 | 0.0016229 | 0.00098379 | 2.3685e-05 | 0.00083637 | 0.00018013 | 0.0020667 | 0.00043418 | 0 | 0 | 0 | 0 | 0 | 0 | 0.57506 | 0 | 0 | 0 | 0 | 0.049631 | 0 | 0 | 0 | 0 | 0.92093 | 0 | 0 | 0
8 | 218 | 2 | 82.94 | 1.4004 | 87.2931 | 0 | 0.38043 | 0.0086102 | 0.0086102 | 78 | 78.1055 | 78 | 0.00086806 | 0.0019239 | 0.00023396 | 0 | 0 | 0 | 0 | 0.00012697 | 0.0013318 | 0.00080718 | 1.9436e-05 | 0.00068632 | 0.00011177 | 0.0020667 | 0.00043418 | 0 | 0 | 0 | 0 | 0 | 0 | 0.49561 | 0 | 0 | 0 | 0 | 0.049631 | 0 | 0 | 0 | 0 | 0.85515 | 0 | 0 | 0
8 | 218 | 3 | 82.04 | 1.3041 | 87.2931 | 0 | 0.38043 | 0.0075083 | 0.0075083 | 78 | 78.092 | 78 | 0.00070992 | 0.0015734 | 0.00019133 | 0 | 0 | 0 | 0 | 0.00010417 | 0.0010891 | 0.00066021 | 1.5895e-05 | 0.00056128 | 0.00010212 | 0.0020667 | 0.00043418 | 0 | 0 | 0 | 0 | 0 | 0 | 0.43219 | 0 | 0 | 0 | 0 | 0.049631 | 0 | 0 | 0 | 0 | 0.82226 | 0 | 0 | 0
8 | 218 | 4 | 82.04 | 1.2712 | 87.2931 | 0 | 0.38043 | 0.0075084 | 0.0075084 | 78 | 78.092 | 78 | 0.00070992 | 0.0015734 | 0.00019133 | 0 | 0 | 0 | 0 | 0.00010428 | 0.0010891 | 0.00066024 | 1.5895e-05 | 0.00056128 | 0.00010212 | 0.0020667 | 0.00043418 | 0 | 0 | 0 | 0 | 0 | 0 | 0.43219 | 0 | 0 | 0 | 0 | 0.049631 | 0 | 0 | 0 | 0 | 0.78937 | 0 | 0 | 0
8 | 218 | 5 | 80.06 | 1.1288 | 87.2931 | 0 | 0.38043 | 0.005034 | 0.005034 | 78 | 78.0617 | 78 | 0.00036199 | 0.00080228 | 9.7562e-05 | 0 | 0 | 0 | 0 | 5.3059e-05 | 0.00055535 | 0.00033663 | 8.1049e-06 | 0.0002862 | 3.1945e-05 | 0.0020667 | 0.00043418 | 0 | 0 | 0 | 0 | 0 | 0 | 0.28976 | 0 | 0 | 0 | 0 | 0.049631 | 0 | 0 | 0 | 0 | 0.78937 | 0 | 0 | 0
8 | 218 | 6 | 80.96 | 1.3957 | 87.2931 | 0 | 0.44757 | 0.0078755 | 0.0078755 | 78 | 78.0965 | 78 | 0.00052014 | 0.0011528 | 0.00014019 | 0 | 0 | 0 | 0 | 7.6886e-05 | 0.00079798 | 0.00048387 | 1.1646e-05 | 0.00041124 | 0.00010362 | 0.0034529 | 0.00072422 | 0 | 0 | 0 | 0 | 0 | 0 | 0.45332 | 0 | 0 | 0 | 0 | 0.054296 | 0 | 0 | 0 | 0 | 0.88804 | 0 | 0 | 0
8 | 218 | 7 | 82.04 | 2.2463 | 87.2931 | 0 | 3.3567 | 0.014571 | 0.014571 | 78 | 78.1786 | 78 | 0.00070992 | 0.0015734 | 0.00019133 | 0 | 0 | 0.0024033 | 0.00097852 | 0.00010468 | 0.0015379 | 0.0011207 | 1.5895e-05 | 0.00056128 | 0.0001251 | 0.0043383 | 0.00091055 | 0 | 0 | 0 | 0 | 0 | 0 | 0.83872 | 0 | 0 | 0 | 0 | 0.25646 | 0 | 0 | 0 | 0 | 1.1512 | 0 | 0 | 0
8 | 218 | 8 | 84.02 | 3.3659 | 87.2931 | 0 | 3.3567 | 0.030592 | 0.030592 | 78 | 78.3749 | 78 | 0.0010578 | 0.0023445 | 0.00028511 | 0 | 0 | 0.0048116 | 0.0026649 | 0.00015616 | 0.0054028 | 0.0022975 | 2.3685e-05 | 0.00083637 | 0.00021345 | 0.0086767 | 0.0018211 | 0 | 0 | 0 | 0 | 0 | 0 | 1.7609 | 0 | 0 | 0 | 0 | 0.25646 | 0 | 0 | 0 | 0 | 1.3485 | 0 | 0 | 0
8 | 218 | 9 | 87.98 | 1.6065 | 87.2931 | 0 | 2.9092 | 0.038926 | 0 | 78 | 78.477 | 78.477 | 0.0017537 | 0.0038868 | 0.00047265 | 0 | 0 | 0.006021 | 0.0048175 | 0.00025885 | 0.010305 | 0.0034736 | 3.9266e-05 | 0.0013865 | 0.00038768 | 0.0050623 | 0.0010617 | 0 | 0 | 0 | 0 | 0 | 0 | 0 | 0 | 0 | 0 | 0 | 0.22513 | 0 | 0 | 0 | 0 | 1.3814 | 0 | 0 | 0
8 | 218 | 10 | 91.04 | 1.6391 | 87.2931 | 0 | 2.9092 | 0.045716 | 0 | 78.477 | 79.0373 | 79.0373 | 0.0022076 | 0.0048927 | 0.00059498 | 0 | 0 | 0.0072491 | 0.0063503 | 0.00032577 | 0.013884 | 0.004111 | 4.9428e-05 | 0.0017454 | 0.0005582 | 0.0030973 | 0.00065039 | 0 | 0 | 0 | 0 | 0 | 0 | 0 | 0 | 0 | 0 | 0 | 0.22485 | 0 | 0 | 0 | 0 | 1.4143 | 0 | 0 | 0
8 | 218 | 11 | 95 | 1.6717 | 87.2931 | 0 | 2.9092 | 0.055351 | 0 | 79.0373 | 79.7156 | 79.7156 | 0.002805 | 0.0062168 | 0.00075599 | 0 | 0 | 0.0082674 | 0.007783 | 0.0004172 | 0.017393 | 0.0045923 | 6.2804e-05 | 0.0022177 | 0.0010915 | 0.0030973 | 0.00065039 | 0 | 0 | 0 | 0 | 0 | 0 | 0 | 0 | 0 | 0 | 0 | 0.22452 | 0 | 0 | 0 | 0 | 1.4472 | 0 | 0 | 0
8 | 218 | 12 | 96.08 | 3.7644 | 87.2931 | 0 | 2.0588 | 0.060589 | 0.037386 | 79.7156 | 80.4582 | 80 | 0.0028756 | 0.0063732 | 0.00077502 | 0 | 0 | 0.0083244 | 0.0087739 | 0.00042292 | 0.020193 | 0.0047264 | 6.4384e-05 | 0.0022735 | 0.00078906 | 0.0041315 | 0.0008666 | 0 | 0 | 0 | 0 | 0 | 0 | 2.152 | 0 | 0 | 0 | 0 | 0.16528 | 0 | 0 | 0 | 0 | 1.4472 | 0 | 0 | 0
8 | 218 | 13 | 98.06 | 5.2355 | 87.2931 | 0 | 2.0588 | 0.063513 | 0.063513 | 80 | 80.7784 | 80 | 0.0031735 | 0.0070336 | 0.00085532 | 0 | 0 | 0.0093213 | 0.0089213 | 0.00046835 | 0.021175 | 0.0052291 | 7.1056e-05 | 0.0025091 | 0.0010076 | 0.0030973 | 0.00065039 | 0 | 0 | 0 | 0 | 0 | 0 | 3.6559 | 0 | 0 | 0 | 0 | 0.16528 | 0 | 0 | 0 | 0 | 1.4143 | 0 | 0 | 0
8 | 218 | 14 | 98.96 | 4.9811 | 87.2931 | 0 | 1.656 | 0.060151 | 0.060151 | 80 | 80.7372 | 80 | 0.0033317 | 0.0073841 | 0.00089795 | 0 | 0 | 0.00973 | 0.0072151 | 0.00049127 | 0.018282 | 0.0058936 | 7.4597e-05 | 0.0026341 | 0.0010918 | 0.0025838 | 0.00054141 | 0 | 0 | 0 | 0 | 0 | 0 | 3.4624 | 0 | 0 | 0 | 0 | 0.13729 | 0 | 0 | 0 | 0 | 1.3814 | 0 | 0 | 0
8 | 218 | 15 | 100.04 | 14.2499 | 87.2931 | 0 | 1.656 | 0.058534 | 0.22173 | 80 | 80.7173 | 78 | 0.0035215 | 0.0078047 | 0.00094909 | 0 | 0 | 0.0089746 | 0.006323 | 0.00052441 | 0.016807 | 0.0058623 | 7.8846e-05 | 0.0027842 | 0.0016547 | 0.0026854 | 0.00056426 | 0 | 0 | 0 | 0 | 0 | 0 | 12.7631 | 0 | 0 | 0 | 0 | 0.13827 | 0 | 0 | 0 | 0 | 1.3485 | 0 | 0 | 0
8 | 218 | 16 | 100.04 | 4.7542 | 87.2931 | 0 | 1.656 | 0.055621 | 0.055621 | 78 | 78.6816 | 78 | 0.0038729 | 0.0085836 | 0.0010438 | 0 | 0 | 0.0068848 | 0.0050075 | 0.00057492 | 0.015556 | 0.0059469 | 8.6715e-05 | 0.003062 | 0.0017528 | 0.0026854 | 0.00056426 | 0 | 0 | 0 | 0 | 0 | 0 | 3.2016 | 0 | 0 | 0 | 0 | 0.13827 | 0 | 0 | 0 | 0 | 1.4143 | 0 | 0 | 0
8 | 218 | 17 | 98.96 | 4.6868 | 87.2931 | 0 | 1.656 | 0.049879 | 0.049879 | 78 | 78.6113 | 78 | 0.0036831 | 0.008163 | 0.00099267 | 0 | 0 | 0.0056624 | 0.0034445 | 0.00054953 | 0.012432 | 0.0052617 | 8.2466e-05 | 0.002912 | 0.0019452 | 0.0039265 | 0.00082442 | 0 | 0 | 0 | 0 | 0 | 0 | 2.8711 | 0 | 0 | 0 | 0 | 0.13827 | 0 | 0 | 0 | 0 | 1.6774 | 0 | 0 | 0
8 | 218 | 18 | 98.96 | 4.8329 | 87.2931 | 0 | 2.8197 | 0.043585 | 0.043585 | 78 | 78.5341 | 78 | 0.0036831 | 0.008163 | 0.00099267 | 0 | 0 | 0.0036676 | 0.0016762 | 0.00055366 | 0.0093989 | 0.0048742 | 8.2466e-05 | 0.002912 | 0.0024565 | 0.0042349 | 0.00088946 | 0 | 0 | 0 | 0 | 0 | 0 | 2.5088 | 0 | 0 | 0 | 0 | 0.21914 | 0 | 0 | 0 | 0 | 2.105 | 0 | 0 | 0
8 | 218 | 19 | 96.08 | 4.1391 | 87.2931 | 0 | 2.8197 | 0.032102 | 0.032102 | 78 | 78.3934 | 78 | 0.003177 | 0.0070414 | 0.00085627 | 0 | 0 | 0.0019863 | 0.00046633 | 0.00047464 | 0.0050205 | 0.0032656 | 7.1134e-05 | 0.0025119 | 0.0017316 | 0.0045452 | 0.0009545 | 0 | 0 | 0 | 0 | 0 | 0 | 1.8479 | 0 | 0 | 0 | 0 | 0.21914 | 0 | 0 | 0 | 0 | 2.0721 | 0 | 0 | 0
8 | 218 | 20 | 95 | 3.9367 | 87.2931 | 0 | 2.8197 | 0.030872 | 0.030872 | 78 | 78.3783 | 78 | 0.0029873 | 0.0066208 | 0.00080512 | 0 | 0 | 0 | 0 | 0.00044662 | 0.004583 | 0.0027803 | 6.6885e-05 | 0.0023618 | 0.0015975 | 0.0071272 | 0.0014959 | 0 | 0 | 0 | 0 | 0 | 0 | 1.777 | 0 | 0 | 0 | 0 | 0.21914 | 0 | 0 | 0 | 0 | 1.9405 | 0 | 0 | 0
8 | 218 | 21 | 93.02 | 3.7011 | 87.2931 | 0 | 2.8197 | 0.028494 | 0.028494 | 78 | 78.3492 | 78 | 0.0026393 | 0.0058496 | 0.00071135 | 0 | 0 | 0 | 0 | 0.00039633 | 0.0040492 | 0.002457 | 5.9095e-05 | 0.0020867 | 0.0016218 | 0.0071272 | 0.0014959 | 0 | 0 | 0 | 0 | 0 | 0 | 1.6401 | 0 | 0 | 0 | 0 | 0.21914 | 0 | 0 | 0 | 0 | 1.8419 | 0 | 0 | 0
8 | 218 | 22 | 91.04 | 3.4481 | 87.2931 | 0 | 2.2826 | 0.026461 | 0.026461 | 78 | 78.3243 | 78 | 0.0022914 | 0.0050785 | 0.00061757 | 0 | 0 | 0 | 0 | 0.00034563 | 0.0035154 | 0.0021336 | 5.1305e-05 | 0.0018117 | 0.0016141 | 0.0074411 | 0.0015609 | 0 | 0 | 0 | 0 | 0 | 0 | 1.5231 | 0 | 0 | 0 | 0 | 0.18182 | 0 | 0 | 0 | 0 | 1.7432 | 0 | 0 | 0
8 | 218 | 23 | 89.06 | 2.9954 | 87.2931 | 0 | 2.2826 | 0.023167 | 0.023167 | 78 | 78.2839 | 78 | 0.0019435 | 0.0043074 | 0.0005238 | 0 | 0 | 0 | 0 | 0.00028859 | 0.0029816 | 0.0018084 | 4.3515e-05 | 0.0015366 | 0.00073136 | 0.0074411 | 0.0015609 | 0 | 0 | 0 | 0 | 0 | 0 | 1.3335 | 0 | 0 | 0 | 0 | 0.18182 | 0 | 0 | 0 | 0 | 1.4801 | 0 | 0 | 0
8 | 218 | 24 | 87.98 | 2.4646 | 87.2931 | 0 | 0.38043 | 0.020813 | 0.020813 | 78 | 78.2551 | 78 | 0.0017537 | 0.0038868 | 0.00047265 | 0 | 0 | 0 | 0 | 0.00025984 | 0.0026905 | 0.0016316 | 3.9266e-05 | 0.0013865 | 0.00056672 | 0.0067153 | 0.0014098 | 0 | 0 | 0 | 0 | 0 | 0 | 1.198 | 0 | 0 | 0 | 0 | 0.049631 | 0 | 0 | 0 | 0 | 1.2169 | 0 | 0 | 0
8 | 219 | 1 | 87.08 | 1.782 | 87.2541 | 0 | 0.3808 | 0.014095 | 0.014095 | 78 | 78.1727 | 78 | 0.0015956 | 0.0035363 | 0.00043003 | 0 | 0 | 0 | 0 | 0.00023706 | 0.0024479 | 0.0014846 | 3.5725e-05 | 0.0012615 | 0.00056587 | 0.0020667 | 0.00043418 | 0 | 0 | 0 | 0 | 0 | 0 | 0.81134 | 0 | 0 | 0 | 0 | 0.049684 | 0 | 0 | 0 | 0 | 0.92093 | 0 | 0 | 0
8 | 219 | 2 | 87.08 | 1.7123 | 87.2541 | 0 | 0.3808 | 0.014028 | 0.014028 | 78 | 78.1719 | 78 | 0.0015956 | 0.0035363 | 0.00043003 | 0 | 0 | 0 | 0 | 0.00023654 | 0.0024479 | 0.0014845 | 3.5725e-05 | 0.0012615 | 0.00049923 | 0.0020667 | 0.00043418 | 0 | 0 | 0 | 0 | 0 | 0 | 0.80747 | 0 | 0 | 0 | 0 | 0.049684 | 0 | 0 | 0 | 0 | 0.85515 | 0 | 0 | 0
8 | 219 | 3 | 84.02 | 1.4512 | 87.2541 | 0 | 0.3808 | 0.010063 | 0.010063 | 78 | 78.1233 | 78 | 0.0010578 | 0.0023445 | 0.00028511 | 0 | 0 | 0 | 0 | 0.00015641 | 0.0016229 | 0.00098411 | 2.3685e-05 | 0.00083637 | 0.00025132 | 0.0020667 | 0.00043418 | 0 | 0 | 0 | 0 | 0 | 0 | 0.57925 | 0 | 0 | 0 | 0 | 0.049684 | 0 | 0 | 0 | 0 | 0.82226 | 0 | 0 | 0
8 | 219 | 4 | 84.02 | 1.4234 | 87.2541 | 0 | 0.3808 | 0.010152 | 0.010152 | 78 | 78.1244 | 78 | 0.0010578 | 0.0023445 | 0.00028511 | 0 | 0 | 0 | 0 | 0.00015719 | 0.0016229 | 0.00098432 | 2.3685e-05 | 0.00083637 | 0.00033887 | 0.0020667 | 0.00043418 | 0 | 0 | 0 | 0 | 0 | 0 | 0.58434 | 0 | 0 | 0 | 0 | 0.049684 | 0 | 0 | 0 | 0 | 0.78937 | 0 | 0 | 0
8 | 219 | 5 | 82.04 | 1.2701 | 87.2541 | 0 | 0.3808 | 0.0074885 | 0.0074885 | 78 | 78.0918 | 78 | 0.00070992 | 0.0015734 | 0.00019133 | 0 | 0 | 0 | 0 | 0.00010401 | 0.0010891 | 0.00066017 | 1.5895e-05 | 0.00056128 | 8.2561e-05 | 0.0020667 | 0.00043418 | 0 | 0 | 0 | 0 | 0 | 0 | 0.43105 | 0 | 0 | 0 | 0 | 0.049684 | 0 | 0 | 0 | 0 | 0.78937 | 0 | 0 | 0
8 | 219 | 6 | 82.04 | 1.4699 | 87.2541 | 0 | 0.448 | 0.0091648 | 0.0091648 | 78 | 78.1123 | 78 | 0.00070992 | 0.0015734 | 0.00019133 | 0 | 0 | 0 | 0 | 0.00010397 | 0.0010891 | 0.00066015 | 1.5895e-05 | 0.00056128 | 8.2561e-05 | 0.0034529 | 0.00072422 | 0 | 0 | 0 | 0 | 0 | 0 | 0.52753 | 0 | 0 | 0 | 0 | 0.054358 | 0 | 0 | 0 | 0 | 0.88804 | 0 | 0 | 0
8 | 219 | 7 | 84.02 | 2.3442 | 87.2541 | 0 | 3.36 | 0.016263 | 0.016263 | 78 | 78.1993 | 78 | 0.0010578 | 0.0023445 | 0.00028511 | 0 | 0 | 0.002178 | 0.00088456 | 0.00015616 | 0.0018204 | 0.0012143 | 2.3685e-05 | 0.00083637 | 0.00021345 | 0.0043383 | 0.00091055 | 0 | 0 | 0 | 0 | 0 | 0 | 0.93614 | 0 | 0 | 0 | 0 | 0.25693 | 0 | 0 | 0 | 0 | 1.1512 | 0 | 0 | 0
8 | 219 | 8 | 86 | 3.529 | 87.2541 | 0 | 3.36 | 0.033418 | 0.033418 | 78 | 78.4095 | 78 | 0.0014058 | 0.0031157 | 0.00037888 | 0 | 0 | 0.0048196 | 0.0027452 | 0.00020811 | 0.00606 | 0.002676 | 3.1475e-05 | 0.0011114 | 0.00036783 | 0.0086767 | 0.0018211 | 0 | 0 | 0 | 0 | 0 | 0 | 1.9236 | 0 | 0 | 0 | 0 | 0.25693 | 0 | 0 | 0 | 0 | 1.3485 | 0 | 0 | 0
8 | 219 | 9 | 89.06 | 1.6069 | 87.2541 | 0 | 2.912 | 0.040118 | 0 | 78 | 78.4917 | 78.4917 | 0.0019435 | 0.0043074 | 0.0005238 | 0 | 0 | 0.0061541 | 0.0046729 | 0.00028736 | 0.010366 | 0.0036463 | 4.3515e-05 | 0.0015366 | 0.0005132 | 0.0050623 | 0.0010617 | 0 | 0 | 0 | 0 | 0 | 0 | 0 | 0 | 0 | 0 | 0 | 0.22552 | 0 | 0 | 0 | 0 | 1.3814 | 0 | 0 | 0
8 | 219 | 10 | 91.94 | 1.6395 | 87.2541 | 0 | 2.912 | 0.047351 | 0 | 78.4917 | 79.072 | 79.072 | 0.0023632 | 0.0052376 | 0.00063691 | 0 | 0 | 0.0071844 | 0.0065559 | 0.00034873 | 0.014455 | 0.0042777 | 5.2911e-05 | 0.0018684 | 0.00062277 | 0.0030973 | 0.00065039 | 0 | 0 | 0 | 0 | 0 | 0 | 0 | 0 | 0 | 0 | 0 | 0.22524 | 0 | 0 | 0 | 0 | 1.4143 | 0 | 0 | 0
8 | 219 | 11 | 96.08 | 1.6721 | 87.2541 | 0 | 2.912 | 0.057693 | 0 | 79.072 | 79.779 | 79.779 | 0.0029887 | 0.0066239 | 0.0008055 | 0 | 0 | 0.0079605 | 0.0080861 | 0.00044783 | 0.018267 | 0.0047369 | 6.6917e-05 | 0.0023629 | 0.0015985 | 0.0030973 | 0.00065039 | 0 | 0 | 0 | 0 | 0 | 0 | 0 | 0 | 0 | 0 | 0 | 0.22489 | 0 | 0 | 0 | 0 | 1.4472 | 0 | 0 | 0
8 | 219 | 12 | 96.98 | 4.0641 | 87.2541 | 0 | 2.0608 | 0.060621 | 0.042587 | 79.779 | 80.5219 | 80 | 0.0030226 | 0.0066991 | 0.00081464 | 0 | 0 | 0.0083355 | 0.0087663 | 0.00044447 | 0.019776 | 0.0044473 | 6.7676e-05 | 0.0023898 | 0.00085929 | 0.0041315 | 0.0008666 | 0 | 0 | 0 | 0 | 0 | 0 | 2.4513 | 0 | 0 | 0 | 0 | 0.16557 | 0 | 0 | 0 | 0 | 1.4472 | 0 | 0 | 0
8 | 219 | 13 | 98.96 | 5.2607 | 87.2541 | 0 | 2.0608 | 0.063947 | 0.063947 | 80 | 80.7837 | 80 | 0.0033317 | 0.0073841 | 0.00089795 | 0 | 0 | 0.0086754 | 0.0089481 | 0.00049517 | 0.021309 | 0.0050471 | 7.4597e-05 | 0.0026341 | 0.0014021 | 0.0030973 | 0.00065039 | 0 | 0 | 0 | 0 | 0 | 0 | 3.6809 | 0 | 0 | 0 | 0 | 0.16557 | 0 | 0 | 0 | 0 | 1.4143 | 0 | 0 | 0
8 | 219 | 14 | 100.04 | 5.1938 | 87.2541 | 0 | 1.6576 | 0.063843 | 0.063843 | 80 | 80.7824 | 80 | 0.0035215 | 0.0078047 | 0.00094909 | 0 | 0 | 0.0081048 | 0.0082887 | 0.00052953 | 0.020725 | 0.0056109 | 7.8846e-05 | 0.0027842 | 0.0023205 | 0.0025838 | 0.00054141 | 0 | 0 | 0 | 0 | 0 | 0 | 3.6749 | 0 | 0 | 0 | 0 | 0.13752 | 0 | 0 | 0 | 0 | 1.3814 | 0 | 0 | 0
8 | 219 | 15 | 100.04 | 14.3246 | 87.2541 | 0 | 1.6576 | 0.059828 | 0.22302 | 80 | 80.7332 | 78 | 0.0035215 | 0.0078047 | 0.00094909 | 0 | 0 | 0.0071244 | 0.0072276 | 0.00052004 | 0.019383 | 0.0058937 | 7.8846e-05 | 0.0027842 | 0.0012915 | 0.0026854 | 0.00056426 | 0 | 0 | 0 | 0 | 0 | 0 | 12.8376 | 0 | 0 | 0 | 0 | 0.1385 | 0 | 0 | 0 | 0 | 1.3485 | 0 | 0 | 0
8 | 219 | 16 | 100.94 | 4.8803 | 87.2541 | 0 | 1.6576 | 0.057808 | 0.057808 | 78 | 78.7084 | 78 | 0.0040311 | 0.0089341 | 0.0010864 | 0 | 0 | 0.0059394 | 0.0055071 | 0.00060029 | 0.017088 | 0.0060841 | 9.0256e-05 | 0.0031871 | 0.0020102 | 0.0026854 | 0.00056426 | 0 | 0 | 0 | 0 | 0 | 0 | 3.3275 | 0 | 0 | 0 | 0 | 0.1385 | 0 | 0 | 0 | 0 | 1.4143 | 0 | 0 | 0
8 | 219 | 17 | 100.94 | 4.4232 | 87.2541 | 0 | 1.6576 | 0.045296 | 0.045296 | 78 | 78.5551 | 78 | 0.0040311 | 0.0089341 | 0.0010864 | 0 | 0 | 0.004809 | 0.0020363 | 0.00060007 | 0.0091773 | 0.0045838 | 9.0256e-05 | 0.0031871 | 0.0020102 | 0.0039265 | 0.00082442 | 0 | 0 | 0 | 0 | 0 | 0 | 2.6073 | 0 | 0 | 0 | 0 | 0.1385 | 0 | 0 | 0 | 0 | 1.6774 | 0 | 0 | 0
8 | 219 | 18 | 98.96 | 4.8452 | 87.2541 | 0 | 2.8224 | 0.043792 | 0.043792 | 78 | 78.5367 | 78 | 0.0036831 | 0.008163 | 0.00099267 | 0 | 0 | 0.0039735 | 0.0017611 | 0.0005533 | 0.0093064 | 0.0047839 | 8.2466e-05 | 0.002912 | 0.0024565 | 0.0042349 | 0.00088946 | 0 | 0 | 0 | 0 | 0 | 0 | 2.5207 | 0 | 0 | 0 | 0 | 0.21953 | 0 | 0 | 0 | 0 | 2.105 | 0 | 0 | 0
8 | 219 | 19 | 98.06 | 4.2317 | 87.2541 | 0 | 2.8224 | 0.033705 | 0.033705 | 78 | 78.4131 | 78 | 0.003525 | 0.0078125 | 0.00095004 | 0 | 0 | 0.0017082 | 0.00052549 | 0.00052716 | 0.0051871 | 0.0031166 | 7.8925e-05 | 0.002787 | 0.0019868 | 0.0045452 | 0.0009545 | 0 | 0 | 0 | 0 | 0 | 0 | 1.9401 | 0 | 0 | 0 | 0 | 0.21953 | 0 | 0 | 0 | 0 | 2.0721 | 0 | 0 | 0
8 | 219 | 20 | 95 | 3.954 | 87.2541 | 0 | 2.8224 | 0.031166 | 0.031166 | 78 | 78.3819 | 78 | 0.0029873 | 0.0066208 | 0.00080512 | 0 | 0 | 0 | 0 | 0.00044846 | 0.004583 | 0.0027809 | 6.6885e-05 | 0.0023618 | 0.0018885 | 0.0071272 | 0.0014959 | 0 | 0 | 0 | 0 | 0 | 0 | 1.7939 | 0 | 0 | 0 | 0 | 0.21953 | 0 | 0 | 0 | 0 | 1.9405 | 0 | 0 | 0
8 | 219 | 21 | 93.02 | 3.6864 | 87.2541 | 0 | 2.8224 | 0.02823 | 0.02823 | 78 | 78.346 | 78 | 0.0026393 | 0.0058496 | 0.00071135 | 0 | 0 | 0 | 0 | 0.00039437 | 0.0040492 | 0.0024565 | 5.9095e-05 | 0.0020867 | 0.0013612 | 0.0071272 | 0.0014959 | 0 | 0 | 0 | 0 | 0 | 0 | 1.625 | 0 | 0 | 0 | 0 | 0.21953 | 0 | 0 | 0 | 0 | 1.8419 | 0 | 0 | 0
8 | 219 | 22 | 91.94 | 3.4829 | 87.2541 | 0 | 2.2848 | 0.02706 | 0.02706 | 78 | 78.3316 | 78 | 0.0024496 | 0.005429 | 0.0006602 | 0 | 0 | 0 | 0 | 0.00036522 | 0.003758 | 0.0022796 | 5.4846e-05 | 0.0019367 | 0.0011243 | 0.0074411 | 0.0015609 | 0 | 0 | 0 | 0 | 0 | 0 | 1.5576 | 0 | 0 | 0 | 0 | 0.18213 | 0 | 0 | 0 | 0 | 1.7432 | 0 | 0 | 0
8 | 219 | 23 | 89.96 | 3.0632 | 87.2541 | 0 | 2.2848 | 0.02434 | 0.02434 | 78 | 78.2983 | 78 | 0.0021016 | 0.0046579 | 0.00056643 | 0 | 0 | 0 | 0 | 0.00031214 | 0.0032243 | 0.0019555 | 4.7056e-05 | 0.0016616 | 0.00081129 | 0.0074411 | 0.0015609 | 0 | 0 | 0 | 0 | 0 | 0 | 1.401 | 0 | 0 | 0 | 0 | 0.18213 | 0 | 0 | 0 | 0 | 1.4801 | 0 | 0 | 0
8 | 219 | 24 | 87.98 | 2.4646 | 87.2541 | 0 | 0.3808 | 0.020812 | 0.020812 | 78 | 78.2551 | 78 | 0.0017537 | 0.0038868 | 0.00047265 | 0 | 0 | 0 | 0 | 0.00025968 | 0.0026905 | 0.0016316 | 3.9266e-05 | 0.0013865 | 0.00056672 | 0.0067153 | 0.0014098 | 0 | 0 | 0 | 0 | 0 | 0 | 1.198 | 0 | 0 | 0 | 0 | 0.049684 | 0 | 0 | 0 | 0 | 1.2169 | 0 | 0 | 0
8 | 220 | 1 | 87.08 | 1.7713 | 87.2111 | 0 | 0.3812 | 0.01391 | 0.01391 | 78 | 78.1705 | 78 | 0.0015956 | 0.0035363 | 0.00043003 | 0 | 0 | 0 | 0 | 0.00023507 | 0.0024479 | 0.0014841 | 3.5725e-05 | 0.0012615 | 0.000383 | 0.0020667 | 0.00043418 | 0 | 0 | 0 | 0 | 0 | 0 | 0.80067 | 0 | 0 | 0 | 0 | 0.049742 | 0 | 0 | 0 | 0 | 0.92093 | 0 | 0 | 0
8 | 220 | 2 | 84.92 | 1.5452 | 87.2111 | 0 | 0.3812 | 0.011125 | 0.011125 | 78 | 78.1363 | 78 | 0.001216 | 0.002695 | 0.00032773 | 0 | 0 | 0 | 0 | 0.00017858 | 0.0018655 | 0.0011309 | 2.7226e-05 | 0.0009614 | 0.00022137 | 0.0020667 | 0.00043418 | 0 | 0 | 0 | 0 | 0 | 0 | 0.64035 | 0 | 0 | 0 | 0 | 0.049742 | 0 | 0 | 0 | 0 | 0.85515 | 0 | 0 | 0
8 | 220 | 3 | 84.92 | 1.5146 | 87.2111 | 0 | 0.3812 | 0.011163 | 0.011163 | 78 | 78.1368 | 78 | 0.001216 | 0.002695 | 0.00032773 | 0 | 0 | 0 | 0 | 0.00017924 | 0.0018655 | 0.0011311 | 2.7226e-05 | 0.0009614 | 0.00025923 | 0.0020667 | 0.00043418 | 0 | 0 | 0 | 0 | 0 | 0 | 0.64257 | 0 | 0 | 0 | 0 | 0.049742 | 0 | 0 | 0 | 0 | 0.82226 | 0 | 0 | 0
8 | 220 | 4 | 82.94 | 1.3361 | 87.2111 | 0 | 0.3812 | 0.0086345 | 0.0086345 | 78 | 78.1058 | 78 | 0.00086806 | 0.0019239 | 0.00023396 | 0 | 0 | 0 | 0 | 0.00012752 | 0.0013318 | 0.00080733 | 1.9436e-05 | 0.00068632 | 0.00013538 | 0.0020667 | 0.00043418 | 0 | 0 | 0 | 0 | 0 | 0 | 0.49701 | 0 | 0 | 0 | 0 | 0.049742 | 0 | 0 | 0 | 0 | 0.78937 | 0 | 0 | 0
8 | 220 | 5 | 84.02 | 1.4235 | 87.2111 | 0 | 0.3812 | 0.010152 | 0.010152 | 78 | 78.1244 | 78 | 0.0010578 | 0.0023445 | 0.00028511 | 0 | 0 | 0 | 0 | 0.00015729 | 0.0016229 | 0.00098434 | 2.3685e-05 | 0.00083637 | 0.00033887 | 0.0020667 | 0.00043418 | 0 | 0 | 0 | 0 | 0 | 0 | 0.58435 | 0 | 0 | 0 | 0 | 0.049742 | 0 | 0 | 0 | 0 | 0.78937 | 0 | 0 | 0
8 | 220 | 6 | 82.04 | 1.4757 | 87.2111 | 0 | 0.44847 | 0.0092638 | 0.0092638 | 78 | 78.1135 | 78 | 0.00070992 | 0.0015734 | 0.00019133 | 0 | 0 | 0 | 0 | 0.0001052 | 0.0010891 | 0.0006605 | 1.5895e-05 | 0.00056128 | 0.00017998 | 0.0034529 | 0.00072422 | 0 | 0 | 0 | 0 | 0 | 0 | 0.53323 | 0 | 0 | 0 | 0 | 0.054427 | 0 | 0 | 0 | 0 | 0.88804 | 0 | 0 | 0
8 | 220 | 7 | 82.94 | 2.2839 | 87.2111 | 0 | 3.3635 | 0.015207 | 0.015207 | 78 | 78.1864 | 78 | 0.00086806 | 0.0019239 | 0.00023396 | 0 | 0 | 0.0022001 | 0.00089154 | 0.000128 | 0.0016979 | 0.0011458 | 1.9436e-05 | 0.00068632 | 0.00016313 | 0.0043383 | 0.00091055 | 0 | 0 | 0 | 0 | 0 | 0 | 0.87534 | 0 | 0 | 0 | 0 | 0.25744 | 0 | 0 | 0 | 0 | 1.1512 | 0 | 0 | 0
8 | 220 | 8 | 84.92 | 3.4909 | 87.2111 | 0 | 3.3635 | 0.032748 | 0.032748 | 78 | 78.4013 | 78 | 0.001216 | 0.002695 | 0.00032773 | 0 | 0 | 0.0047639 | 0.0028278 | 0.00018189 | 0.0060628 | 0.0026573 | 2.7226e-05 | 0.0009614 | 0.00052871 | 0.0086767 | 0.0018211 | 0 | 0 | 0 | 0 | 0 | 0 | 1.885 | 0 | 0 | 0 | 0 | 0.25744 | 0 | 0 | 0 | 0 | 1.3485 | 0 | 0 | 0
8 | 220 | 9 | 87.98 | 1.6074 | 87.2111 | 0 | 2.9151 | 0.039535 | 0 | 78 | 78.4845 | 78.4845 | 0.0017537 | 0.0038868 | 0.00047265 | 0 | 0 | 0.0062828 | 0.0047352 | 0.00026113 | 0.01035 | 0.0036033 | 3.9266e-05 | 0.0013865 | 0.00063931 | 0.0050623 | 0.0010617 | 0 | 0 | 0 | 0 | 0 | 0 | 0 | 0 | 0 | 0 | 0 | 0.22597 | 0 | 0 | 0 | 0 | 1.3814 | 0 | 0 | 0
8 | 220 | 10 | 91.04 | 1.64 | 87.2111 | 0 | 2.9151 | 0.046255 | 0 | 78.4845 | 79.0514 | 79.0514 | 0.0022063 | 0.0048898 | 0.00059463 | 0 | 0 | 0.0070853 | 0.0064971 | 0.00032706 | 0.014241 | 0.0041779 | 4.9399e-05 | 0.0017443 | 0.0006951 | 0.0030973 | 0.00065039 | 0 | 0 | 0 | 0 | 0 | 0 | 0 | 0 | 0 | 0 | 0 | 0.22569 | 0 | 0 | 0 | 0 | 1.4143 | 0 | 0 | 0
8 | 220 | 11 | 95 | 1.6725 | 87.2111 | 0 | 2.9151 | 0.055441 | 0 | 79.0514 | 79.7308 | 79.7308 | 0.0028025 | 0.0062113 | 0.00075533 | 0 | 0 | 0.0083455 | 0.0077728 | 0.00041327 | 0.017612 | 0.0047473 | 6.2749e-05 | 0.0022158 | 0.00075514 | 0.0030973 | 0.00065039 | 0 | 0 | 0 | 0 | 0 | 0 | 0 | 0 | 0 | 0 | 0 | 0.22536 | 0 | 0 | 0 | 0 | 1.4472 | 0 | 0 | 0
8 | 220 | 12 | 96.98 | 3.8723 | 87.2111 | 0 | 2.063 | 0.061214 | 0.039249 | 79.7308 | 80.481 | 80 | 0.0030311 | 0.0067178 | 0.00081692 | 0 | 0 | 0.0084656 | 0.0088263 | 0.00044532 | 0.02006 | 0.0045915 | 6.7866e-05 | 0.0023964 | 0.00079702 | 0.0041315 | 0.0008666 | 0 | 0 | 0 | 0 | 0 | 0 | 2.2592 | 0 | 0 | 0 | 0 | 0.16588 | 0 | 0 | 0 | 0 | 1.4472 | 0 | 0 | 0
8 | 220 | 13 | 100.04 | 5.3394 | 87.2111 | 0 | 2.063 | 0.065308 | 0.065308 | 80 | 80.8004 | 80 | 0.0035215 | 0.0078047 | 0.00094909 | 0 | 0 | 0.0090746 | 0.0088444 | 0.00052376 | 0.021219 | 0.0052392 | 7.8846e-05 | 0.0027842 | 0.0015215 | 0.0030973 | 0.00065039 | 0 | 0 | 0 | 0 | 0 | 0 | 3.7592 | 0 | 0 | 0 | 0 | 0.16588 | 0 | 0 | 0 | 0 | 1.4143 | 0 | 0 | 0
8 | 220 | 14 | 100.04 | 5.1475 | 87.2111 | 0 | 1.6593 | 0.063035 | 0.063035 | 80 | 80.7725 | 80 | 0.0035215 | 0.0078047 | 0.00094909 | 0 | 0 | 0.0077073 | 0.0084805 | 0.00052015 | 0.021199 | 0.0055722 | 7.8846e-05 | 0.0027842 | 0.0012915 | 0.0025838 | 0.00054141 | 0 | 0 | 0 | 0 | 0 | 0 | 3.6283 | 0 | 0 | 0 | 0 | 0.13777 | 0 | 0 | 0 | 0 | 1.3814 | 0 | 0 | 0
8 | 220 | 15 | 100.94 | 14.3529 | 87.2111 | 0 | 1.6593 | 0.060316 | 0.22351 | 80 | 80.7392 | 78 | 0.0036796 | 0.0081552 | 0.00099172 | 0 | 0 | 0.0075722 | 0.0070083 | 0.00054157 | 0.018937 | 0.0059843 | 8.2387e-05 | 0.0029092 | 0.0012048 | 0.0026854 | 0.00056426 | 0 | 0 | 0 | 0 | 0 | 0 | 12.8656 | 0 | 0 | 0 | 0 | 0.13876 | 0 | 0 | 0 | 0 | 1.3485 | 0 | 0 | 0
8 | 220 | 16 | 102.92 | 4.9794 | 87.2111 | 0 | 1.6593 | 0.059526 | 0.059526 | 78 | 78.7295 | 78 | 0.004379 | 0.0097053 | 0.0011802 | 0 | 0 | 0.0055107 | 0.005435 | 0.00064675 | 0.017679 | 0.0064582 | 9.8046e-05 | 0.0034622 | 0.0017218 | 0.0026854 | 0.00056426 | 0 | 0 | 0 | 0 | 0 | 0 | 3.4264 | 0 | 0 | 0 | 0 | 0.13876 | 0 | 0 | 0 | 0 | 1.4143 | 0 | 0 | 0
8 | 220 | 17 | 100.94 | 4.7963 | 87.2111 | 0 | 1.6593 | 0.051773 | 0.051773 | 78 | 78.6345 | 78 | 0.0040311 | 0.0089341 | 0.0010864 | 0 | 0 | 0.0052332 | 0.0034894 | 0.00059483 | 0.013211 | 0.0055603 | 9.0256e-05 | 0.0031871 | 0.0016045 | 0.0039265 | 0.00082442 | 0 | 0 | 0 | 0 | 0 | 0 | 2.9801 | 0 | 0 | 0 | 0 | 0.13876 | 0 | 0 | 0 | 0 | 1.6774 | 0 | 0 | 0
8 | 220 | 18 | 100.04 | 4.8243 | 87.2111 | 0 | 2.8254 | 0.043421 | 0.043421 | 78 | 78.5321 | 78 | 0.0038729 | 0.0085836 | 0.0010438 | 0 | 0 | 0.0035662 | 0.0016268 | 0.00057628 | 0.0091903 | 0.0047907 | 8.6715e-05 | 0.003062 | 0.001897 | 0.0042349 | 0.00088946 | 0 | 0 | 0 | 0 | 0 | 0 | 2.4994 | 0 | 0 | 0 | 0 | 0.21996 | 0 | 0 | 0 | 0 | 2.105 | 0 | 0 | 0
8 | 220 | 19 | 98.06 | 4.2378 | 87.2111 | 0 | 2.8254 | 0.033803 | 0.033803 | 78 | 78.4143 | 78 | 0.003525 | 0.0078125 | 0.00095004 | 0 | 0 | 0.0017656 | 0.0005391 | 0.00052697 | 0.0052131 | 0.0031179 | 7.8925e-05 | 0.002787 | 0.0019868 | 0.0045452 | 0.0009545 | 0 | 0 | 0 | 0 | 0 | 0 | 1.9457 | 0 | 0 | 0 | 0 | 0.21996 | 0 | 0 | 0 | 0 | 2.0721 | 0 | 0 | 0
8 | 220 | 20 | 96.98 | 4.0646 | 87.2111 | 0 | 2.8254 | 0.03308 | 0.03308 | 78 | 78.4054 | 78 | 0.0033352 | 0.0073919 | 0.00089889 | 0 | 0 | 0 | 0 | 0.00049469 | 0.0051168 | 0.0031032 | 7.4675e-05 | 0.0026369 | 0.0014043 | 0.0071272 | 0.0014959 | 0 | 0 | 0 | 0 | 0 | 0 | 1.9041 | 0 | 0 | 0 | 0 | 0.21996 | 0 | 0 | 0 | 0 | 1.9405 | 0 | 0 | 0
8 | 220 | 21 | 95 | 3.831 | 87.2111 | 0 | 2.8254 | 0.030736 | 0.030736 | 78 | 78.3767 | 78 | 0.0029873 | 0.0066208 | 0.00080512 | 0 | 0 | 0 | 0 | 0.00044535 | 0.004583 | 0.00278 | 6.6885e-05 | 0.0023618 | 0.0014626 | 0.0071272 | 0.0014959 | 0 | 0 | 0 | 0 | 0 | 0 | 1.7692 | 0 | 0 | 0 | 0 | 0.21996 | 0 | 0 | 0 | 0 | 1.8419 | 0 | 0 | 0
8 | 220 | 22 | 91.94 | 3.4758 | 87.2111 | 0 | 2.2872 | 0.026931 | 0.026931 | 78 | 78.33 | 78 | 0.0024496 | 0.005429 | 0.0006602 | 0 | 0 | 0 | 0 | 0.00036382 | 0.003758 | 0.0022793 | 5.4846e-05 | 0.0019367 | 0.00099728 | 0.0074411 | 0.0015609 | 0 | 0 | 0 | 0 | 0 | 0 | 1.5502 | 0 | 0 | 0 | 0 | 0.18248 | 0 | 0 | 0 | 0 | 1.7432 | 0 | 0 | 0
8 | 220 | 23 | 91.04 | 3.1518 | 87.2111 | 0 | 2.2872 | 0.025873 | 0.025873 | 78 | 78.3171 | 78 | 0.0022914 | 0.0050785 | 0.00061757 | 0 | 0 | 0 | 0 | 0.00034165 | 0.0035154 | 0.0021325 | 5.1305e-05 | 0.0018117 | 0.0010308 | 0.0074411 | 0.0015609 | 0 | 0 | 0 | 0 | 0 | 0 | 1.4893 | 0 | 0 | 0 | 0 | 0.18248 | 0 | 0 | 0 | 0 | 1.4801 | 0 | 0 | 0
8 | 220 | 24 | 89.06 | 2.5408 | 87.2111 | 0 | 0.3812 | 0.022135 | 0.022135 | 78 | 78.2713 | 78 | 0.0019435 | 0.0043074 | 0.0005238 | 0 | 0 | 0 | 0 | 0.00028698 | 0.0029816 | 0.0018079 | 4.3515e-05 | 0.0015366 | 0.0005788 | 0.0067153 | 0.0014098 | 0 | 0 | 0 | 0 | 0 | 0 | 1.2741 | 0 | 0 | 0 | 0 | 0.049742 | 0 | 0 | 0 | 0 | 1.2169 | 0 | 0 | 0
8 | 221 | 1 | 87.08 | 1.7714 | 87.164 | 0 | 0.38164 | 0.01391 | 0.01391 | 78 | 78.1705 | 78 | 0.0015956 | 0.0035363 | 0.00043003 | 0 | 0 | 0 | 0 | 0.00023489 | 0.0024479 | 0.0014841 | 3.5725e-05 | 0.0012615 | 0.000383 | 0.0020667 | 0.00043418 | 0 | 0 | 0 | 0 | 0 | 0 | 0.80066 | 0 | 0 | 0 | 0 | 0.049806 | 0 | 0 | 0 | 0 | 0.92093 | 0 | 0 | 0
8 | 221 | 2 | 87.08 | 1.7056 | 87.164 | 0 | 0.38164 | 0.01391 | 0.01391 | 78 | 78.1705 | 78 | 0.0015956 | 0.0035363 | 0.00043003 | 0 | 0 | 0 | 0 | 0.00023527 | 0.0024479 | 0.0014841 | 3.5725e-05 | 0.0012615 | 0.000383 | 0.0020667 | 0.00043418 | 0 | 0 | 0 | 0 | 0 | 0 | 0.80069 | 0 | 0 | 0 | 0 | 0.049806 | 0 | 0 | 0 | 0 | 0.85515 | 0 | 0 | 0
8 | 221 | 3 | 86 | 1.5964 | 87.164 | 0 | 0.38164 | 0.012584 | 0.012584 | 78 | 78.1542 | 78 | 0.0014058 | 0.0031157 | 0.00037888 | 0 | 0 | 0 | 0 | 0.00020765 | 0.0021567 | 0.0013077 | 3.1475e-05 | 0.0011114 | 0.00036783 | 0.0020667 | 0.00043418 | 0 | 0 | 0 | 0 | 0 | 0 | 0.72435 | 0 | 0 | 0 | 0 | 0.049806 | 0 | 0 | 0 | 0 | 0.82226 | 0 | 0 | 0
8 | 221 | 4 | 84.92 | 1.4817 | 87.164 | 0 | 0.38164 | 0.011163 | 0.011163 | 78 | 78.1368 | 78 | 0.001216 | 0.002695 | 0.00032773 | 0 | 0 | 0 | 0 | 0.00017905 | 0.0018655 | 0.001131 | 2.7226e-05 | 0.0009614 | 0.00025923 | 0.0020667 | 0.00043418 | 0 | 0 | 0 | 0 | 0 | 0 | 0.64256 | 0 | 0 | 0 | 0 | 0.049806 | 0 | 0 | 0 | 0 | 0.78937 | 0 | 0 | 0
8 | 221 | 5 | 84.02 | 1.4235 | 87.164 | 0 | 0.38164 | 0.010152 | 0.010152 | 78 | 78.1244 | 78 | 0.0010578 | 0.0023445 | 0.00028511 | 0 | 0 | 0 | 0 | 0.00015712 | 0.0016229 | 0.0009843 | 2.3685e-05 | 0.00083637 | 0.00033887 | 0.0020667 | 0.00043418 | 0 | 0 | 0 | 0 | 0 | 0 | 0.58434 | 0 | 0 | 0 | 0 | 0.049806 | 0 | 0 | 0 | 0 | 0.78937 | 0 | 0 | 0
8 | 221 | 6 | 82.94 | 1.5395 | 87.164 | 0 | 0.44899 | 0.010371 | 0.010371 | 78 | 78.1271 | 78 | 0.00086806 | 0.0019239 | 0.00023396 | 0 | 0 | 0 | 0 | 0.00012817 | 0.0013318 | 0.00080751 | 1.9436e-05 | 0.00068632 | 0.00019462 | 0.0034529 | 0.00072422 | 0 | 0 | 0 | 0 | 0 | 0 | 0.59696 | 0 | 0 | 0 | 0 | 0.054502 | 0 | 0 | 0 | 0 | 0.88804 | 0 | 0 | 0
8 | 221 | 7 | 82.94 | 2.2839 | 87.164 | 0 | 3.3674 | 0.015196 | 0.015196 | 78 | 78.1862 | 78 | 0.00086806 | 0.0019239 | 0.00023396 | 0 | 0 | 0.0022398 | 0.00090731 | 0.0001279 | 0.0016539 | 0.0011232 | 1.9436e-05 | 0.00068632 | 0.00016313 | 0.0043383 | 0.00091055 | 0 | 0 | 0 | 0 | 0 | 0 | 0.8747 | 0 | 0 | 0 | 0 | 0.258 | 0 | 0 | 0 | 0 | 1.1512 | 0 | 0 | 0
8 | 221 | 8 | 84.92 | 3.4581 | 87.164 | 0 | 3.3674 | 0.032168 | 0.032168 | 78 | 78.3942 | 78 | 0.001216 | 0.002695 | 0.00032773 | 0 | 0 | 0.0047655 | 0.0027589 | 0.00017999 | 0.0058697 | 0.0025663 | 2.7226e-05 | 0.0009614 | 0.00030228 | 0.0086767 | 0.0018211 | 0 | 0 | 0 | 0 | 0 | 0 | 1.8516 | 0 | 0 | 0 | 0 | 0.258 | 0 | 0 | 0 | 0 | 1.3485 | 0 | 0 | 0
8 | 221 | 9 | 87.98 | 1.6079 | 87.164 | 0 | 2.9184 | 0.039079 | 0 | 78 | 78.4789 | 78.4789 | 0.0017537 | 0.0038868 | 0.00047265 | 0 | 0 | 0.0060943 | 0.0047667 | 0.00025926 | 0.010296 | 0.0035602 | 3.9266e-05 | 0.0013865 | 0.00044023 | 0.0050623 | 0.0010617 | 0 | 0 | 0 | 0 | 0 | 0 | 0 | 0 | 0 | 0 | 0 | 0.22646 | 0 | 0 | 0 | 0 | 1.3814 | 0 | 0 | 0
8 | 221 | 10 | 91.94 | 1.6405 | 87.164 | 0 | 2.9184 | 0.047485 | 0 | 78.4789 | 79.0609 | 79.0609 | 0.0023654 | 0.0052425 | 0.00063752 | 0 | 0 | 0.007037 | 0.0065801 | 0.00035012 | 0.014586 | 0.0043238 | 5.2962e-05 | 0.0018702 | 0.00069182 | 0.0030973 | 0.00065039 | 0 | 0 | 0 | 0 | 0 | 0 | 0 | 0 | 0 | 0 | 0 | 0.22618 | 0 | 0 | 0 | 0 | 1.4143 | 0 | 0 | 0
8 | 221 | 11 | 96.08 | 1.673 | 87.164 | 0 | 2.9184 | 0.056954 | 0 | 79.0609 | 79.7588 | 79.7588 | 0.0029906 | 0.0066282 | 0.00080603 | 0 | 0 | 0.0083623 | 0.0077726 | 0.00044391 | 0.017808 | 0.0048721 | 6.6961e-05 | 0.0023645 | 0.0010916 | 0.0030973 | 0.00065039 | 0 | 0 | 0 | 0 | 0 | 0 | 0 | 0 | 0 | 0 | 0 | 0.22584 | 0 | 0 | 0 | 0 | 1.4472 | 0 | 0 | 0
8 | 221 | 12 | 98.06 | 4.0675 | 87.164 | 0 | 2.0653 | 0.062312 | 0.042634 | 79.7588 | 80.5225 | 80 | 0.0032159 | 0.0071275 | 0.00086674 | 0 | 0 | 0.0084558 | 0.0087647 | 0.00047359 | 0.020138 | 0.0047009 | 7.2005e-05 | 0.0025426 | 0.00095564 | 0.0041315 | 0.0008666 | 0 | 0 | 0 | 0 | 0 | 0 | 2.4541 | 0 | 0 | 0 | 0 | 0.16623 | 0 | 0 | 0 | 0 | 1.4472 | 0 | 0 | 0
8 | 221 | 13 | 98.96 | 5.2546 | 87.164 | 0 | 2.0653 | 0.06383 | 0.06383 | 80 | 80.7822 | 80 | 0.0033317 | 0.0073841 | 0.00089795 | 0 | 0 | 0.0087828 | 0.0089343 | 0.00049247 | 0.021307 | 0.005061 | 7.4597e-05 | 0.0026341 | 0.0011824 | 0.0030973 | 0.00065039 | 0 | 0 | 0 | 0 | 0 | 0 | 3.6741 | 0 | 0 | 0 | 0 | 0.16623 | 0 | 0 | 0 | 0 | 1.4143 | 0 | 0 | 0
8 | 221 | 14 | 100.94 | 5.1788 | 87.164 | 0 | 1.6613 | 0.063574 | 0.063574 | 80 | 80.7791 | 80 | 0.0036796 | 0.0081552 | 0.00099172 | 0 | 0 | 0.0076945 | 0.0084181 | 0.00054211 | 0.021162 | 0.0056088 | 8.2387e-05 | 0.0029092 | 0.0012048 | 0.0025838 | 0.00054141 | 0 | 0 | 0 | 0 | 0 | 0 | 3.6594 | 0 | 0 | 0 | 0 | 0.13805 | 0 | 0 | 0 | 0 | 1.3814 | 0 | 0 | 0
8 | 221 | 15 | 102.02 | 14.4534 | 87.164 | 0 | 1.6613 | 0.062056 | 0.22525 | 80 | 80.7605 | 78 | 0.0038694 | 0.0085758 | 0.0010429 | 0 | 0 | 0.0071083 | 0.007167 | 0.00057097 | 0.019737 | 0.0061893 | 8.6636e-05 | 0.0030593 | 0.0014 | 0.0026854 | 0.00056426 | 0 | 0 | 0 | 0 | 0 | 0 | 12.9658 | 0 | 0 | 0 | 0 | 0.13903 | 0 | 0 | 0 | 0 | 1.3485 | 0 | 0 | 0
8 | 221 | 16 | 102.02 | 4.935 | 87.164 | 0 | 1.6613 | 0.05875 | 0.05875 | 78 | 78.72 | 78 | 0.0042208 | 0.0093548 | 0.0011376 | 0 | 0 | 0.0054204 | 0.0055445 | 0.00062526 | 0.017624 | 0.0062868 | 9.4505e-05 | 0.0033371 | 0.0018539 | 0.0026854 | 0.00056426 | 0 | 0 | 0 | 0 | 0 | 0 | 3.3817 | 0 | 0 | 0 | 0 | 0.13903 | 0 | 0 | 0 | 0 | 1.4143 | 0 | 0 | 0
8 | 221 | 17 | 102.02 | 4.9002 | 87.164 | 0 | 1.6613 | 0.053574 | 0.053574 | 78 | 78.6566 | 78 | 0.0042208 | 0.0093548 | 0.0011376 | 0 | 0 | 0.0045363 | 0.0035126 | 0.00062388 | 0.014266 | 0.0060112 | 9.4505e-05 | 0.0033371 | 0.0017283 | 0.0039265 | 0.00082442 | 0 | 0 | 0 | 0 | 0 | 0 | 3.0838 | 0 | 0 | 0 | 0 | 0.13903 | 0 | 0 | 0 | 0 | 1.6774 | 0 | 0 | 0
8 | 221 | 18 | 100.94 | 4.9266 | 87.164 | 0 | 2.8286 | 0.04519 | 0.04519 | 78 | 78.5538 | 78 | 0.0040311 | 0.0089341 | 0.0010864 | 0 | 0 | 0.0033652 | 0.0015784 | 0.0005998 | 0.009936 | 0.0052467 | 9.0256e-05 | 0.0031871 | 0.0020102 | 0.0042349 | 0.00088946 | 0 | 0 | 0 | 0 | 0 | 0 | 2.6012 | 0 | 0 | 0 | 0 | 0.22043 | 0 | 0 | 0 | 0 | 2.105 | 0 | 0 | 0
8 | 221 | 19 | 98.96 | 4.3542 | 87.164 | 0 | 2.8286 | 0.035817 | 0.035817 | 78 | 78.4389 | 78 | 0.0036831 | 0.008163 | 0.00099267 | 0 | 0 | 0.0017718 | 0.00040782 | 0.00054928 | 0.0059602 | 0.0038498 | 8.2466e-05 | 0.002912 | 0.0019452 | 0.0045452 | 0.0009545 | 0 | 0 | 0 | 0 | 0 | 0 | 2.0617 | 0 | 0 | 0 | 0 | 0.22043 | 0 | 0 | 0 | 0 | 2.0721 | 0 | 0 | 0
8 | 221 | 20 | 98.06 | 4.1653 | 87.164 | 0 | 2.8286 | 0.034822 | 0.034822 | 78 | 78.4267 | 78 | 0.003525 | 0.0078125 | 0.00095004 | 0 | 0 | 0 | 0 | 0.0005259 | 0.0054079 | 0.0032804 | 7.8925e-05 | 0.002787 | 0.0018312 | 0.0071272 | 0.0014959 | 0 | 0 | 0 | 0 | 0 | 0 | 2.0044 | 0 | 0 | 0 | 0 | 0.22043 | 0 | 0 | 0 | 0 | 1.9405 | 0 | 0 | 0
8 | 221 | 21 | 96.08 | 3.9226 | 87.164 | 0 | 2.8286 | 0.032318 | 0.032318 | 78 | 78.3961 | 78 | 0.003177 | 0.0070414 | 0.00085627 | 0 | 0 | 0 | 0 | 0.00047486 | 0.0048741 | 0.002957 | 7.1134e-05 | 0.0025119 | 0.0017316 | 0.0071272 | 0.0014959 | 0 | 0 | 0 | 0 | 0 | 0 | 1.8603 | 0 | 0 | 0 | 0 | 0.22043 | 0 | 0 | 0 | 0 | 1.8419 | 0 | 0 | 0
8 | 221 | 22 | 93.02 | 3.5802 | 87.164 | 0 | 2.2898 | 0.028738 | 0.028738 | 78 | 78.3522 | 78 | 0.0026393 | 0.0058496 | 0.00071135 | 0 | 0 | 0 | 0 | 0.00039526 | 0.0040492 | 0.0024567 | 5.9095e-05 | 0.0020867 | 0.0014886 | 0.0074411 | 0.0015609 | 0 | 0 | 0 | 0 | 0 | 0 | 1.6542 | 0 | 0 | 0 | 0 | 0.18287 | 0 | 0 | 0 | 0 | 1.7432 | 0 | 0 | 0
8 | 221 | 23 | 91.04 | 3.1584 | 87.164 | 0 | 2.2898 | 0.02598 | 0.02598 | 78 | 78.3184 | 78 | 0.0022914 | 0.0050785 | 0.00061757 | 0 | 0 | 0 | 0 | 0.00034234 | 0.0035154 | 0.0021326 | 5.1305e-05 | 0.0018117 | 0.0011375 | 0.0074411 | 0.0015609 | 0 | 0 | 0 | 0 | 0 | 0 | 1.4955 | 0 | 0 | 0 | 0 | 0.18287 | 0 | 0 | 0 | 0 | 1.4801 | 0 | 0 | 0
8 | 221 | 24 | 89.96 | 2.6238 | 87.164 | 0 | 0.38164 | 0.023575 | 0.023575 | 78 | 78.2889 | 78 | 0.0021016 | 0.0046579 | 0.00056643 | 0 | 0 | 0 | 0 | 0.00031328 | 0.0032243 | 0.0019558 | 4.7056e-05 | 0.0016616 | 0.00092218 | 0.0067153 | 0.0014098 | 0 | 0 | 0 | 0 | 0 | 0 | 1.357 | 0 | 0 | 0 | 0 | 0.049806 | 0 | 0 | 0 | 0 | 1.2169 | 0 | 0 | 0
8 | 222 | 1 | 87.98 | 1.8412 | 87.1129 | 0 | 0.38212 | 0.015121 | 0.015121 | 78 | 78.1853 | 78 | 0.0017537 | 0.0038868 | 0.00047265 | 0 | 0 | 0 | 0 | 0.00025893 | 0.0026905 | 0.0016314 | 3.9266e-05 | 0.0013865 | 0.00050014 | 0.0020667 | 0.00043418 | 0 | 0 | 0 | 0 | 0 | 0 | 0.87037 | 0 | 0 | 0 | 0 | 0.049875 | 0 | 0 | 0 | 0 | 0.92093 | 0 | 0 | 0
8 | 222 | 2 | 87.98 | 1.7719 | 87.1129 | 0 | 0.38212 | 0.01506 | 0.01506 | 78 | 78.1846 | 78 | 0.0017537 | 0.0038868 | 0.00047265 | 0 | 0 | 0 | 0 | 0.00025863 | 0.0026905 | 0.0016313 | 3.9266e-05 | 0.0013865 | 0.00044023 | 0.0020667 | 0.00043418 | 0 | 0 | 0 | 0 | 0 | 0 | 0.86689 | 0 | 0 | 0 | 0 | 0.049875 | 0 | 0 | 0 | 0 | 0.85515 | 0 | 0 | 0
8 | 222 | 3 | 87.08 | 1.6796 | 87.1129 | 0 | 0.38212 | 0.014028 | 0.014028 | 78 | 78.1719 | 78 | 0.0015956 | 0.0035363 | 0.00043003 | 0 | 0 | 0 | 0 | 0.00023642 | 0.0024479 | 0.0014845 | 3.5725e-05 | 0.0012615 | 0.00049923 | 0.0020667 | 0.00043418 | 0 | 0 | 0 | 0 | 0 | 0 | 0.80746 | 0 | 0 | 0 | 0 | 0.049875 | 0 | 0 | 0 | 0 | 0.82226 | 0 | 0 | 0
8 | 222 | 4 | 86 | 1.5668 | 87.1129 | 0 | 0.38212 | 0.012639 | 0.012639 | 78 | 78.1549 | 78 | 0.0014058 | 0.0031157 | 0.00037888 | 0 | 0 | 0 | 0 | 0.00020824 | 0.0021567 | 0.0013079 | 3.1475e-05 | 0.0011114 | 0.00042235 | 0.0020667 | 0.00043418 | 0 | 0 | 0 | 0 | 0 | 0 | 0.72753 | 0 | 0 | 0 | 0 | 0.049875 | 0 | 0 | 0 | 0 | 0.78937 | 0 | 0 | 0
8 | 222 | 5 | 84.92 | 1.4901 | 87.1129 | 0 | 0.38212 | 0.011308 | 0.011308 | 78 | 78.1386 | 78 | 0.001216 | 0.002695 | 0.00032773 | 0 | 0 | 0 | 0 | 0.0001806 | 0.0018655 | 0.0011314 | 2.7226e-05 | 0.0009614 | 0.00040194 | 0.0020667 | 0.00043418 | 0 | 0 | 0 | 0 | 0 | 0 | 0.65089 | 0 | 0 | 0 | 0 | 0.049875 | 0 | 0 | 0 | 0 | 0.78937 | 0 | 0 | 0
8 | 222 | 6 | 82.94 | 1.5361 | 87.1129 | 0 | 0.44955 | 0.010311 | 0.010311 | 78 | 78.1264 | 78 | 0.00086806 | 0.0019239 | 0.00023396 | 0 | 0 | 0 | 0 | 0.00012753 | 0.0013318 | 0.00080733 | 1.9436e-05 | 0.00068632 | 0.00013538 | 0.0034529 | 0.00072422 | 0 | 0 | 0 | 0 | 0 | 0 | 0.5935 | 0 | 0 | 0 | 0 | 0.054583 | 0 | 0 | 0 | 0 | 0.88804 | 0 | 0 | 0
8 | 222 | 7 | 82.94 | 2.2596 | 87.1129 | 0 | 3.3716 | 0.014764 | 0.014764 | 78 | 78.1809 | 78 | 0.00086806 | 0.0019239 | 0.00023396 | 0 | 0 | 0.001978 | 0.00079305 | 0.00012898 | 0.0016652 | 0.00095034 | 1.9436e-05 | 0.00068632 | 0.00026735 | 0.0043383 | 0.00091055 | 0 | 0 | 0 | 0 | 0 | 0 | 0.84981 | 0 | 0 | 0 | 0 | 0.25861 | 0 | 0 | 0 | 0 | 1.1512 | 0 | 0 | 0
8 | 222 | 8 | 86 | 3.5446 | 87.1129 | 0 | 3.3716 | 0.033659 | 0.033659 | 78 | 78.4125 | 78 | 0.0014058 | 0.0031157 | 0.00037888 | 0 | 0 | 0.0047219 | 0.0027573 | 0.00020989 | 0.0061387 | 0.0027317 | 3.1475e-05 | 0.0011114 | 0.00055859 | 0.0086767 | 0.0018211 | 0 | 0 | 0 | 0 | 0 | 0 | 1.9375 | 0 | 0 | 0 | 0 | 0.25861 | 0 | 0 | 0 | 0 | 1.3485 | 0 | 0 | 0
8 | 222 | 9 | 89.06 | 1.6084 | 87.1129 | 0 | 2.9221 | 0.040743 | 0 | 78 | 78.4993 | 78.4993 | 0.0019435 | 0.0043074 | 0.0005238 | 0 | 0 | 0.005865 | 0.0049394 | 0.00028803 | 0.010831 | 0.0037625 | 4.3515e-05 | 0.0015366 | 0.0005788 | 0.0050623 | 0.0010617 | 0 | 0 | 0 | 0 | 0 | 0 | 0 | 0 | 0 | 0 | 0 | 0.22698 | 0 | 0 | 0 | 0 | 1.3814 | 0 | 0 | 0
8 | 222 | 10 | 91.94 | 1.641 | 87.1129 | 0 | 2.9221 | 0.047823 | 0 | 78.4993 | 79.0854 | 79.0854 | 0.0023618 | 0.0052346 | 0.00063655 | 0 | 0 | 0.0070384 | 0.0066513 | 0.00035096 | 0.014692 | 0.0043347 | 5.2881e-05 | 0.0018673 | 0.00085447 | 0.0030973 | 0.00065039 | 0 | 0 | 0 | 0 | 0 | 0 | 0 | 0 | 0 | 0 | 0 | 0.22669 | 0 | 0 | 0 | 0 | 1.4143 | 0 | 0 | 0
8 | 222 | 11 | 96.08 | 1.6735 | 87.1129 | 0 | 2.9221 | 0.057312 | 0 | 79.0854 | 79.7878 | 79.7878 | 0.0029863 | 0.0066187 | 0.00080486 | 0 | 0 | 0.0081701 | 0.0080198 | 0.00044136 | 0.018311 | 0.0048733 | 6.6864e-05 | 0.0023611 | 0.0009116 | 0.0030973 | 0.00065039 | 0 | 0 | 0 | 0 | 0 | 0 | 0 | 0 | 0 | 0 | 0 | 0.22635 | 0 | 0 | 0 | 0 | 1.4472 | 0 | 0 | 0
8 | 222 | 12 | 98.96 | 4.2677 | 87.1129 | 0 | 2.0679 | 0.063425 | 0.046107 | 79.7878 | 80.565 | 80 | 0.003369 | 0.0074668 | 0.000908 | 0 | 0 | 0.0080581 | 0.0089434 | 0.00049437 | 0.020775 | 0.0047868 | 7.5432e-05 | 0.0026636 | 0.00088599 | 0.0041315 | 0.0008666 | 0 | 0 | 0 | 0 | 0 | 0 | 2.654 | 0 | 0 | 0 | 0 | 0.1666 | 0 | 0 | 0 | 0 | 1.4472 | 0 | 0 | 0
8 | 222 | 13 | 100.94 | 5.352 | 87.1129 | 0 | 2.0679 | 0.065515 | 0.065515 | 80 | 80.8029 | 80 | 0.0036796 | 0.0081552 | 0.00099172 | 0 | 0 | 0.008267 | 0.0091405 | 0.00053964 | 0.021924 | 0.0050333 | 8.2387e-05 | 0.0029092 | 0.001045 | 0.0030973 | 0.00065039 | 0 | 0 | 0 | 0 | 0 | 0 | 3.7711 | 0 | 0 | 0 | 0 | 0.1666 | 0 | 0 | 0 | 0 | 1.4143 | 0 | 0 | 0
8 | 222 | 14 | 102.02 | 5.3019 | 87.1129 | 0 | 1.6633 | 0.065706 | 0.065706 | 80 | 80.8052 | 80 | 0.0038694 | 0.0085758 | 0.0010429 | 0 | 0 | 0.0077554 | 0.0084648 | 0.00057102 | 0.021786 | 0.0059695 | 8.6636e-05 | 0.0030593 | 0.0014 | 0.0025838 | 0.00054141 | 0 | 0 | 0 | 0 | 0 | 0 | 3.7821 | 0 | 0 | 0 | 0 | 0.13835 | 0 | 0 | 0 | 0 | 1.3814 | 0 | 0 | 0
8 | 222 | 15 | 104 | 14.645 | 87.1129 | 0 | 1.6633 | 0.06538 | 0.22858 | 80 | 80.8012 | 78 | 0.0042173 | 0.009347 | 0.0011366 | 0 | 0 | 0.0073104 | 0.0071639 | 0.00062857 | 0.020212 | 0.0065399 | 9.4426e-05 | 0.0033343 | 0.0021467 | 0.0026854 | 0.00056426 | 0 | 0 | 0 | 0 | 0 | 0 | 13.1572 | 0 | 0 | 0 | 0 | 0.13933 | 0 | 0 | 0 | 0 | 1.3485 | 0 | 0 | 0
8 | 222 | 16 | 105.8 | 5.2167 | 87.1129 | 0 | 1.6633 | 0.063638 | 0.063638 | 78 | 78.7799 | 78 | 0.0048851 | 0.010827 | 0.0013166 | 0 | 0 | 0.0054876 | 0.0054139 | 0.00073174 | 0.017979 | 0.0066781 | 0.00010938 | 0.0038623 | 0.0030976 | 0.0026854 | 0.00056426 | 0 | 0 | 0 | 0 | 0 | 0 | 3.6631 | 0 | 0 | 0 | 0 | 0.13933 | 0 | 0 | 0 | 0 | 1.4143 | 0 | 0 | 0
8 | 222 | 17 | 104 | 5.0334 | 87.1129 | 0 | 1.6633 | 0.055882 | 0.055882 | 78 | 78.6848 | 78 | 0.0045688 | 0.010126 | 0.0012314 | 0 | 0 | 0.0044399 | 0.0034527 | 0.00068334 | 0.014137 | 0.0059535 | 0.0001023 | 0.0036122 | 0.0028237 | 0.0039265 | 0.00082442 | 0 | 0 | 0 | 0 | 0 | 0 | 3.2166 | 0 | 0 | 0 | 0 | 0.13933 | 0 | 0 | 0 | 0 | 1.6774 | 0 | 0 | 0
8 | 222 | 18 | 102.92 | 5.0471 | 87.1129 | 0 | 2.8322 | 0.047275 | 0.047275 | 78 | 78.5794 | 78 | 0.004379 | 0.0097053 | 0.0011802 | 0 | 0 | 0.0031929 | 0.0015382 | 0.00065511 | 0.0099885 | 0.0052875 | 9.8046e-05 | 0.0034622 | 0.0026637 | 0.0042349 | 0.00088946 | 0 | 0 | 0 | 0 | 0 | 0 | 2.7212 | 0 | 0 | 0 | 0 | 0.22095 | 0 | 0 | 0 | 0 | 2.105 | 0 | 0 | 0
8 | 222 | 19 | 100.04 | 4.4068 | 87.1129 | 0 | 2.8322 | 0.036722 | 0.036722 | 78 | 78.45 | 78 | 0.0038729 | 0.0085836 | 0.0010438 | 0 | 0 | 0.00189 | 0.00038493 | 0.00057882 | 0.0056706 | 0.003795 | 8.6715e-05 | 0.003062 | 0.0022541 | 0.0045452 | 0.0009545 | 0 | 0 | 0 | 0 | 0 | 0 | 2.1138 | 0 | 0 | 0 | 0 | 0.22095 | 0 | 0 | 0 | 0 | 2.0721 | 0 | 0 | 0
8 | 222 | 20 | 98.06 | 4.1749 | 87.1129 | 0 | 2.8322 | 0.034979 | 0.034979 | 78 | 78.4287 | 78 | 0.003525 | 0.0078125 | 0.00095004 | 0 | 0 | 0 | 0 | 0.00052694 | 0.0054079 | 0.0032808 | 7.8925e-05 | 0.002787 | 0.0019868 | 0.0071272 | 0.0014959 | 0 | 0 | 0 | 0 | 0 | 0 | 2.0134 | 0 | 0 | 0 | 0 | 0.22095 | 0 | 0 | 0 | 0 | 1.9405 | 0 | 0 | 0
8 | 222 | 21 | 96.08 | 3.9231 | 87.1129 | 0 | 2.8322 | 0.032318 | 0.032318 | 78 | 78.3961 | 78 | 0.003177 | 0.0070414 | 0.00085627 | 0 | 0 | 0 | 0 | 0.00047485 | 0.0048741 | 0.002957 | 7.1134e-05 | 0.0025119 | 0.0017316 | 0.0071272 | 0.0014959 | 0 | 0 | 0 | 0 | 0 | 0 | 1.8603 | 0 | 0 | 0 | 0 | 0.22095 | 0 | 0 | 0 | 0 | 1.8419 | 0 | 0 | 0
8 | 222 | 22 | 93.92 | 3.6349 | 87.1129 | 0 | 2.2927 | 0.02968 | 0.02968 | 78 | 78.3637 | 78 | 0.0027975 | 0.0062002 | 0.00075397 | 0 | 0 | 0 | 0 | 0.00041695 | 0.0042918 | 0.0026034 | 6.2636e-05 | 0.0022118 | 0.0013397 | 0.0074411 | 0.0015609 | 0 | 0 | 0 | 0 | 0 | 0 | 1.7084 | 0 | 0 | 0 | 0 | 0.18328 | 0 | 0 | 0 | 0 | 1.7432 | 0 | 0 | 0
8 | 222 | 23 | 91.94 | 3.2275 | 87.1129 | 0 | 2.2927 | 0.027174 | 0.027174 | 78 | 78.333 | 78 | 0.0024496 | 0.005429 | 0.0006602 | 0 | 0 | 0 | 0 | 0.000366 | 0.003758 | 0.0022798 | 5.4846e-05 | 0.0019367 | 0.0012376 | 0.0074411 | 0.0015609 | 0 | 0 | 0 | 0 | 0 | 0 | 1.5642 | 0 | 0 | 0 | 0 | 0.18328 | 0 | 0 | 0 | 0 | 1.4801 | 0 | 0 | 0
8 | 222 | 24 | 89.96 | 2.6238 | 87.1129 | 0 | 0.38212 | 0.023575 | 0.023575 | 78 | 78.2889 | 78 | 0.0021016 | 0.0046579 | 0.00056643 | 0 | 0 | 0 | 0 | 0.00031314 | 0.0032243 | 0.0019558 | 4.7056e-05 | 0.0016616 | 0.00092218 | 0.0067153 | 0.0014098 | 0 | 0 | 0 | 0 | 0 | 0 | 1.357 | 0 | 0 | 0 | 0 | 0.049875 | 0 | 0 | 0 | 0 | 1.2169 | 0 | 0 | 0
8 | 223 | 1 | 89.06 | 1.9255 | 87.0578 | 0 | 0.38263 | 0.016585 | 0.016585 | 78 | 78.2033 | 78 | 0.0019435 | 0.0043074 | 0.0005238 | 0 | 0 | 0 | 0 | 0.00028802 | 0.0029816 | 0.0018082 | 4.3515e-05 | 0.0015366 | 0.00065175 | 0.0020667 | 0.00043418 | 0 | 0 | 0 | 0 | 0 | 0 | 0.95466 | 0 | 0 | 0 | 0 | 0.049949 | 0 | 0 | 0 | 0 | 0.92093 | 0 | 0 | 0
8 | 223 | 2 | 87.98 | 1.7689 | 87.0578 | 0 | 0.38263 | 0.015007 | 0.015007 | 78 | 78.1839 | 78 | 0.0017537 | 0.0038868 | 0.00047265 | 0 | 0 | 0 | 0 | 0.00025762 | 0.0026905 | 0.001631 | 3.9266e-05 | 0.0013865 | 0.00038768 | 0.0020667 | 0.00043418 | 0 | 0 | 0 | 0 | 0 | 0 | 0.86379 | 0 | 0 | 0 | 0 | 0.049949 | 0 | 0 | 0 | 0 | 0.85515 | 0 | 0 | 0
8 | 223 | 3 | 87.08 | 1.6761 | 87.0578 | 0 | 0.38263 | 0.013966 | 0.013966 | 78 | 78.1712 | 78 | 0.0015956 | 0.0035363 | 0.00043003 | 0 | 0 | 0 | 0 | 0.00023577 | 0.0024479 | 0.0014843 | 3.5725e-05 | 0.0012615 | 0.00043807 | 0.0020667 | 0.00043418 | 0 | 0 | 0 | 0 | 0 | 0 | 0.80389 | 0 | 0 | 0 | 0 | 0.049949 | 0 | 0 | 0 | 0 | 0.82226 | 0 | 0 | 0
8 | 223 | 4 | 84.92 | 1.4872 | 87.0578 | 0 | 0.38263 | 0.011255 | 0.011255 | 78 | 78.1379 | 78 | 0.001216 | 0.002695 | 0.00032773 | 0 | 0 | 0 | 0 | 0.00018015 | 0.0018655 | 0.0011313 | 2.7226e-05 | 0.0009614 | 0.00035002 | 0.0020667 | 0.00043418 | 0 | 0 | 0 | 0 | 0 | 0 | 0.64787 | 0 | 0 | 0 | 0 | 0.049949 | 0 | 0 | 0 | 0 | 0.78937 | 0 | 0 | 0
8 | 223 | 5 | 84.02 | 1.4237 | 87.0578 | 0 | 0.38263 | 0.010152 | 0.010152 | 78 | 78.1244 | 78 | 0.0010578 | 0.0023445 | 0.00028511 | 0 | 0 | 0 | 0 | 0.00015711 | 0.0016229 | 0.00098429 | 2.3685e-05 | 0.00083637 | 0.00033887 | 0.0020667 | 0.00043418 | 0 | 0 | 0 | 0 | 0 | 0 | 0.58434 | 0 | 0 | 0 | 0 | 0.049949 | 0 | 0 | 0 | 0 | 0.78937 | 0 | 0 | 0
8 | 223 | 6 | 82.94 | 1.5397 | 87.0578 | 0 | 0.45015 | 0.010371 | 0.010371 | 78 | 78.1271 | 78 | 0.00086806 | 0.0019239 | 0.00023396 | 0 | 0 | 0 | 0 | 0.00012817 | 0.0013318 | 0.00080751 | 1.9436e-05 | 0.00068632 | 0.00019462 | 0.0034529 | 0.00072422 | 0 | 0 | 0 | 0 | 0 | 0 | 0.59696 | 0 | 0 | 0 | 0 | 0.054671 | 0 | 0 | 0 | 0 | 0.88804 | 0 | 0 | 0
8 | 223 | 7 | 82.94 | 2.2631 | 87.0578 | 0 | 3.3761 | 0.014813 | 0.014813 | 78 | 78.1815 | 78 | 0.00086806 | 0.0019239 | 0.00023396 | 0 | 0 | 0.0020045 | 0.00080536 | 0.00012753 | 0.0017297 | 0.0010302 | 1.9436e-05 | 0.00068632 | 0.00013538 | 0.0043383 | 0.00091055 | 0 | 0 | 0 | 0 | 0 | 0 | 0.85267 | 0 | 0 | 0 | 0 | 0.25927 | 0 | 0 | 0 | 0 | 1.1512 | 0 | 0 | 0
8 | 223 | 8 | 86 | 3.526 | 87.0578 | 0 | 3.3761 | 0.033326 | 0.033326 | 78 | 78.4084 | 78 | 0.0014058 | 0.0031157 | 0.00037888 | 0 | 0 | 0.0047182 | 0.0027609 | 0.00020776 | 0.006084 | 0.0026952 | 3.1475e-05 | 0.0011114 | 0.00031869 | 0.0086767 | 0.0018211 | 0 | 0 | 0 | 0 | 0 | 0 | 1.9183 | 0 | 0 | 0 | 0 | 0.25927 | 0 | 0 | 0 | 0 | 1.3485 | 0 | 0 | 0
8 | 223 | 9 | 89.06 | 1.6089 | 87.0578 | 0 | 2.926 | 0.041065 | 0 | 78 | 78.5033 | 78.5033 | 0.0019435 | 0.0043074 | 0.0005238 | 0 | 0 | 0.0061113 | 0.0047658 | 0.00028804 | 0.010897 | 0.0039444 | 4.3515e-05 | 0.0015366 | 0.0005788 | 0.0050623 | 0.0010617 | 0 | 0 | 0 | 0 | 0 | 0 | 0 | 0 | 0 | 0 | 0 | 0.22755 | 0 | 0 | 0 | 0 | 1.3814 | 0 | 0 | 0
8 | 223 | 10 | 91.04 | 1.6415 | 87.0578 | 0 | 2.926 | 0.047701 | 0 | 78.5033 | 79.0878 | 79.0878 | 0.002203 | 0.0048825 | 0.00059374 | 0 | 0 | 0.007325 | 0.0065578 | 0.00032716 | 0.01491 | 0.0045884 | 4.9325e-05 | 0.0017417 | 0.00077505 | 0.0030973 | 0.00065039 | 0 | 0 | 0 | 0 | 0 | 0 | 0 | 0 | 0 | 0 | 0 | 0.22726 | 0 | 0 | 0 | 0 | 1.4143 | 0 | 0 | 0
8 | 223 | 11 | 96.08 | 1.6741 | 87.0578 | 0 | 2.926 | 0.057151 | 0 | 79.0878 | 79.7882 | 79.7882 | 0.0029859 | 0.0066177 | 0.00080475 | 0 | 0 | 0.0082504 | 0.0076561 | 0.00044439 | 0.017961 | 0.0050604 | 6.6854e-05 | 0.0023607 | 0.0011947 | 0.0030973 | 0.00065039 | 0 | 0 | 0 | 0 | 0 | 0 | 0 | 0 | 0 | 0 | 0 | 0.22692 | 0 | 0 | 0 | 0 | 1.4472 | 0 | 0 | 0
8 | 223 | 12 | 98.06 | 4.2399 | 87.0578 | 0 | 2.0707 | 0.062895 | 0.045615 | 79.7882 | 80.559 | 80 | 0.0032107 | 0.0071161 | 0.00086535 | 0 | 0 | 0.0089738 | 0.0086452 | 0.00047712 | 0.019874 | 0.0047966 | 7.1889e-05 | 0.0025385 | 0.0013281 | 0.0041315 | 0.0008666 | 0 | 0 | 0 | 0 | 0 | 0 | 2.6257 | 0 | 0 | 0 | 0 | 0.16701 | 0 | 0 | 0 | 0 | 1.4472 | 0 | 0 | 0
8 | 223 | 13 | 100.94 | 5.4576 | 87.0578 | 0 | 2.0707 | 0.067343 | 0.067343 | 80 | 80.8253 | 80 | 0.0036796 | 0.0081552 | 0.00099172 | 0 | 0 | 0.0091278 | 0.0088236 | 0.00055487 | 0.021331 | 0.0052998 | 8.2387e-05 | 0.0029092 | 0.0026397 | 0.0030973 | 0.00065039 | 0 | 0 | 0 | 0 | 0 | 0 | 3.8763 | 0 | 0 | 0 | 0 | 0.16701 | 0 | 0 | 0 | 0 | 1.4143 | 0 | 0 | 0
8 | 223 | 14 | 100.94 | 5.2309 | 87.0578 | 0 | 1.6656 | 0.064468 | 0.064468 | 80 | 80.7901 | 80 | 0.0036796 | 0.0081552 | 0.00099172 | 0 | 0 | 0.0082657 | 0.0083222 | 0.00054918 | 0.020806 | 0.005639 | 8.2387e-05 | 0.0029092 | 0.0019427 | 0.0025838 | 0.00054141 | 0 | 0 | 0 | 0 | 0 | 0 | 3.7109 | 0 | 0 | 0 | 0 | 0.13868 | 0 | 0 | 0 | 0 | 1.3814 | 0 | 0 | 0
8 | 223 | 15 | 102.02 | 14.4843 | 87.0578 | 0 | 1.6656 | 0.062584 | 0.22578 | 80 | 80.767 | 78 | 0.0038694 | 0.0085758 | 0.0010429 | 0 | 0 | 0.007942 | 0.0067763 | 0.00058191 | 0.018626 | 0.0061572 | 8.6636e-05 | 0.0030593 | 0.0026162 | 0.0026854 | 0.00056426 | 0 | 0 | 0 | 0 | 0 | 0 | 12.9962 | 0 | 0 | 0 | 0 | 0.13966 | 0 | 0 | 0 | 0 | 1.3485 | 0 | 0 | 0
8 | 223 | 16 | 102.02 | 4.9573 | 87.0578 | 0 | 1.6656 | 0.059126 | 0.059126 | 78 | 78.7246 | 78 | 0.0042208 | 0.0093548 | 0.0011376 | 0 | 0 | 0.0059632 | 0.0052561 | 0.00063592 | 0.016641 | 0.0060996 | 9.4505e-05 | 0.0033371 | 0.0031361 | 0.0026854 | 0.00056426 | 0 | 0 | 0 | 0 | 0 | 0 | 3.4034 | 0 | 0 | 0 | 0 | 0.13966 | 0 | 0 | 0 | 0 | 1.4143 | 0 | 0 | 0
8 | 223 | 17 | 100.94 | 4.8333 | 87.0578 | 0 | 1.6656 | 0.052401 | 0.052401 | 78 | 78.6422 | 78 | 0.0040311 | 0.0089341 | 0.0010864 | 0 | 0 | 0.0045032 | 0.0034517 | 0.00060849 | 0.013203 | 0.005387 | 9.0256e-05 | 0.0031871 | 0.0031682 | 0.0039265 | 0.00082442 | 0 | 0 | 0 | 0 | 0 | 0 | 3.0163 | 0 | 0 | 0 | 0 | 0.13966 | 0 | 0 | 0 | 0 | 1.6774 | 0 | 0 | 0
8 | 223 | 18 | 100.04 | 4.8458 | 87.0578 | 0 | 2.8359 | 0.043769 | 0.043769 | 78 | 78.5364 | 78 | 0.0038729 | 0.0085836 | 0.0010438 | 0 | 0 | 0.0030281 | 0.0014723 | 0.00058332 | 0.009228 | 0.0048694 | 8.6715e-05 | 0.003062 | 0.002814 | 0.0042349 | 0.00088946 | 0 | 0 | 0 | 0 | 0 | 0 | 2.5194 | 0 | 0 | 0 | 0 | 0.2215 | 0 | 0 | 0 | 0 | 2.105 | 0 | 0 | 0
8 | 223 | 19 | 98.06 | 4.2854 | 87.0578 | 0 | 2.8359 | 0.034604 | 0.034604 | 78 | 78.4241 | 78 | 0.003525 | 0.0078125 | 0.00095004 | 0 | 0 | 0.0018386 | 0.00030912 | 0.00053069 | 0.0051476 | 0.003622 | 7.8925e-05 | 0.002787 | 0.0025027 | 0.0045452 | 0.0009545 | 0 | 0 | 0 | 0 | 0 | 0 | 1.9918 | 0 | 0 | 0 | 0 | 0.2215 | 0 | 0 | 0 | 0 | 2.0721 | 0 | 0 | 0
8 | 223 | 20 | 96.08 | 4.0402 | 87.0578 | 0 | 2.8359 | 0.032628 | 0.032628 | 78 | 78.3999 | 78 | 0.003177 | 0.0070414 | 0.00085627 | 0 | 0 | 0 | 0 | 0.00047714 | 0.0048741 | 0.0029576 | 7.1134e-05 | 0.0025119 | 0.0020389 | 0.0071272 | 0.0014959 | 0 | 0 | 0 | 0 | 0 | 0 | 1.8781 | 0 | 0 | 0 | 0 | 0.2215 | 0 | 0 | 0 | 0 | 1.9405 | 0 | 0 | 0
8 | 223 | 21 | 93.92 | 3.7733 | 87.0578 | 0 | 2.8359 | 0.029707 | 0.029707 | 78 | 78.3641 | 78 | 0.0027975 | 0.0062002 | 0.00075397 | 0 | 0 | 0 | 0 | 0.00042006 | 0.0042918 | 0.0026042 | 6.2636e-05 | 0.0022118 | 0.0017416 | 0.0071272 | 0.0014959 | 0 | 0 | 0 | 0 | 0 | 0 | 1.71 | 0 | 0 | 0 | 0 | 0.2215 | 0 | 0 | 0 | 0 | 1.8419 | 0 | 0 | 0
8 | 223 | 22 | 91.94 | 3.5052 | 87.0578 | 0 | 2.2958 | 0.02742 | 0.02742 | 78 | 78.336 | 78 | 0.0024496 | 0.005429 | 0.0006602 | 0 | 0 | 0 | 0 | 0.00036779 | 0.003758 | 0.0022803 | 5.4846e-05 | 0.0019367 | 0.0014813 | 0.0074411 | 0.0015609 | 0 | 0 | 0 | 0 | 0 | 0 | 1.5783 | 0 | 0 | 0 | 0 | 0.18373 | 0 | 0 | 0 | 0 | 1.7432 | 0 | 0 | 0
8 | 223 | 23 | 91.04 | 3.1658 | 87.0578 | 0 | 2.2958 | 0.026094 | 0.026094 | 78 | 78.3198 | 78 | 0.0022914 | 0.0050785 | 0.00061757 | 0 | 0 | 0 | 0 | 0.00034333 | 0.0035154 | 0.0021329 | 5.1305e-05 | 0.0018117 | 0.0012497 | 0.0074411 | 0.0015609 | 0 | 0 | 0 | 0 | 0 | 0 | 1.502 | 0 | 0 | 0 | 0 | 0.18373 | 0 | 0 | 0 | 0 | 1.4801 | 0 | 0 | 0
8 | 223 | 24 | 89.96 | 2.6239 | 87.0578 | 0 | 0.38263 | 0.023575 | 0.023575 | 78 | 78.2889 | 78 | 0.0021016 | 0.0046579 | 0.00056643 | 0 | 0 | 0 | 0 | 0.00031328 | 0.0032243 | 0.0019558 | 4.7056e-05 | 0.0016616 | 0.00092218 | 0.0067153 | 0.0014098 | 0 | 0 | 0 | 0 | 0 | 0 | 1.357 | 0 | 0 | 0 | 0 | 0.049949 | 0 | 0 | 0 | 0 | 1.2169 | 0 | 0 | 0
8 | 224 | 1 | 87.98 | 1.8549 | 86.9987 | 0 | 0.38317 | 0.015357 | 0.015357 | 78 | 78.1882 | 78 | 0.0017537 | 0.0038868 | 0.00047265 | 0 | 0 | 0 | 0 | 0.00026127 | 0.0026905 | 0.001632 | 3.9266e-05 | 0.0013865 | 0.00073349 | 0.0020667 | 0.00043418 | 0 | 0 | 0 | 0 | 0 | 0 | 0.88397 | 0 | 0 | 0 | 0 | 0.050029 | 0 | 0 | 0 | 0 | 0.92093 | 0 | 0 | 0
8 | 224 | 2 | 86 | 1.6446 | 86.9987 | 0 | 0.38317 | 0.012846 | 0.012846 | 78 | 78.1574 | 78 | 0.0014058 | 0.0031157 | 0.00037888 | 0 | 0 | 0 | 0 | 0.00021002 | 0.0021567 | 0.0013084 | 3.1475e-05 | 0.0011114 | 0.00062682 | 0.0020667 | 0.00043418 | 0 | 0 | 0 | 0 | 0 | 0 | 0.73943 | 0 | 0 | 0 | 0 | 0.050029 | 0 | 0 | 0 | 0 | 0.85515 | 0 | 0 | 0
8 | 224 | 3 | 84.92 | 1.5201 | 86.9987 | 0 | 0.38317 | 0.011255 | 0.011255 | 78 | 78.1379 | 78 | 0.001216 | 0.002695 | 0.00032773 | 0 | 0 | 0 | 0 | 0.00018009 | 0.0018655 | 0.0011313 | 2.7226e-05 | 0.0009614 | 0.00035002 | 0.0020667 | 0.00043418 | 0 | 0 | 0 | 0 | 0 | 0 | 0.64786 | 0 | 0 | 0 | 0 | 0.050029 | 0 | 0 | 0 | 0 | 0.82226 | 0 | 0 | 0
8 | 224 | 4 | 84.92 | 1.4942 | 86.9987 | 0 | 0.38317 | 0.011376 | 0.011376 | 78 | 78.1394 | 78 | 0.001216 | 0.002695 | 0.00032773 | 0 | 0 | 0 | 0 | 0.00018128 | 0.0018655 | 0.0011316 | 2.7226e-05 | 0.0009614 | 0.00046913 | 0.0020667 | 0.00043418 | 0 | 0 | 0 | 0 | 0 | 0 | 0.65481 | 0 | 0 | 0 | 0 | 0.050029 | 0 | 0 | 0 | 0 | 0.78937 | 0 | 0 | 0
8 | 224 | 5 | 84.02 | 1.4211 | 86.9987 | 0 | 0.38317 | 0.010105 | 0.010105 | 78 | 78.1238 | 78 | 0.0010578 | 0.0023445 | 0.00028511 | 0 | 0 | 0 | 0 | 0.00015667 | 0.0016229 | 0.00098417 | 2.3685e-05 | 0.00083637 | 0.00029327 | 0.0020667 | 0.00043418 | 0 | 0 | 0 | 0 | 0 | 0 | 0.58168 | 0 | 0 | 0 | 0 | 0.050029 | 0 | 0 | 0 | 0 | 0.78937 | 0 | 0 | 0
8 | 224 | 6 | 84.02 | 1.6301 | 86.9987 | 0 | 0.45079 | 0.01194 | 0.01194 | 78 | 78.1463 | 78 | 0.0010578 | 0.0023445 | 0.00028511 | 0 | 0 | 0 | 0 | 0.00015809 | 0.0016229 | 0.00098456 | 2.3685e-05 | 0.00083637 | 0.00045008 | 0.0034529 | 0.00072422 | 0 | 0 | 0 | 0 | 0 | 0 | 0.6873 | 0 | 0 | 0 | 0 | 0.054765 | 0 | 0 | 0 | 0 | 0.88804 | 0 | 0 | 0
8 | 224 | 7 | 84.02 | 2.3245 | 86.9987 | 0 | 3.381 | 0.015867 | 0.015867 | 78 | 78.1945 | 78 | 0.0010578 | 0.0023445 | 0.00028511 | 0 | 0 | 0.0020317 | 0.00081898 | 0.00015676 | 0.0016952 | 0.0010751 | 2.3685e-05 | 0.00083637 | 0.00029327 | 0.0043383 | 0.00091055 | 0 | 0 | 0 | 0 | 0 | 0 | 0.91335 | 0 | 0 | 0 | 0 | 0.25998 | 0 | 0 | 0 | 0 | 1.1512 | 0 | 0 | 0
8 | 224 | 8 | 86 | 3.5102 | 86.9987 | 0 | 3.381 | 0.033039 | 0.033039 | 78 | 78.4049 | 78 | 0.0014058 | 0.0031157 | 0.00037888 | 0 | 0 | 0.0046719 | 0.0026174 | 0.0002103 | 0.0057991 | 0.0025724 | 3.1475e-05 | 0.0011114 | 0.00062682 | 0.0086767 | 0.0018211 | 0 | 0 | 0 | 0 | 0 | 0 | 1.9018 | 0 | 0 | 0 | 0 | 0.25998 | 0 | 0 | 0 | 0 | 1.3485 | 0 | 0 | 0
8 | 224 | 9 | 89.06 | 1.6096 | 86.9987 | 0 | 2.9302 | 0.040753 | 0 | 78 | 78.4994 | 78.4994 | 0.0019435 | 0.0043074 | 0.0005238 | 0 | 0 | 0.0061288 | 0.0047685 | 0.00029093 | 0.01047 | 0.0036894 | 4.3515e-05 | 0.0015366 | 0.00092666 | 0.0050623 | 0.0010617 | 0 | 0 | 0 | 0 | 0 | 0 | 0 | 0 | 0 | 0 | 0 | 0.22816 | 0 | 0 | 0 | 0 | 1.3814 | 0 | 0 | 0
8 | 224 | 10 | 91.94 | 1.6422 | 86.9987 | 0 | 2.9302 | 0.048028 | 0 | 78.4994 | 79.088 | 79.088 | 0.0023618 | 0.0052345 | 0.00063655 | 0 | 0 | 0.0073915 | 0.006498 | 0.00035441 | 0.014307 | 0.0042794 | 5.2881e-05 | 0.0018673 | 0.001297 | 0.0030973 | 0.00065039 | 0 | 0 | 0 | 0 | 0 | 0 | 0 | 0 | 0 | 0 | 0 | 0.22787 | 0 | 0 | 0 | 0 | 1.4143 | 0 | 0 | 0
8 | 224 | 11 | 95 | 1.6747 | 86.9987 | 0 | 2.9302 | 0.056003 | 0 | 79.088 | 79.7743 | 79.7743 | 0.0027961 | 0.006197 | 0.00075359 | 0 | 0 | 0.0086601 | 0.0075893 | 0.00042153 | 0.017045 | 0.0046326 | 6.2604e-05 | 0.0022107 | 0.0018863 | 0.0030973 | 0.00065039 | 0 | 0 | 0 | 0 | 0 | 0 | 0 | 0 | 0 | 0 | 0 | 0.22754 | 0 | 0 | 0 | 0 | 1.4472 | 0 | 0 | 0
8 | 224 | 12 | 98.06 | 4.2099 | 86.9987 | 0 | 2.0737 | 0.0635 | 0.045087 | 79.7743 | 80.5526 | 80 | 0.0032132 | 0.0071215 | 0.00086601 | 0 | 0 | 0.0084459 | 0.0088762 | 0.00048446 | 0.020134 | 0.0045155 | 7.1944e-05 | 0.0025404 | 0.002233 | 0.0041315 | 0.0008666 | 0 | 0 | 0 | 0 | 0 | 0 | 2.5953 | 0 | 0 | 0 | 0 | 0.16744 | 0 | 0 | 0 | 0 | 1.4472 | 0 | 0 | 0
8 | 224 | 13 | 100.04 | 5.3311 | 86.9987 | 0 | 2.0737 | 0.065137 | 0.065137 | 80 | 80.7983 | 80 | 0.0035215 | 0.0078047 | 0.00094909 | 0 | 0 | 0.0084971 | 0.0090756 | 0.00052846 | 0.021282 | 0.0047197 | 7.8846e-05 | 0.0027842 | 0.0021484 | 0.0030973 | 0.00065039 | 0 | 0 | 0 | 0 | 0 | 0 | 3.7494 | 0 | 0 | 0 | 0 | 0.16744 | 0 | 0 | 0 | 0 | 1.4143 | 0 | 0 | 0
8 | 224 | 14 | 102.02 | 5.3531 | 86.9987 | 0 | 1.6679 | 0.066585 | 0.066585 | 80 | 80.816 | 80 | 0.0038694 | 0.0085758 | 0.0010429 | 0 | 0 | 0.007966 | 0.0084046 | 0.00058205 | 0.02142 | 0.0058361 | 8.6636e-05 | 0.0030593 | 0.0026162 | 0.0025838 | 0.00054141 | 0 | 0 | 0 | 0 | 0 | 0 | 3.8327 | 0 | 0 | 0 | 0 | 0.13903 | 0 | 0 | 0 | 0 | 1.3814 | 0 | 0 | 0
8 | 224 | 15 | 102.92 | 14.5461 | 86.9987 | 0 | 1.6679 | 0.063651 | 0.22685 | 80 | 80.7801 | 78 | 0.0040275 | 0.0089264 | 0.0010855 | 0 | 0 | 0.0075111 | 0.0070163 | 0.00060428 | 0.019253 | 0.0061421 | 9.0177e-05 | 0.0031843 | 0.002561 | 0.0026854 | 0.00056426 | 0 | 0 | 0 | 0 | 0 | 0 | 13.0576 | 0 | 0 | 0 | 0 | 0.14001 | 0 | 0 | 0 | 0 | 1.3485 | 0 | 0 | 0
8 | 224 | 16 | 104 | 5.1331 | 86.9987 | 0 | 1.6679 | 0.062173 | 0.062173 | 78 | 78.7619 | 78 | 0.0045688 | 0.010126 | 0.0012314 | 0 | 0 | 0.0054962 | 0.0054732 | 0.00068714 | 0.017853 | 0.0065297 | 0.0001023 | 0.0036122 | 0.0032441 | 0.0026854 | 0.00056426 | 0 | 0 | 0 | 0 | 0 | 0 | 3.5788 | 0 | 0 | 0 | 0 | 0.14001 | 0 | 0 | 0 | 0 | 1.4143 | 0 | 0 | 0
8 | 224 | 17 | 102.92 | 4.9531 | 86.9987 | 0 | 1.6679 | 0.054475 | 0.054475 | 78 | 78.6676 | 78 | 0.004379 | 0.0097053 | 0.0011802 | 0 | 0 | 0.0043132 | 0.0034101 | 0.00065506 | 0.013994 | 0.0058639 | 9.8046e-05 | 0.0034622 | 0.0026637 | 0.0039265 | 0.00082442 | 0 | 0 | 0 | 0 | 0 | 0 | 3.1357 | 0 | 0 | 0 | 0 | 0.14001 | 0 | 0 | 0 | 0 | 1.6774 | 0 | 0 | 0
8 | 224 | 18 | 100.94 | 4.904 | 86.9987 | 0 | 2.84 | 0.044769 | 0.044769 | 78 | 78.5487 | 78 | 0.0040311 | 0.0089341 | 0.0010864 | 0 | 0 | 0.0029074 | 0.0014394 | 0.00060419 | 0.0096473 | 0.0051538 | 9.0256e-05 | 0.0031871 | 0.0025639 | 0.0042349 | 0.00088946 | 0 | 0 | 0 | 0 | 0 | 0 | 2.577 | 0 | 0 | 0 | 0 | 0.22209 | 0 | 0 | 0 | 0 | 2.105 | 0 | 0 | 0
8 | 224 | 19 | 98.96 | 4.3492 | 86.9987 | 0 | 2.84 | 0.035702 | 0.035702 | 78 | 78.4375 | 78 | 0.0036831 | 0.008163 | 0.00099267 | 0 | 0 | 0.0017513 | 0.00031808 | 0.00055455 | 0.0053922 | 0.0037097 | 8.2466e-05 | 0.002912 | 0.0026429 | 0.0045452 | 0.0009545 | 0 | 0 | 0 | 0 | 0 | 0 | 2.055 | 0 | 0 | 0 | 0 | 0.22209 | 0 | 0 | 0 | 0 | 2.0721 | 0 | 0 | 0
8 | 224 | 20 | 96.98 | 4.1111 | 86.9987 | 0 | 2.84 | 0.03385 | 0.03385 | 78 | 78.4148 | 78 | 0.0033352 | 0.0073919 | 0.00089889 | 0 | 0 | 0 | 0 | 0.00050092 | 0.0051168 | 0.0031048 | 7.4675e-05 | 0.0026369 | 0.0021668 | 0.0071272 | 0.0014959 | 0 | 0 | 0 | 0 | 0 | 0 | 1.9484 | 0 | 0 | 0 | 0 | 0.22209 | 0 | 0 | 0 | 0 | 1.9405 | 0 | 0 | 0
8 | 224 | 21 | 95 | 3.8669 | 86.9987 | 0 | 2.84 | 0.031322 | 0.031322 | 78 | 78.3839 | 78 | 0.0029873 | 0.0066208 | 0.00080512 | 0 | 0 | 0 | 0 | 0.00044967 | 0.004583 | 0.0027812 | 6.6885e-05 | 0.0023618 | 0.0020432 | 0.0071272 | 0.0014959 | 0 | 0 | 0 | 0 | 0 | 0 | 1.8029 | 0 | 0 | 0 | 0 | 0.22209 | 0 | 0 | 0 | 0 | 1.8419 | 0 | 0 | 0
8 | 224 | 22 | 93.92 | 3.651 | 86.9987 | 0 | 2.299 | 0.029944 | 0.029944 | 78 | 78.367 | 78 | 0.0027975 | 0.0062002 | 0.00075397 | 0 | 0 | 0 | 0 | 0.00041921 | 0.0042918 | 0.002604 | 6.2636e-05 | 0.0022118 | 0.0016012 | 0.0074411 | 0.0015609 | 0 | 0 | 0 | 0 | 0 | 0 | 1.7236 | 0 | 0 | 0 | 0 | 0.18421 | 0 | 0 | 0 | 0 | 1.7432 | 0 | 0 | 0
8 | 224 | 23 | 91.04 | 3.1801 | 86.9987 | 0 | 2.299 | 0.026335 | 0.026335 | 78 | 78.3227 | 78 | 0.0022914 | 0.0050785 | 0.00061757 | 0 | 0 | 0 | 0 | 0.00034484 | 0.0035154 | 0.0021333 | 5.1305e-05 | 0.0018117 | 0.0014885 | 0.0074411 | 0.0015609 | 0 | 0 | 0 | 0 | 0 | 0 | 1.5159 | 0 | 0 | 0 | 0 | 0.18421 | 0 | 0 | 0 | 0 | 1.4801 | 0 | 0 | 0
8 | 224 | 24 | 89.96 | 2.6297 | 86.9987 | 0 | 0.38317 | 0.023675 | 0.023675 | 78 | 78.2901 | 78 | 0.0021016 | 0.0046579 | 0.00056643 | 0 | 0 | 0 | 0 | 0.00031407 | 0.0032243 | 0.001956 | 4.7056e-05 | 0.0016616 | 0.0010209 | 0.0067153 | 0.0014098 | 0 | 0 | 0 | 0 | 0 | 0 | 1.3628 | 0 | 0 | 0 | 0 | 0.050029 | 0 | 0 | 0 | 0 | 1.2169 | 0 | 0 | 0
8 | 225 | 1 | 87.98 | 1.855 | 86.9357 | 0 | 0.38376 | 0.015357 | 0.015357 | 78 | 78.1882 | 78 | 0.0017537 | 0.0038868 | 0.00047265 | 0 | 0 | 0 | 0 | 0.00026127 | 0.0026905 | 0.001632 | 3.9266e-05 | 0.0013865 | 0.00073349 | 0.0020667 | 0.00043418 | 0 | 0 | 0 | 0 | 0 | 0 | 0.88397 | 0 | 0 | 0 | 0 | 0.050115 | 0 | 0 | 0 | 0 | 0.92093 | 0 | 0 | 0
8 | 225 | 2 | 87.08 | 1.7216 | 86.9357 | 0 | 0.38376 | 0.014183 | 0.014183 | 78 | 78.1738 | 78 | 0.0015956 | 0.0035363 | 0.00043003 | 0 | 0 | 0 | 0 | 0.0002378 | 0.0024479 | 0.0014848 | 3.5725e-05 | 0.0012615 | 0.00065226 | 0.0020667 | 0.00043418 | 0 | 0 | 0 | 0 | 0 | 0 | 0.81637 | 0 | 0 | 0 | 0 | 0.050115 | 0 | 0 | 0 | 0 | 0.85515 | 0 | 0 | 0
8 | 225 | 3 | 86 | 1.6118 | 86.9357 | 0 | 0.38376 | 0.012846 | 0.012846 | 78 | 78.1574 | 78 | 0.0014058 | 0.0031157 | 0.00037888 | 0 | 0 | 0 | 0 | 0.00021002 | 0.0021567 | 0.0013084 | 3.1475e-05 | 0.0011114 | 0.00062682 | 0.0020667 | 0.00043418 | 0 | 0 | 0 | 0 | 0 | 0 | 0.73943 | 0 | 0 | 0 | 0 | 0.050115 | 0 | 0 | 0 | 0 | 0.82226 | 0 | 0 | 0
8 | 225 | 4 | 84.92 | 1.4977 | 86.9357 | 0 | 0.38376 | 0.011436 | 0.011436 | 78 | 78.1401 | 78 | 0.001216 | 0.002695 | 0.00032773 | 0 | 0 | 0 | 0 | 0.00018165 | 0.0018655 | 0.0011317 | 2.7226e-05 | 0.0009614 | 0.00052871 | 0.0020667 | 0.00043418 | 0 | 0 | 0 | 0 | 0 | 0 | 0.65826 | 0 | 0 | 0 | 0 | 0.050115 | 0 | 0 | 0 | 0 | 0.78937 | 0 | 0 | 0
8 | 225 | 5 | 84.02 | 1.4303 | 86.9357 | 0 | 0.38376 | 0.010264 | 0.010264 | 78 | 78.1258 | 78 | 0.0010578 | 0.0023445 | 0.00028511 | 0 | 0 | 0 | 0 | 0.00015803 | 0.0016229 | 0.00098455 | 2.3685e-05 | 0.00083637 | 0.00045008 | 0.0020667 | 0.00043418 | 0 | 0 | 0 | 0 | 0 | 0 | 0.5908 | 0 | 0 | 0 | 0 | 0.050115 | 0 | 0 | 0 | 0 | 0.78937 | 0 | 0 | 0
8 | 225 | 6 | 84.02 | 1.6237 | 86.9357 | 0 | 0.45148 | 0.011828 | 0.011828 | 78 | 78.145 | 78 | 0.0010578 | 0.0023445 | 0.00028511 | 0 | 0 | 0 | 0 | 0.00015719 | 0.0016229 | 0.00098432 | 2.3685e-05 | 0.00083637 | 0.00033887 | 0.0034529 | 0.00072422 | 0 | 0 | 0 | 0 | 0 | 0 | 0.68083 | 0 | 0 | 0 | 0 | 0.054866 | 0 | 0 | 0 | 0 | 0.88804 | 0 | 0 | 0
8 | 225 | 7 | 84.02 | 2.429 | 86.9357 | 0 | 3.3861 | 0.01767 | 0.01767 | 78 | 78.2166 | 78 | 0.0010578 | 0.0023445 | 0.00028511 | 0 | 0 | 0.0020783 | 0.00083844 | 0.00015677 | 0.002756 | 0.001751 | 2.3685e-05 | 0.00083637 | 0.00029327 | 0.0043383 | 0.00091055 | 0 | 0 | 0 | 0 | 0 | 0 | 1.0171 | 0 | 0 | 0 | 0 | 0.26073 | 0 | 0 | 0 | 0 | 1.1512 | 0 | 0 | 0
8 | 225 | 8 | 84.92 | 3.399 | 86.9357 | 0 | 3.3861 | 0.031093 | 0.031093 | 78 | 78.381 | 78 | 0.001216 | 0.002695 | 0.00032773 | 0 | 0 | 0.0044898 | 0.0021676 | 0.00017985 | 0.0056211 | 0.0026067 | 2.7226e-05 | 0.0009614 | 0.00030228 | 0.0086767 | 0.0018211 | 0 | 0 | 0 | 0 | 0 | 0 | 1.7897 | 0 | 0 | 0 | 0 | 0.26073 | 0 | 0 | 0 | 0 | 1.3485 | 0 | 0 | 0
8 | 225 | 9 | 86 | 1.6103 | 86.9357 | 0 | 2.9346 | 0.026811 | 0 | 78 | 78.3286 | 78.3286 | 0.0014058 | 0.0031157 | 0.00037888 | 0 | 0 | 0.0044713 | 0.001798 | 0.00020798 | 0.0053948 | 0.0024038 | 3.1475e-05 | 0.0011114 | 0.00036783 | 0.0050623 | 0.0010617 | 0 | 0 | 0 | 0 | 0 | 0 | 0 | 0 | 0 | 0 | 0 | 0.2289 | 0 | 0 | 0 | 0 | 1.3814 | 0 | 0 | 0
8 | 225 | 10 | 89.96 | 1.6429 | 86.9357 | 0 | 2.9346 | 0.046271 | 0 | 78.3286 | 78.8956 | 78.8956 | 0.0020439 | 0.0045299 | 0.00055086 | 0 | 0 | 0.0085845 | 0.006127 | 0.0003054 | 0.013493 | 0.0043365 | 4.5763e-05 | 0.001616 | 0.00088993 | 0.0030973 | 0.00065039 | 0 | 0 | 0 | 0 | 0 | 0 | 0 | 0 | 0 | 0 | 0 | 0.22862 | 0 | 0 | 0 | 0 | 1.4143 | 0 | 0 | 0
8 | 225 | 11 | 91.94 | 1.6755 | 86.9357 | 0 | 2.9346 | 0.053214 | 0 | 78.8956 | 79.5478 | 79.5478 | 0.0022922 | 0.0050802 | 0.00061778 | 0 | 0 | 0.0085907 | 0.0077078 | 0.00034041 | 0.017431 | 0.0047235 | 5.1322e-05 | 0.0018123 | 0.00081929 | 0.0030973 | 0.00065039 | 0 | 0 | 0 | 0 | 0 | 0 | 0 | 0 | 0 | 0 | 0 | 0.2283 | 0 | 0 | 0 | 0 | 1.4472 | 0 | 0 | 0
8 | 225 | 12 | 93.02 | 2.8157 | 86.9357 | 0 | 2.0768 | 0.057759 | 0.020858 | 79.5478 | 80.2556 | 80 | 0.0023674 | 0.0052469 | 0.00063804 | 0 | 0 | 0.011385 | 0.0074927 | 0.00034966 | 0.017306 | 0.0053583 | 5.3005e-05 | 0.0018717 | 0.00069271 | 0.0041315 | 0.0008666 | 0 | 0 | 0 | 0 | 0 | 0 | 1.2006 | 0 | 0 | 0 | 0 | 0.1679 | 0 | 0 | 0 | 0 | 1.4472 | 0 | 0 | 0
8 | 225 | 13 | 93.92 | 3.3405 | 86.9357 | 0 | 2.0768 | 0.030547 | 0.030547 | 80 | 80.3744 | 80 | 0.002446 | 0.0054212 | 0.00065925 | 0 | 0 | 0.0040719 | 0.0016812 | 0.00035952 | 0.0064697 | 0.0031027 | 5.4767e-05 | 0.0019339 | 0.00059919 | 0.0030973 | 0.00065039 | 0 | 0 | 0 | 0 | 0 | 0 | 1.7583 | 0 | 0 | 0 | 0 | 0.1679 | 0 | 0 | 0 | 0 | 1.4143 | 0 | 0 | 0
8 | 225 | 14 | 96.98 | 4.8993 | 86.9357 | 0 | 1.6705 | 0.058694 | 0.058694 | 80 | 80.7193 | 80 | 0.0029838 | 0.006613 | 0.00080417 | 0 | 0 | 0.0086196 | 0.0077681 | 0.0004388 | 0.019544 | 0.0055965 | 6.6807e-05 | 0.0023591 | 0.00077493 | 0.0025838 | 0.00054141 | 0 | 0 | 0 | 0 | 0 | 0 | 3.3785 | 0 | 0 | 0 | 0 | 0.1394 | 0 | 0 | 0 | 0 | 1.3814 | 0 | 0 | 0
8 | 225 | 15 | 98.06 | 14.019 | 86.9357 | 0 | 1.6705 | 0.054487 | 0.21768 | 80 | 80.6677 | 78 | 0.0031735 | 0.0070336 | 0.00085532 | 0 | 0 | 0.0096914 | 0.0055108 | 0.00046442 | 0.015186 | 0.0059502 | 7.1056e-05 | 0.0025091 | 0.00079194 | 0.0026854 | 0.00056426 | 0 | 0 | 0 | 0 | 0 | 0 | 12.5301 | 0 | 0 | 0 | 0 | 0.14038 | 0 | 0 | 0 | 0 | 1.3485 | 0 | 0 | 0
8 | 225 | 16 | 98.06 | 3.832 | 86.9357 | 0 | 1.6705 | 0.039563 | 0.039563 | 78 | 78.4849 | 78 | 0.003525 | 0.0078125 | 0.00095004 | 0 | 0 | 0.0045932 | 0.0019497 | 0.00051935 | 0.0086074 | 0.0042916 | 7.8925e-05 | 0.002787 | 0.0011988 | 0.0026854 | 0.00056426 | 0 | 0 | 0 | 0 | 0 | 0 | 2.2773 | 0 | 0 | 0 | 0 | 0.14038 | 0 | 0 | 0 | 0 | 1.4143 | 0 | 0 | 0
8 | 225 | 17 | 98.06 | 4.6347 | 86.9357 | 0 | 1.6705 | 0.048937 | 0.048937 | 78 | 78.5997 | 78 | 0.003525 | 0.0078125 | 0.00095004 | 0 | 0 | 0.0056241 | 0.0033789 | 0.00051531 | 0.012945 | 0.005605 | 7.8925e-05 | 0.002787 | 0.00096439 | 0.0039265 | 0.00082442 | 0 | 0 | 0 | 0 | 0 | 0 | 2.8169 | 0 | 0 | 0 | 0 | 0.14038 | 0 | 0 | 0 | 0 | 1.6774 | 0 | 0 | 0
8 | 225 | 18 | 96.98 | 4.2965 | 86.9357 | 0 | 2.8443 | 0.034204 | 0.034204 | 78 | 78.4192 | 78 | 0.0033352 | 0.0073919 | 0.00089889 | 0 | 0 | 0.0023995 | 0.0009294 | 0.00048842 | 0.0065314 | 0.0034474 | 7.4675e-05 | 0.0026369 | 0.00094563 | 0.0042349 | 0.00088946 | 0 | 0 | 0 | 0 | 0 | 0 | 1.9688 | 0 | 0 | 0 | 0 | 0.22273 | 0 | 0 | 0 | 0 | 2.105 | 0 | 0 | 0
8 | 225 | 19 | 95 | 3.8904 | 86.9357 | 0 | 2.8443 | 0.02772 | 0.02772 | 78 | 78.3397 | 78 | 0.0029873 | 0.0066208 | 0.00080512 | 0 | 0 | 0.00075412 | 0.0002921 | 0.00043797 | 0.004491 | 0.0025606 | 6.6885e-05 | 0.0023618 | 0.00084218 | 0.0045452 | 0.0009545 | 0 | 0 | 0 | 0 | 0 | 0 | 1.5956 | 0 | 0 | 0 | 0 | 0.22273 | 0 | 0 | 0 | 0 | 2.0721 | 0 | 0 | 0
8 | 225 | 20 | 93.02 | 3.7413 | 86.9357 | 0 | 2.8443 | 0.027415 | 0.027415 | 78 | 78.336 | 78 | 0.0026393 | 0.0058496 | 0.00071135 | 0 | 0 | 0 | 0 | 0.00038343 | 0.0040492 | 0.0024537 | 5.9095e-05 | 0.0020867 | 0.00055927 | 0.0071272 | 0.0014959 | 0 | 0 | 0 | 0 | 0 | 0 | 1.578 | 0 | 0 | 0 | 0 | 0.22273 | 0 | 0 | 0 | 0 | 1.9405 | 0 | 0 | 0
8 | 225 | 21 | 89.96 | 3.4343 | 86.9357 | 0 | 2.8443 | 0.023795 | 0.023795 | 78 | 78.2916 | 78 | 0.0021016 | 0.0046579 | 0.00056643 | 0 | 0 | 0 | 0 | 0.00031037 | 0.0032243 | 0.001955 | 4.7056e-05 | 0.0016616 | 0.00064777 | 0.0071272 | 0.0014959 | 0 | 0 | 0 | 0 | 0 | 0 | 1.3697 | 0 | 0 | 0 | 0 | 0.22273 | 0 | 0 | 0 | 0 | 1.8419 | 0 | 0 | 0
8 | 225 | 22 | 87.08 | 3.0953 | 86.9357 | 0 | 2.3025 | 0.02028 | 0.02028 | 78 | 78.2485 | 78 | 0.0015956 | 0.0035363 | 0.00043003 | 0 | 0 | 0 | 0 | 0.0002329 | 0.0024479 | 0.0014835 | 3.5725e-05 | 0.0012615 | 0.00025502 | 0.0074411 | 0.0015609 | 0 | 0 | 0 | 0 | 0 | 0 | 1.1674 | 0 | 0 | 0 | 0 | 0.18472 | 0 | 0 | 0 | 0 | 1.7432 | 0 | 0 | 0
8 | 225 | 23 | 86 | 2.7515 | 86.9357 | 0 | 2.3025 | 0.01888 | 0.01888 | 78 | 78.2314 | 78 | 0.0014058 | 0.0031157 | 0.00037888 | 0 | 0 | 0 | 0 | 0.0002038 | 0.0021567 | 0.0013066 | 3.1475e-05 | 0.0011114 | 0.00016732 | 0.0074411 | 0.0015609 | 0 | 0 | 0 | 0 | 0 | 0 | 1.0867 | 0 | 0 | 0 | 0 | 0.18472 | 0 | 0 | 0 | 0 | 1.4801 | 0 | 0 | 0
8 | 225 | 24 | 86 | 2.3034 | 86.9357 | 0 | 0.38376 | 0.018004 | 0.018004 | 78 | 78.2206 | 78 | 0.0014058 | 0.0031157 | 0.00037888 | 0 | 0 | 0 | 0 | 0.00020454 | 0.0021567 | 0.0013068 | 3.1475e-05 | 0.0011114 | 0.00016732 | 0.0067153 | 0.0014098 | 0 | 0 | 0 | 0 | 0 | 0 | 1.0363 | 0 | 0 | 0 | 0 | 0.050115 | 0 | 0 | 0 | 0 | 1.2169 | 0 | 0 | 0
8 | 226 | 1 | 84.02 | 1.543 | 86.8687 | 0 | 0.38437 | 0.0099341 | 0.0099341 | 78 | 78.1217 | 78 | 0.0010578 | 0.0023445 | 0.00028511 | 0 | 0 | 0 | 0 | 0.00015429 | 0.0016229 | 0.00098353 | 2.3685e-05 | 0.00083637 | 0.00012503 | 0.0020667 | 0.00043418 | 0 | 0 | 0 | 0 | 0 | 0 | 0.57182 | 0 | 0 | 0 | 0 | 0.050205 | 0 | 0 | 0 | 0 | 0.92093 | 0 | 0 | 0
8 | 226 | 2 | 84.02 | 1.4772 | 86.8687 | 0 | 0.38437 | 0.0099344 | 0.0099344 | 78 | 78.1217 | 78 | 0.0010578 | 0.0023445 | 0.00028511 | 0 | 0 | 0 | 0 | 0.0001545 | 0.0016229 | 0.00098357 | 2.3685e-05 | 0.00083637 | 0.00012503 | 0.0020667 | 0.00043418 | 0 | 0 | 0 | 0 | 0 | 0 | 0.57184 | 0 | 0 | 0 | 0 | 0.050205 | 0 | 0 | 0 | 0 | 0.85515 | 0 | 0 | 0
8 | 226 | 3 | 82.04 | 1.3035 | 86.8687 | 0 | 0.38437 | 0.0074885 | 0.0074885 | 78 | 78.0918 | 78 | 0.00070992 | 0.0015734 | 0.00019133 | 0 | 0 | 0 | 0 | 0.000104 | 0.0010891 | 0.00066016 | 1.5895e-05 | 0.00056128 | 8.2561e-05 | 0.0020667 | 0.00043418 | 0 | 0 | 0 | 0 | 0 | 0 | 0.43105 | 0 | 0 | 0 | 0 | 0.050205 | 0 | 0 | 0 | 0 | 0.82226 | 0 | 0 | 0
8 | 226 | 4 | 82.04 | 1.2706 | 86.8687 | 0 | 0.38437 | 0.0074885 | 0.0074885 | 78 | 78.0918 | 78 | 0.00070992 | 0.0015734 | 0.00019133 | 0 | 0 | 0 | 0 | 0.00010397 | 0.0010891 | 0.00066015 | 1.5895e-05 | 0.00056128 | 8.2561e-05 | 0.0020667 | 0.00043418 | 0 | 0 | 0 | 0 | 0 | 0 | 0.43105 | 0 | 0 | 0 | 0 | 0.050205 | 0 | 0 | 0 | 0 | 0.78937 | 0 | 0 | 0
8 | 226 | 5 | 80.96 | 1.1917 | 86.8687 | 0 | 0.38437 | 0.0061175 | 0.0061175 | 78 | 78.075 | 78 | 0.00052014 | 0.0011528 | 0.00014019 | 0 | 0 | 0 | 0 | 7.531e-05 | 0.00079798 | 0.00048345 | 1.1646e-05 | 0.00041124 | 2.3934e-05 | 0.0020667 | 0.00043418 | 0 | 0 | 0 | 0 | 0 | 0 | 0.35213 | 0 | 0 | 0 | 0 | 0.050205 | 0 | 0 | 0 | 0 | 0.78937 | 0 | 0 | 0
8 | 226 | 6 | 80.06 | 1.3287 | 86.8687 | 0 | 0.4522 | 0.0067001 | 0.0067001 | 78 | 78.0821 | 78 | 0.00036199 | 0.00080228 | 9.7562e-05 | 0 | 0 | 0 | 0 | 5.2778e-05 | 0.00055535 | 0.00033655 | 8.1049e-06 | 0.0002862 | 2.2191e-05 | 0.0034529 | 0.00072422 | 0 | 0 | 0 | 0 | 0 | 0 | 0.38567 | 0 | 0 | 0 | 0 | 0.054972 | 0 | 0 | 0 | 0 | 0.88804 | 0 | 0 | 0
8 | 226 | 7 | 80.06 | 1.9532 | 86.8687 | 0 | 3.3915 | 0.0093906 | 0.0093906 | 78 | 78.1151 | 78 | 0.00036199 | 0.00080228 | 9.7562e-05 | 0 | 0 | 0.0017631 | 0.00069941 | 5.2783e-05 | 0.00013892 | -9.0855e-05 | 8.1049e-06 | 0.0002862 | 2.2191e-05 | 0.0043383 | 0.00091055 | 0 | 0 | 0 | 0 | 0 | 0 | 0.54053 | 0 | 0 | 0 | 0 | 0.26153 | 0 | 0 | 0 | 0 | 1.1512 | 0 | 0 | 0
8 | 226 | 8 | 82.94 | 3.1807 | 86.8687 | 0 | 3.3915 | 0.027288 | 0.027288 | 78 | 78.3344 | 78 | 0.00086806 | 0.0019239 | 0.00023396 | 0 | 0 | 0.0045646 | 0.0023967 | 0.00012821 | 0.0041596 | 0.0016458 | 1.9436e-05 | 0.00068632 | 0.00016313 | 0.0086767 | 0.0018211 | 0 | 0 | 0 | 0 | 0 | 0 | 1.5707 | 0 | 0 | 0 | 0 | 0.26153 | 0 | 0 | 0 | 0 | 1.3485 | 0 | 0 | 0
8 | 226 | 9 | 84.92 | 1.6109 | 86.8687 | 0 | 2.9393 | 0.035044 | 0 | 78 | 78.4295 | 78.4295 | 0.001216 | 0.002695 | 0.00032773 | 0 | 0 | 0.0061699 | 0.0048626 | 0.00017953 | 0.0092948 | 0.0029269 | 2.7226e-05 | 0.0009614 | 0.00025923 | 0.0050623 | 0.0010617 | 0 | 0 | 0 | 0 | 0 | 0 | 0 | 0 | 0 | 0 | 0 | 0.22954 | 0 | 0 | 0 | 0 | 1.3814 | 0 | 0 | 0
8 | 226 | 10 | 89.96 | 1.6436 | 86.8687 | 0 | 2.9393 | 0.044356 | 0 | 78.4295 | 78.9731 | 78.9731 | 0.0020262 | 0.0044906 | 0.00054609 | 0 | 0 | 0.0074536 | 0.0063671 | 0.00030005 | 0.013388 | 0.003843 | 4.5366e-05 | 0.0016019 | 0.00054644 | 0.0030973 | 0.00065039 | 0 | 0 | 0 | 0 | 0 | 0 | 0 | 0 | 0 | 0 | 0 | 0.22928 | 0 | 0 | 0 | 0 | 1.4143 | 0 | 0 | 0
8 | 226 | 11 | 93.02 | 1.6761 | 86.8687 | 0 | 2.9393 | 0.053348 | 0 | 78.9731 | 79.6268 | 79.6268 | 0.0024683 | 0.0054707 | 0.00066526 | 0 | 0 | 0.0086754 | 0.0078328 | 0.00036515 | 0.017032 | 0.0043448 | 5.5267e-05 | 0.0019516 | 0.00073877 | 0.0030973 | 0.00065039 | 0 | 0 | 0 | 0 | 0 | 0 | 0 | 0 | 0 | 0 | 0 | 0.22896 | 0 | 0 | 0 | 0 | 1.4472 | 0 | 0 | 0
8 | 226 | 12 | 95 | 3.2442 | 86.8687 | 0 | 2.0801 | 0.058742 | 0.028293 | 79.6268 | 80.3467 | 80 | 0.0027014 | 0.0059872 | 0.00072807 | 0 | 0 | 0.0089194 | 0.0086328 | 0.00039848 | 0.019145 | 0.0042621 | 6.0485e-05 | 0.0021358 | 0.00077363 | 0.0041315 | 0.0008666 | 0 | 0 | 0 | 0 | 0 | 0 | 1.6286 | 0 | 0 | 0 | 0 | 0.16839 | 0 | 0 | 0 | 0 | 1.4472 | 0 | 0 | 0
8 | 226 | 13 | 98.96 | 5.234 | 86.8687 | 0 | 2.0801 | 0.063435 | 0.063435 | 80 | 80.7774 | 80 | 0.0033317 | 0.0073841 | 0.00089795 | 0 | 0 | 0.0089947 | 0.0089599 | 0.00049061 | 0.021103 | 0.0048725 | 7.4597e-05 | 0.0026341 | 0.00094385 | 0.0030973 | 0.00065039 | 0 | 0 | 0 | 0 | 0 | 0 | 3.6514 | 0 | 0 | 0 | 0 | 0.16839 | 0 | 0 | 0 | 0 | 1.4143 | 0 | 0 | 0
8 | 226 | 14 | 100.94 | 5.2371 | 86.8687 | 0 | 1.6732 | 0.064555 | 0.064555 | 80 | 80.7911 | 80 | 0.0036796 | 0.0081552 | 0.00099172 | 0 | 0 | 0.0084373 | 0.008252 | 0.00054327 | 0.021133 | 0.0059583 | 8.2387e-05 | 0.0029092 | 0.0012875 | 0.0025838 | 0.00054141 | 0 | 0 | 0 | 0 | 0 | 0 | 3.7159 | 0 | 0 | 0 | 0 | 0.13979 | 0 | 0 | 0 | 0 | 1.3814 | 0 | 0 | 0
8 | 226 | 15 | 100.94 | 14.4266 | 86.8687 | 0 | 1.6732 | 0.061562 | 0.22476 | 80 | 80.7545 | 78 | 0.0036796 | 0.0081552 | 0.00099172 | 0 | 0 | 0.0068949 | 0.0072088 | 0.00055062 | 0.019699 | 0.0060367 | 8.2387e-05 | 0.0029092 | 0.0021042 | 0.0026854 | 0.00056426 | 0 | 0 | 0 | 0 | 0 | 0 | 12.9374 | 0 | 0 | 0 | 0 | 0.14077 | 0 | 0 | 0 | 0 | 1.3485 | 0 | 0 | 0
8 | 226 | 16 | 100.04 | 4.7903 | 86.8687 | 0 | 1.6732 | 0.056205 | 0.056205 | 78 | 78.6888 | 78 | 0.0038729 | 0.0085836 | 0.0010438 | 0 | 0 | 0.0052185 | 0.0054818 | 0.00057307 | 0.017291 | 0.00612 | 8.6715e-05 | 0.003062 | 0.0016216 | 0.0026854 | 0.00056426 | 0 | 0 | 0 | 0 | 0 | 0 | 3.2352 | 0 | 0 | 0 | 0 | 0.14077 | 0 | 0 | 0 | 0 | 1.4143 | 0 | 0 | 0
8 | 226 | 17 | 100.04 | 4.7405 | 86.8687 | 0 | 1.6732 | 0.05077 | 0.05077 | 78 | 78.6222 | 78 | 0.0038729 | 0.0085836 | 0.0010438 | 0 | 0 | 0.0038357 | 0.0034288 | 0.00057653 | 0.013936 | 0.0056958 | 8.6715e-05 | 0.003062 | 0.001897 | 0.0039265 | 0.00082442 | 0 | 0 | 0 | 0 | 0 | 0 | 2.9224 | 0 | 0 | 0 | 0 | 0.14077 | 0 | 0 | 0 | 0 | 1.6774 | 0 | 0 | 0
8 | 226 | 18 | 98.96 | 4.7778 | 86.8687 | 0 | 2.8489 | 0.042553 | 0.042553 | 78 | 78.5215 | 78 | 0.0036831 | 0.008163 | 0.00099267 | 0 | 0 | 0.0027523 | 0.0013729 | 0.00054951 | 0.0097317 | 0.005244 | 8.2466e-05 | 0.002912 | 0.0019452 | 0.0042349 | 0.00088946 | 0 | 0 | 0 | 0 | 0 | 0 | 2.4494 | 0 | 0 | 0 | 0 | 0.2234 | 0 | 0 | 0 | 0 | 2.105 | 0 | 0 | 0
8 | 226 | 19 | 96.08 | 4.1017 | 86.8687 | 0 | 2.8489 | 0.031379 | 0.031379 | 78 | 78.3846 | 78 | 0.003177 | 0.0070414 | 0.00085627 | 0 | 0 | 0.0016569 | 0.00030445 | 0.00047064 | 0.0050111 | 0.003471 | 7.1134e-05 | 0.0025119 | 0.0013078 | 0.0045452 | 0.0009545 | 0 | 0 | 0 | 0 | 0 | 0 | 1.8062 | 0 | 0 | 0 | 0 | 0.2234 | 0 | 0 | 0 | 0 | 2.0721 | 0 | 0 | 0
8 | 226 | 20 | 93.02 | 3.7573 | 86.8687 | 0 | 2.8489 | 0.027682 | 0.027682 | 78 | 78.3392 | 78 | 0.0026393 | 0.0058496 | 0.00071135 | 0 | 0 | 0 | 0 | 0.00038851 | 0.0040492 | 0.0024552 | 5.9095e-05 | 0.0020867 | 0.0008196 | 0.0071272 | 0.0014959 | 0 | 0 | 0 | 0 | 0 | 0 | 1.5934 | 0 | 0 | 0 | 0 | 0.2234 | 0 | 0 | 0 | 0 | 1.9405 | 0 | 0 | 0
8 | 226 | 21 | 93.02 | 3.6637 | 86.8687 | 0 | 2.8489 | 0.027769 | 0.027769 | 78 | 78.3403 | 78 | 0.0026393 | 0.0058496 | 0.00071135 | 0 | 0 | 0 | 0 | 0.00039061 | 0.0040492 | 0.0024554 | 5.9095e-05 | 0.0020867 | 0.00090503 | 0.0071272 | 0.0014959 | 0 | 0 | 0 | 0 | 0 | 0 | 1.5984 | 0 | 0 | 0 | 0 | 0.2234 | 0 | 0 | 0 | 0 | 1.8419 | 0 | 0 | 0
8 | 226 | 22 | 91.04 | 3.4054 | 86.8687 | 0 | 2.3062 | 0.025658 | 0.025658 | 78 | 78.3144 | 78 | 0.0022914 | 0.0050785 | 0.00061757 | 0 | 0 | 0 | 0 | 0.00033946 | 0.0035154 | 0.0021318 | 5.1305e-05 | 0.0018117 | 0.0008189 | 0.0074411 | 0.0015609 | 0 | 0 | 0 | 0 | 0 | 0 | 1.4769 | 0 | 0 | 0 | 0 | 0.18526 | 0 | 0 | 0 | 0 | 1.7432 | 0 | 0 | 0
8 | 226 | 23 | 89.96 | 3.0614 | 86.8687 | 0 | 2.3062 | 0.024254 | 0.024254 | 78 | 78.2972 | 78 | 0.0021016 | 0.0046579 | 0.00056643 | 0 | 0 | 0 | 0 | 0.00031148 | 0.0032243 | 0.0019553 | 4.7056e-05 | 0.0016616 | 0.00072594 | 0.0074411 | 0.0015609 | 0 | 0 | 0 | 0 | 0 | 0 | 1.3961 | 0 | 0 | 0 | 0 | 0.18526 | 0 | 0 | 0 | 0 | 1.4801 | 0 | 0 | 0
8 | 226 | 24 | 87.98 | 2.4577 | 86.8687 | 0 | 0.38437 | 0.020684 | 0.020684 | 78 | 78.2535 | 78 | 0.0017537 | 0.0038868 | 0.00047265 | 0 | 0 | 0 | 0 | 0.00025815 | 0.0026905 | 0.0016311 | 3.9266e-05 | 0.0013865 | 0.00044023 | 0.0067153 | 0.0014098 | 0 | 0 | 0 | 0 | 0 | 0 | 1.1906 | 0 | 0 | 0 | 0 | 0.050205 | 0 | 0 | 0 | 0 | 1.2169 | 0 | 0 | 0
8 | 227 | 1 | 87.08 | 1.7751 | 86.7978 | 0 | 0.38502 | 0.013966 | 0.013966 | 78 | 78.1712 | 78 | 0.0015956 | 0.0035363 | 0.00043003 | 0 | 0 | 0 | 0 | 0.00023576 | 0.0024479 | 0.0014843 | 3.5725e-05 | 0.0012615 | 0.00043807 | 0.0020667 | 0.00043418 | 0 | 0 | 0 | 0 | 0 | 0 | 0.80389 | 0 | 0 | 0 | 0 | 0.050302 | 0 | 0 | 0 | 0 | 0.92093 | 0 | 0 | 0
8 | 227 | 2 | 84.92 | 1.548 | 86.7978 | 0 | 0.38502 | 0.011163 | 0.011163 | 78 | 78.1368 | 78 | 0.001216 | 0.002695 | 0.00032773 | 0 | 0 | 0 | 0 | 0.00017912 | 0.0018655 | 0.001131 | 2.7226e-05 | 0.0009614 | 0.00025923 | 0.0020667 | 0.00043418 | 0 | 0 | 0 | 0 | 0 | 0 | 0.64257 | 0 | 0 | 0 | 0 | 0.050302 | 0 | 0 | 0 | 0 | 0.85515 | 0 | 0 | 0
8 | 227 | 3 | 82.94 | 1.373 | 86.7978 | 0 | 0.38502 | 0.0086947 | 0.0086947 | 78 | 78.1066 | 78 | 0.00086806 | 0.0019239 | 0.00023396 | 0 | 0 | 0 | 0 | 0.00012826 | 0.0013318 | 0.00080753 | 1.9436e-05 | 0.00068632 | 0.00019462 | 0.0020667 | 0.00043418 | 0 | 0 | 0 | 0 | 0 | 0 | 0.50048 | 0 | 0 | 0 | 0 | 0.050302 | 0 | 0 | 0 | 0 | 0.82226 | 0 | 0 | 0
8 | 227 | 4 | 82.04 | 1.2827 | 86.7978 | 0 | 0.38502 | 0.0076959 | 0.0076959 | 78 | 78.0943 | 78 | 0.00070992 | 0.0015734 | 0.00019133 | 0 | 0 | 0 | 0 | 0.00010604 | 0.0010891 | 0.00066073 | 1.5895e-05 | 0.00056128 | 0.0002873 | 0.0020667 | 0.00043418 | 0 | 0 | 0 | 0 | 0 | 0 | 0.44298 | 0 | 0 | 0 | 0 | 0.050302 | 0 | 0 | 0 | 0 | 0.78937 | 0 | 0 | 0
8 | 227 | 5 | 80.96 | 1.1977 | 86.7978 | 0 | 0.38502 | 0.0062208 | 0.0062208 | 78 | 78.0762 | 78 | 0.00052014 | 0.0011528 | 0.00014019 | 0 | 0 | 0 | 0 | 7.7046e-05 | 0.00079798 | 0.00048392 | 1.1646e-05 | 0.00041124 | 0.00012502 | 0.0020667 | 0.00043418 | 0 | 0 | 0 | 0 | 0 | 0 | 0.35808 | 0 | 0 | 0 | 0 | 0.050302 | 0 | 0 | 0 | 0 | 0.78937 | 0 | 0 | 0
8 | 227 | 6 | 78.98 | 1.2538 | 86.7978 | 0 | 0.45297 | 0.0053972 | 0.0053972 | 78 | 78.0661 | 78 | 0.00017221 | 0.00038167 | 4.6413e-05 | 0 | 0 | 0 | 0 | 2.546e-05 | 0.0002642 | 0.0001602 | 3.8557e-06 | 0.00013615 | 2.9893e-05 | 0.0034529 | 0.00072422 | 0 | 0 | 0 | 0 | 0 | 0 | 0.31067 | 0 | 0 | 0 | 0 | 0.055085 | 0 | 0 | 0 | 0 | 0.88804 | 0 | 0 | 0
8 | 227 | 7 | 78.98 | 1.902 | 86.7978 | 0 | 3.3973 | 0.008486 | 0.008486 | 78 | 78.104 | 78 | 0.00017221 | 0.00038167 | 4.6413e-05 | 0 | 0 | 0.0018068 | 0.00072064 | 2.5724e-05 | -1.0947e-05 | -0.00010944 | 3.8557e-06 | 0.00013615 | 6.4038e-05 | 0.0043383 | 0.00091055 | 0 | 0 | 0 | 0 | 0 | 0 | 0.48847 | 0 | 0 | 0 | 0 | 0.26238 | 0 | 0 | 0 | 0 | 1.1512 | 0 | 0 | 0
8 | 227 | 8 | 80.96 | 3.0732 | 86.7978 | 0 | 3.3973 | 0.025405 | 0.025405 | 78 | 78.3113 | 78 | 0.00052014 | 0.0011528 | 0.00014019 | 0 | 0 | 0.0044785 | 0.0024878 | 7.8328e-05 | 0.0038764 | 0.0014596 | 1.1646e-05 | 0.00041124 | 0.00029033 | 0.0086767 | 0.0018211 | 0 | 0 | 0 | 0 | 0 | 0 | 1.4623 | 0 | 0 | 0 | 0 | 0.26238 | 0 | 0 | 0 | 0 | 1.3485 | 0 | 0 | 0
8 | 227 | 9 | 82.94 | 1.6117 | 86.7978 | 0 | 2.9443 | 0.032134 | 0 | 78 | 78.3938 | 78.3938 | 0.00086806 | 0.0019239 | 0.00023396 | 0 | 0 | 0.0064216 | 0.0045436 | 0.00012911 | 0.0083392 | 0.0025779 | 1.9436e-05 | 0.00068632 | 0.00026735 | 0.0050623 | 0.0010617 | 0 | 0 | 0 | 0 | 0 | 0 | 0 | 0 | 0 | 0 | 0 | 0.2303 | 0 | 0 | 0 | 0 | 1.3814 | 0 | 0 | 0
8 | 227 | 10 | 87.08 | 1.6443 | 86.7978 | 0 | 2.9443 | 0.04239 | 0 | 78.3938 | 78.9133 | 78.9133 | 0.0015264 | 0.0033829 | 0.00041138 | 0 | 0 | 0.0076675 | 0.0067012 | 0.00022738 | 0.013381 | 0.0035692 | 3.4175e-05 | 0.0012068 | 0.00053467 | 0.0030973 | 0.00065039 | 0 | 0 | 0 | 0 | 0 | 0 | 0 | 0 | 0 | 0 | 0 | 0.23004 | 0 | 0 | 0 | 0 | 1.4143 | 0 | 0 | 0
8 | 227 | 11 | 89.06 | 1.6769 | 86.7978 | 0 | 2.9443 | 0.048904 | 0 | 78.9133 | 79.5126 | 79.5126 | 0.001783 | 0.0039517 | 0.00048055 | 0 | 0 | 0.008437 | 0.0080291 | 0.0002647 | 0.016479 | 0.0037017 | 3.9921e-05 | 0.0014097 | 0.00057955 | 0.0030973 | 0.00065039 | 0 | 0 | 0 | 0 | 0 | 0 | 0 | 0 | 0 | 0 | 0 | 0.22975 | 0 | 0 | 0 | 0 | 1.4472 | 0 | 0 | 0
8 | 227 | 12 | 91.94 | 2.514 | 86.7978 | 0 | 2.0837 | 0.055367 | 0.015599 | 79.5126 | 80.1912 | 80 | 0.0021838 | 0.0048399 | 0.00058856 | 0 | 0 | 0.0094456 | 0.0084611 | 0.00032447 | 0.018063 | 0.003921 | 4.8895e-05 | 0.0017265 | 0.00076565 | 0.0041315 | 0.0008666 | 0 | 0 | 0 | 0 | 0 | 0 | 0.89787 | 0 | 0 | 0 | 0 | 0.16891 | 0 | 0 | 0 | 0 | 1.4472 | 0 | 0 | 0
8 | 227 | 13 | 95 | 4.9708 | 86.7978 | 0 | 2.0837 | 0.058853 | 0.058853 | 80 | 80.7213 | 80 | 0.0026358 | 0.0058419 | 0.0007104 | 0 | 0 | 0.0091829 | 0.0088996 | 0.0003927 | 0.019959 | 0.0042376 | 5.9016e-05 | 0.002084 | 0.0011025 | 0.0030973 | 0.00065039 | 0 | 0 | 0 | 0 | 0 | 0 | 3.3876 | 0 | 0 | 0 | 0 | 0.16891 | 0 | 0 | 0 | 0 | 1.4143 | 0 | 0 | 0
8 | 227 | 14 | 96.08 | 4.8366 | 86.7978 | 0 | 1.676 | 0.05759 | 0.05759 | 80 | 80.7058 | 80 | 0.0028256 | 0.0062625 | 0.00076155 | 0 | 0 | 0.0080364 | 0.0083276 | 0.00041849 | 0.019731 | 0.0048027 | 6.3266e-05 | 0.002234 | 0.0010021 | 0.0025838 | 0.00054141 | 0 | 0 | 0 | 0 | 0 | 0 | 3.315 | 0 | 0 | 0 | 0 | 0.14021 | 0 | 0 | 0 | 0 | 1.3814 | 0 | 0 | 0
8 | 227 | 15 | 96.98 | 14.0624 | 86.7978 | 0 | 1.676 | 0.055227 | 0.21842 | 80 | 80.6768 | 78 | 0.0029838 | 0.006613 | 0.00080417 | 0 | 0 | 0.0070029 | 0.0071541 | 0.00044194 | 0.018267 | 0.0051969 | 6.6807e-05 | 0.0023591 | 0.0010878 | 0.0026854 | 0.00056426 | 0 | 0 | 0 | 0 | 0 | 0 | 12.5727 | 0 | 0 | 0 | 0 | 0.14119 | 0 | 0 | 0 | 0 | 1.3485 | 0 | 0 | 0
8 | 227 | 16 | 96.98 | 4.5352 | 86.7978 | 0 | 1.676 | 0.051766 | 0.051766 | 78 | 78.6344 | 78 | 0.0033352 | 0.0073919 | 0.00089889 | 0 | 0 | 0.0054476 | 0.0054302 | 0.00049621 | 0.015927 | 0.005346 | 7.4675e-05 | 0.0026369 | 0.0015316 | 0.0026854 | 0.00056426 | 0 | 0 | 0 | 0 | 0 | 0 | 2.9797 | 0 | 0 | 0 | 0 | 0.14119 | 0 | 0 | 0 | 0 | 1.4143 | 0 | 0 | 0
8 | 227 | 17 | 96.98 | 4.4445 | 86.7978 | 0 | 1.676 | 0.045619 | 0.045619 | 78 | 78.5591 | 78 | 0.0033352 | 0.0073919 | 0.00089889 | 0 | 0 | 0.0039697 | 0.0033579 | 0.00049505 | 0.012435 | 0.0048689 | 7.4675e-05 | 0.0026369 | 0.0014043 | 0.0039265 | 0.00082442 | 0 | 0 | 0 | 0 | 0 | 0 | 2.6259 | 0 | 0 | 0 | 0 | 0.14119 | 0 | 0 | 0 | 0 | 1.6774 | 0 | 0 | 0
8 | 227 | 18 | 96.08 | 4.508 | 86.7978 | 0 | 2.8537 | 0.037854 | 0.037854 | 78 | 78.4639 | 78 | 0.003177 | 0.0070414 | 0.00085627 | 0 | 0 | 0.0027285 | 0.0013461 | 0.00047249 | 0.0085513 | 0.0045435 | 7.1134e-05 | 0.0025119 | 0.0014299 | 0.0042349 | 0.00088946 | 0 | 0 | 0 | 0 | 0 | 0 | 2.1789 | 0 | 0 | 0 | 0 | 0.22411 | 0 | 0 | 0 | 0 | 2.105 | 0 | 0 | 0
8 | 227 | 19 | 93.92 | 3.9276 | 86.7978 | 0 | 2.8537 | 0.028343 | 0.028343 | 78 | 78.3473 | 78 | 0.0027975 | 0.0062002 | 0.00075397 | 0 | 0 | 0.0016399 | 0.00031921 | 0.00041451 | 0.0043332 | 0.0030229 | 6.2636e-05 | 0.0022118 | 0.0010873 | 0.0045452 | 0.0009545 | 0 | 0 | 0 | 0 | 0 | 0 | 1.6314 | 0 | 0 | 0 | 0 | 0.22411 | 0 | 0 | 0 | 0 | 2.0721 | 0 | 0 | 0
8 | 227 | 20 | 91.04 | 3.6148 | 86.7978 | 0 | 2.8537 | 0.025194 | 0.025194 | 78 | 78.3088 | 78 | 0.0022914 | 0.0050785 | 0.00061757 | 0 | 0 | 0 | 0 | 0.00033838 | 0.0035154 | 0.0021317 | 5.1305e-05 | 0.0018117 | 0.00073459 | 0.0071272 | 0.0014959 | 0 | 0 | 0 | 0 | 0 | 0 | 1.4502 | 0 | 0 | 0 | 0 | 0.22411 | 0 | 0 | 0 | 0 | 1.9405 | 0 | 0 | 0
8 | 227 | 21 | 89.06 | 3.3688 | 86.7978 | 0 | 2.8537 | 0.022633 | 0.022633 | 78 | 78.2774 | 78 | 0.0019435 | 0.0043074 | 0.0005238 | 0 | 0 | 0 | 0 | 0.00028702 | 0.0029816 | 0.0018079 | 4.3515e-05 | 0.0015366 | 0.0005788 | 0.0071272 | 0.0014959 | 0 | 0 | 0 | 0 | 0 | 0 | 1.3028 | 0 | 0 | 0 | 0 | 0.22411 | 0 | 0 | 0 | 0 | 1.8419 | 0 | 0 | 0
8 | 227 | 22 | 87.98 | 3.1817 | 86.7978 | 0 | 2.3101 | 0.021763 | 0.021763 | 78 | 78.2667 | 78 | 0.0017537 | 0.0038868 | 0.00047265 | 0 | 0 | 0 | 0 | 0.00026056 | 0.0026905 | 0.0016318 | 3.9266e-05 | 0.0013865 | 0.00063931 | 0.0074411 | 0.0015609 | 0 | 0 | 0 | 0 | 0 | 0 | 1.2527 | 0 | 0 | 0 | 0 | 0.18584 | 0 | 0 | 0 | 0 | 1.7432 | 0 | 0 | 0
8 | 227 | 23 | 86 | 2.7676 | 86.7978 | 0 | 2.3101 | 0.01914 | 0.01914 | 78 | 78.2346 | 78 | 0.0014058 | 0.0031157 | 0.00037888 | 0 | 0 | 0 | 0 | 0.00020822 | 0.0021567 | 0.0013079 | 3.1475e-05 | 0.0011114 | 0.00042235 | 0.0074411 | 0.0015609 | 0 | 0 | 0 | 0 | 0 | 0 | 1.1017 | 0 | 0 | 0 | 0 | 0.18584 | 0 | 0 | 0 | 0 | 1.4801 | 0 | 0 | 0
8 | 227 | 24 | 84.02 | 2.1727 | 86.7978 | 0 | 0.38502 | 0.01573 | 0.01573 | 78 | 78.1928 | 78 | 0.0010578 | 0.0023445 | 0.00028511 | 0 | 0 | 0 | 0 | 0.00015672 | 0.0016229 | 0.00098419 | 2.3685e-05 | 0.00083637 | 0.00029327 | 0.0067153 | 0.0014098 | 0 | 0 | 0 | 0 | 0 | 0 | 0.90542 | 0 | 0 | 0 | 0 | 0.050302 | 0 | 0 | 0 | 0 | 1.2169 | 0 | 0 | 0
8 | 228 | 1 | 82.04 | 1.4064 | 86.7229 | 0 | 0.38571 | 0.0075583 | 0.0075583 | 78 | 78.0926 | 78 | 0.00070992 | 0.0015734 | 0.00019133 | 0 | 0 | 0 | 0 | 0.00010491 | 0.0010891 | 0.00066042 | 1.5895e-05 | 0.00056128 | 0.00015116 | 0.0020667 | 0.00043418 | 0 | 0 | 0 | 0 | 0 | 0 | 0.43506 | 0 | 0 | 0 | 0 | 0.050403 | 0 | 0 | 0 | 0 | 0.92093 | 0 | 0 | 0
8 | 228 | 2 | 80.96 | 1.2612 | 86.7229 | 0 | 0.38571 | 0.0061795 | 0.0061795 | 78 | 78.0757 | 78 | 0.00052014 | 0.0011528 | 0.00014019 | 0 | 0 | 0 | 0 | 7.6598e-05 | 0.00079798 | 0.00048379 | 1.1646e-05 | 0.00041124 | 8.4253e-05 | 0.0020667 | 0.00043418 | 0 | 0 | 0 | 0 | 0 | 0 | 0.3557 | 0 | 0 | 0 | 0 | 0.050403 | 0 | 0 | 0 | 0 | 0.85515 | 0 | 0 | 0
8 | 228 | 3 | 80.06 | 1.1663 | 86.7229 | 0 | 0.38571 | 0.0051022 | 0.0051022 | 78 | 78.0625 | 78 | 0.00036199 | 0.00080228 | 9.7562e-05 | 0 | 0 | 0 | 0 | 5.3767e-05 | 0.00055535 | 0.00033682 | 8.1049e-06 | 0.0002862 | 9.9294e-05 | 0.0020667 | 0.00043418 | 0 | 0 | 0 | 0 | 0 | 0 | 0.29369 | 0 | 0 | 0 | 0 | 0.050403 | 0 | 0 | 0 | 0 | 0.82226 | 0 | 0 | 0
8 | 228 | 4 | 78.08 | 0.98944 | 86.7229 | 0 | 0.38571 | 0.0026003 | 0.0026003 | 78 | 78.0319 | 78 | 1.4058e-05 | 3.1157e-05 | 3.7888e-06 | 0 | 0 | 0 | 0 | 2.0787e-06 | 2.1567e-05 | 1.3078e-05 | 3.1475e-07 | 1.1114e-05 | 2.2732e-06 | 0.0020667 | 0.00043418 | 0 | 0 | 0 | 0 | 0 | 0 | 0.14967 | 0 | 0 | 0 | 0 | 0.050403 | 0 | 0 | 0 | 0 | 0.78937 | 0 | 0 | 0
8 | 228 | 5 | 77 | 0.83977 | 86.7229 | 0 | 0.38571 | 0.00083971 | 0 | 78 | 78.0103 | 78 | -0.00017572 | -0.00038946 | -4.736e-05 | 0 | 0 | 0 | 0 | -2.5749e-05 | -0.00026959 | -0.00016341 | -3.9344e-06 | -0.00013893 | -1.2803e-05 | 0.0020667 | 0.00043418 | 0 | 0 | 0 | 0 | 0 | 0 | 0 | 0 | 0 | 0 | 0 | 0.050403 | 0 | 0 | 0 | 0 | 0.78937 | 0 | 0 | 0
8 | 228 | 6 | 75.92 | 0.94324 | 86.7229 | 0 | 0.45377 | 0.00087215 | 0 | 78 | 78.0107 | 78 | -0.0003655 | -0.00081007 | -9.8509e-05 | 0 | 0 | 0 | 0 | -5.3877e-05 | -0.00056074 | -0.00033998 | -8.1836e-06 | -0.00028898 | -5.4907e-05 | 0.0034529 | 0.00072422 | 0 | 0 | 0 | 0 | 0 | 0 | 0 | 0 | 0 | 0 | 0 | 0.055204 | 0 | 0 | 0 | 0 | 0.88804 | 0 | 0 | 0
8 | 228 | 7 | 78.08 | 1.8308 | 86.7229 | 0 | 3.4033 | 0.0072343 | 0.0072343 | 78 | 78.0887 | 78 | 1.4058e-05 | 3.1157e-05 | 3.7888e-06 | 0 | 0 | 0.0018642 | 0.00074611 | 2.0734e-06 | -0.00040386 | -0.00028525 | 3.1475e-07 | 1.1114e-05 | 1.7283e-06 | 0.0043383 | 0.00091055 | 0 | 0 | 0 | 0 | 0 | 0 | 0.41642 | 0 | 0 | 0 | 0 | 0.26327 | 0 | 0 | 0 | 0 | 1.1512 | 0 | 0 | 0
8 | 228 | 8 | 80.96 | 3.1187 | 86.7229 | 0 | 3.4033 | 0.026179 | 0.026179 | 78 | 78.3208 | 78 | 0.00052014 | 0.0011528 | 0.00014019 | 0 | 0 | 0.0048291 | 0.0026971 | 7.7387e-05 | 0.004166 | 0.001528 | 1.1646e-05 | 0.00041124 | 0.00014821 | 0.0086767 | 0.0018211 | 0 | 0 | 0 | 0 | 0 | 0 | 1.5069 | 0 | 0 | 0 | 0 | 0.26327 | 0 | 0 | 0 | 0 | 1.3485 | 0 | 0 | 0
8 | 228 | 9 | 84.02 | 1.6125 | 86.7229 | 0 | 2.9495 | 0.033346 | 0 | 78 | 78.4087 | 78.4087 | 0.0010578 | 0.0023445 | 0.00028511 | 0 | 0 | 0.0065642 | 0.0045355 | 0.00015706 | 0.0084487 | 0.0026758 | 2.3685e-05 | 0.00083637 | 0.00029327 | 0.0050623 | 0.0010617 | 0 | 0 | 0 | 0 | 0 | 0 | 0 | 0 | 0 | 0 | 0 | 0.23106 | 0 | 0 | 0 | 0 | 1.3814 | 0 | 0 | 0
8 | 228 | 10 | 87.08 | 1.6451 | 86.7229 | 0 | 2.9495 | 0.040719 | 0 | 78.4087 | 78.9077 | 78.9077 | 0.0015237 | 0.0033771 | 0.00041067 | 0 | 0 | 0.0078003 | 0.0062946 | 0.00022523 | 0.012395 | 0.0033476 | 3.4117e-05 | 0.0012047 | 0.00035811 | 0.0030973 | 0.00065039 | 0 | 0 | 0 | 0 | 0 | 0 | 0 | 0 | 0 | 0 | 0 | 0.23082 | 0 | 0 | 0 | 0 | 1.4143 | 0 | 0 | 0
8 | 228 | 11 | 89.96 | 1.6777 | 86.7229 | 0 | 2.9495 | 0.049288 | 0 | 78.9077 | 79.5117 | 79.5117 | 0.0019421 | 0.0043044 | 0.00052344 | 0 | 0 | 0.0085799 | 0.0079615 | 0.00028519 | 0.016303 | 0.003701 | 4.3485e-05 | 0.0015355 | 0.0003607 | 0.0030973 | 0.00065039 | 0 | 0 | 0 | 0 | 0 | 0 | 0 | 0 | 0 | 0 | 0 | 0.23052 | 0 | 0 | 0 | 0 | 1.4472 | 0 | 0 | 0
8 | 228 | 12 | 93.92 | 2.6172 | 86.7229 | 0 | 2.0874 | 0.057226 | 0.017383 | 79.5117 | 80.213 | 80 | 0.0025318 | 0.0056114 | 0.00068238 | 0 | 0 | 0.0087116 | 0.0087417 | 0.00037652 | 0.018783 | 0.0037883 | 5.6688e-05 | 0.0020018 | 0.00094275 | 0.0041315 | 0.0008666 | 0 | 0 | 0 | 0 | 0 | 0 | 1.0006 | 0 | 0 | 0 | 0 | 0.16946 | 0 | 0 | 0 | 0 | 1.4472 | 0 | 0 | 0
8 | 228 | 13 | 93.92 | 4.8186 | 86.7229 | 0 | 2.0874 | 0.056199 | 0.056199 | 80 | 80.6887 | 80 | 0.002446 | 0.0054212 | 0.00065925 | 0 | 0 | 0.0090465 | 0.0088908 | 0.00035912 | 0.019294 | 0.0037474 | 5.4767e-05 | 0.0019339 | 0.00059919 | 0.0030973 | 0.00065039 | 0 | 0 | 0 | 0 | 0 | 0 | 3.2349 | 0 | 0 | 0 | 0 | 0.16946 | 0 | 0 | 0 | 0 | 1.4143 | 0 | 0 | 0
8 | 228 | 14 | 96.98 | 4.874 | 86.7229 | 0 | 1.679 | 0.058233 | 0.058233 | 80 | 80.7137 | 80 | 0.0029838 | 0.006613 | 0.00080417 | 0 | 0 | 0.0086598 | 0.0081923 | 0.00044063 | 0.019241 | 0.0048365 | 6.6807e-05 | 0.0023591 | 0.00091031 | 0.0025838 | 0.00054141 | 0 | 0 | 0 | 0 | 0 | 0 | 3.352 | 0 | 0 | 0 | 0 | 0.14065 | 0 | 0 | 0 | 0 | 1.3814 | 0 | 0 | 0
8 | 228 | 15 | 98.06 | 14.0711 | 86.7229 | 0 | 1.679 | 0.055371 | 0.21857 | 80 | 80.6786 | 78 | 0.0031735 | 0.0070336 | 0.00085532 | 0 | 0 | 0.0072672 | 0.0069228 | 0.00047019 | 0.017551 | 0.0050728 | 7.1056e-05 | 0.0025091 | 0.0011943 | 0.0026854 | 0.00056426 | 0 | 0 | 0 | 0 | 0 | 0 | 12.581 | 0 | 0 | 0 | 0 | 0.14163 | 0 | 0 | 0 | 0 | 1.3485 | 0 | 0 | 0
8 | 228 | 16 | 98.06 | 4.5403 | 86.7229 | 0 | 1.679 | 0.051848 | 0.051848 | 78 | 78.6354 | 78 | 0.003525 | 0.0078125 | 0.00095004 | 0 | 0 | 0.0056775 | 0.0053032 | 0.00051924 | 0.015488 | 0.0052581 | 7.8925e-05 | 0.002787 | 0.0011988 | 0.0026854 | 0.00056426 | 0 | 0 | 0 | 0 | 0 | 0 | 2.9844 | 0 | 0 | 0 | 0 | 0.14163 | 0 | 0 | 0 | 0 | 1.4143 | 0 | 0 | 0
8 | 228 | 17 | 98.06 | 4.5009 | 86.7229 | 0 | 1.679 | 0.046592 | 0.046592 | 78 | 78.571 | 78 | 0.003525 | 0.0078125 | 0.00095004 | 0 | 0 | 0.0039512 | 0.0033354 | 0.00052465 | 0.012372 | 0.0048474 | 7.8925e-05 | 0.002787 | 0.0016571 | 0.0039265 | 0.00082442 | 0 | 0 | 0 | 0 | 0 | 0 | 2.6819 | 0 | 0 | 0 | 0 | 0.14163 | 0 | 0 | 0 | 0 | 1.6774 | 0 | 0 | 0
8 | 228 | 18 | 96.98 | 4.5109 | 86.7229 | 0 | 2.8588 | 0.037891 | 0.037891 | 78 | 78.4644 | 78 | 0.0033352 | 0.0073919 | 0.00089889 | 0 | 0 | 0.0029245 | 0.001368 | 0.00049751 | 0.0078379 | 0.0041039 | 7.4675e-05 | 0.0026369 | 0.0016977 | 0.0042349 | 0.00088946 | 0 | 0 | 0 | 0 | 0 | 0 | 2.1811 | 0 | 0 | 0 | 0 | 0.22486 | 0 | 0 | 0 | 0 | 2.105 | 0 | 0 | 0
8 | 228 | 19 | 93.92 | 3.8279 | 86.7229 | 0 | 2.8588 | 0.026597 | 0.026597 | 78 | 78.326 | 78 | 0.0027975 | 0.0062002 | 0.00075397 | 0 | 0 | 0.0015594 | 0.00033015 | 0.0004118 | 0.0034438 | 0.002429 | 6.2636e-05 | 0.0022118 | 0.00089749 | 0.0045452 | 0.0009545 | 0 | 0 | 0 | 0 | 0 | 0 | 1.531 | 0 | 0 | 0 | 0 | 0.22486 | 0 | 0 | 0 | 0 | 2.0721 | 0 | 0 | 0
8 | 228 | 20 | 91.04 | 3.6156 | 86.7229 | 0 | 2.8588 | 0.025193 | 0.025193 | 78 | 78.3088 | 78 | 0.0022914 | 0.0050785 | 0.00061757 | 0 | 0 | 0 | 0 | 0.00033835 | 0.0035154 | 0.0021316 | 5.1305e-05 | 0.0018117 | 0.00073459 | 0.0071272 | 0.0014959 | 0 | 0 | 0 | 0 | 0 | 0 | 1.4502 | 0 | 0 | 0 | 0 | 0.22486 | 0 | 0 | 0 | 0 | 1.9405 | 0 | 0 | 0
8 | 228 | 21 | 89.06 | 3.3695 | 86.7229 | 0 | 2.8588 | 0.022633 | 0.022633 | 78 | 78.2774 | 78 | 0.0019435 | 0.0043074 | 0.0005238 | 0 | 0 | 0 | 0 | 0.00028702 | 0.0029816 | 0.0018079 | 4.3515e-05 | 0.0015366 | 0.0005788 | 0.0071272 | 0.0014959 | 0 | 0 | 0 | 0 | 0 | 0 | 1.3028 | 0 | 0 | 0 | 0 | 0.22486 | 0 | 0 | 0 | 0 | 1.8419 | 0 | 0 | 0
8 | 228 | 22 | 86 | 3.0282 | 86.7229 | 0 | 2.3142 | 0.019085 | 0.019085 | 78 | 78.2339 | 78 | 0.0014058 | 0.0031157 | 0.00037888 | 0 | 0 | 0 | 0 | 0.00020778 | 0.0021567 | 0.0013078 | 3.1475e-05 | 0.0011114 | 0.00036783 | 0.0074411 | 0.0015609 | 0 | 0 | 0 | 0 | 0 | 0 | 1.0986 | 0 | 0 | 0 | 0 | 0.18645 | 0 | 0 | 0 | 0 | 1.7432 | 0 | 0 | 0
8 | 228 | 23 | 84.02 | 2.6158 | 86.7229 | 0 | 2.3142 | 0.016492 | 0.016492 | 78 | 78.2021 | 78 | 0.0010578 | 0.0023445 | 0.00028511 | 0 | 0 | 0 | 0 | 0.00015536 | 0.0016229 | 0.00098382 | 2.3685e-05 | 0.00083637 | 0.00018013 | 0.0074411 | 0.0015609 | 0 | 0 | 0 | 0 | 0 | 0 | 0.94929 | 0 | 0 | 0 | 0 | 0.18645 | 0 | 0 | 0 | 0 | 1.4801 | 0 | 0 | 0
8 | 228 | 24 | 82.04 | 2.0246 | 86.7229 | 0 | 0.38571 | 0.013156 | 0.013156 | 78 | 78.1612 | 78 | 0.00070992 | 0.0015734 | 0.00019133 | 0 | 0 | 0 | 0 | 0.00010461 | 0.0010891 | 0.00066033 | 1.5895e-05 | 0.00056128 | 0.0001251 | 0.0067153 | 0.0014098 | 0 | 0 | 0 | 0 | 0 | 0 | 0.75728 | 0 | 0 | 0 | 0 | 0.050403 | 0 | 0 | 0 | 0 | 1.2169 | 0 | 0 | 0
8 | 229 | 1 | 82.04 | 1.405 | 86.6442 | 0 | 0.38642 | 0.0075318 | 0.0075318 | 78 | 78.0923 | 78 | 0.00070992 | 0.0015734 | 0.00019133 | 0 | 0 | 0 | 0 | 0.00010458 | 0.0010891 | 0.00066032 | 1.5895e-05 | 0.00056128 | 0.0001251 | 0.0020667 | 0.00043418 | 0 | 0 | 0 | 0 | 0 | 0 | 0.43354 | 0 | 0 | 0 | 0 | 0.050509 | 0 | 0 | 0 | 0 | 0.92093 | 0 | 0 | 0
8 | 229 | 2 | 78.98 | 1.1203 | 86.6442 | 0 | 0.38642 | 0.0037283 | 0.0037283 | 78 | 78.0457 | 78 | 0.00017221 | 0.00038167 | 4.6413e-05 | 0 | 0 | 0 | 0 | 2.5547e-05 | 0.0002642 | 0.00016023 | 3.8557e-06 | 0.00013615 | 3.7157e-05 | 0.0020667 | 0.00043418 | 0 | 0 | 0 | 0 | 0 | 0 | 0.2146 | 0 | 0 | 0 | 0 | 0.050509 | 0 | 0 | 0 | 0 | 0.85515 | 0 | 0 | 0
8 | 229 | 3 | 78.98 | 1.0853 | 86.6442 | 0 | 0.38642 | 0.0036929 | 0.0036929 | 78 | 78.0453 | 78 | 0.00017221 | 0.00038167 | 4.6413e-05 | 0 | 0 | 0 | 0 | 2.4895e-05 | 0.0002642 | 0.00016005 | 3.8557e-06 | 0.00013615 | 2.6737e-06 | 0.0020667 | 0.00043418 | 0 | 0 | 0 | 0 | 0 | 0 | 0.21257 | 0 | 0 | 0 | 0 | 0.050509 | 0 | 0 | 0 | 0 | 0.82226 | 0 | 0 | 0
8 | 229 | 4 | 75.02 | 0.83989 | 86.6442 | 0 | 0.38642 | -0.001605 | 0 | 78 | 77.9803 | 77.9803 | -0.00052365 | -0.0011606 | -0.00014113 | 0 | 0 | 0 | 0 | -7.702e-05 | -0.00080337 | -0.00048704 | -1.1725e-05 | -0.00041401 | -5.3093e-05 | 0.0020667 | 0.00043418 | 0 | 0 | 0 | 0 | 0 | 0 | 0 | 0 | 0 | 0 | 0 | 0.050519 | 0 | 0 | 0 | 0 | 0.78937 | 0 | 0 | 0
8 | 229 | 5 | 73.04 | 0.83991 | 86.6442 | 0 | 0.38642 | -0.0040438 | 0 | 77.9803 | 77.9308 | 77.9308 | -0.00086812 | -0.001924 | -0.00023397 | 0 | 0 | 0 | 0 | -0.00012748 | -0.0013318 | -0.00080736 | -1.9437e-05 | -0.00068637 | -0.00011179 | 0.0020667 | 0.00043418 | 0 | 0 | 0 | 0 | 0 | 0 | 0 | 0 | 0 | 0 | 0 | 0.050544 | 0 | 0 | 0 | 0 | 0.78937 | 0 | 0 | 0
8 | 229 | 6 | 75.02 | 0.9434 | 86.6442 | 0 | 0.45461 | -0.00016429 | 0 | 77.9308 | 77.9288 | 77.9288 | -0.00051149 | -0.0011336 | -0.00013785 | 0 | 0 | 0 | 0 | -7.5384e-05 | -0.00078471 | -0.00047577 | -1.1452e-05 | -0.0004044 | -8.2517e-05 | 0.0034529 | 0.00072422 | 0 | 0 | 0 | 0 | 0 | 0 | 0 | 0 | 0 | 0 | 0 | 0.055365 | 0 | 0 | 0 | 0 | 0.88804 | 0 | 0 | 0
8 | 229 | 7 | 78.08 | 1.5106 | 86.6442 | 0 | 3.4096 | 0.0074675 | 0.0016545 | 77.9288 | 78.0203 | 78 | 2.6576e-05 | 5.8901e-05 | 7.1627e-06 | 0 | 0 | 0.001893 | 0.00076014 | 3.9028e-06 | -0.00036237 | -0.00019193 | 5.9504e-07 | 2.1012e-05 | 1.6034e-06 | 0.0043383 | 0.00091055 | 0 | 0 | 0 | 0 | 0 | 0 | 0.095234 | 0 | 0 | 0 | 0 | 0.26421 | 0 | 0 | 0 | 0 | 1.1512 | 0 | 0 | 0
8 | 229 | 8 | 80.96 | 3.0519 | 86.6442 | 0 | 3.4096 | 0.025003 | 0.025003 | 78 | 78.3064 | 78 | 0.00052014 | 0.0011528 | 0.00014019 | 0 | 0 | 0.0045687 | 0.00241 | 7.6419e-05 | 0.0037569 | 0.0014047 | 1.1646e-05 | 0.00041124 | 5.2589e-05 | 0.0086767 | 0.0018211 | 0 | 0 | 0 | 0 | 0 | 0 | 1.4392 | 0 | 0 | 0 | 0 | 0.26421 | 0 | 0 | 0 | 0 | 1.3485 | 0 | 0 | 0
8 | 229 | 9 | 84.92 | 1.6133 | 86.6442 | 0 | 2.955 | 0.03484 | 0 | 78 | 78.427 | 78.427 | 0.001216 | 0.002695 | 0.00032773 | 0 | 0 | 0.0063811 | 0.0047032 | 0.00017859 | 0.0091009 | 0.0029656 | 2.7226e-05 | 0.0009614 | 0.00015885 | 0.0050623 | 0.0010617 | 0 | 0 | 0 | 0 | 0 | 0 | 0 | 0 | 0 | 0 | 0 | 0.23187 | 0 | 0 | 0 | 0 | 1.3814 | 0 | 0 | 0
8 | 229 | 10 | 89.06 | 1.6459 | 86.6442 | 0 | 2.955 | 0.043091 | 0 | 78.427 | 78.9551 | 78.9551 | 0.0018685 | 0.0041411 | 0.00050358 | 0 | 0 | 0.0078783 | 0.0061518 | 0.00027589 | 0.012817 | 0.0037599 | 4.1835e-05 | 0.0014773 | 0.00042824 | 0.0030973 | 0.00065039 | 0 | 0 | 0 | 0 | 0 | 0 | 0 | 0 | 0 | 0 | 0 | 0.23161 | 0 | 0 | 0 | 0 | 1.4143 | 0 | 0 | 0
8 | 229 | 11 | 91.94 | 1.6785 | 86.6442 | 0 | 2.955 | 0.050702 | 0 | 78.9551 | 79.5764 | 79.5764 | 0.0022817 | 0.0050571 | 0.00061497 | 0 | 0 | 0.0089994 | 0.0074056 | 0.00033746 | 0.015706 | 0.0040418 | 5.1088e-05 | 0.001804 | 0.00065463 | 0.0030973 | 0.00065039 | 0 | 0 | 0 | 0 | 0 | 0 | 0 | 0 | 0 | 0 | 0 | 0.23131 | 0 | 0 | 0 | 0 | 1.4472 | 0 | 0 | 0
8 | 229 | 12 | 93.02 | 2.8843 | 86.6442 | 0 | 2.0912 | 0.056577 | 0.022013 | 79.5764 | 80.2698 | 80 | 0.0023623 | 0.0052357 | 0.00063669 | 0 | 0 | 0.0090981 | 0.0087976 | 0.00034893 | 0.018715 | 0.0037741 | 5.2893e-05 | 0.0018677 | 0.00069044 | 0.0041315 | 0.0008666 | 0 | 0 | 0 | 0 | 0 | 0 | 1.2671 | 0 | 0 | 0 | 0 | 0.17004 | 0 | 0 | 0 | 0 | 1.4472 | 0 | 0 | 0
8 | 229 | 13 | 95 | 4.9161 | 86.6442 | 0 | 2.0912 | 0.057882 | 0.057882 | 80 | 80.7094 | 80 | 0.0026358 | 0.0058419 | 0.0007104 | 0 | 0 | 0.0093947 | 0.0087837 | 0.00038878 | 0.019421 | 0.0040719 | 5.9016e-05 | 0.002084 | 0.00074328 | 0.0030973 | 0.00065039 | 0 | 0 | 0 | 0 | 0 | 0 | 3.3318 | 0 | 0 | 0 | 0 | 0.17004 | 0 | 0 | 0 | 0 | 1.4143 | 0 | 0 | 0
8 | 229 | 14 | 98.06 | 4.945 | 86.6442 | 0 | 1.6821 | 0.059458 | 0.059458 | 80 | 80.7287 | 80 | 0.0031735 | 0.0070336 | 0.00085532 | 0 | 0 | 0.0082017 | 0.0082662 | 0.00046973 | 0.019735 | 0.0049227 | 7.1056e-05 | 0.0025091 | 0.0010946 | 0.0025838 | 0.00054141 | 0 | 0 | 0 | 0 | 0 | 0 | 3.4225 | 0 | 0 | 0 | 0 | 0.14111 | 0 | 0 | 0 | 0 | 1.3814 | 0 | 0 | 0
8 | 229 | 15 | 98.06 | 14.0984 | 86.6442 | 0 | 1.6821 | 0.055837 | 0.21903 | 80 | 80.6843 | 78 | 0.0031735 | 0.0070336 | 0.00085532 | 0 | 0 | 0.0071037 | 0.0071868 | 0.00046354 | 0.018233 | 0.0051664 | 7.1056e-05 | 0.0025091 | 0.00079194 | 0.0026854 | 0.00056426 | 0 | 0 | 0 | 0 | 0 | 0 | 12.6079 | 0 | 0 | 0 | 0 | 0.1421 | 0 | 0 | 0 | 0 | 1.3485 | 0 | 0 | 0
8 | 229 | 16 | 98.96 | 4.6679 | 86.6442 | 0 | 1.6821 | 0.054057 | 0.054057 | 78 | 78.6625 | 78 | 0.0036831 | 0.008163 | 0.00099267 | 0 | 0 | 0.0057348 | 0.005288 | 0.00055 | 0.015912 | 0.0055431 | 8.2466e-05 | 0.002912 | 0.0019452 | 0.0026854 | 0.00056426 | 0 | 0 | 0 | 0 | 0 | 0 | 3.1116 | 0 | 0 | 0 | 0 | 0.1421 | 0 | 0 | 0 | 0 | 1.4143 | 0 | 0 | 0
8 | 229 | 17 | 98.96 | 4.6004 | 86.6442 | 0 | 1.6821 | 0.048311 | 0.048311 | 78 | 78.5921 | 78 | 0.0036831 | 0.008163 | 0.00099267 | 0 | 0 | 0.0045907 | 0.0032848 | 0.00054976 | 0.012325 | 0.0050317 | 8.2466e-05 | 0.002912 | 0.0019452 | 0.0039265 | 0.00082442 | 0 | 0 | 0 | 0 | 0 | 0 | 2.7809 | 0 | 0 | 0 | 0 | 0.1421 | 0 | 0 | 0 | 0 | 1.6774 | 0 | 0 | 0
8 | 229 | 18 | 96.98 | 4.5003 | 86.6442 | 0 | 2.8641 | 0.037693 | 0.037693 | 78 | 78.4619 | 78 | 0.0033352 | 0.0073919 | 0.00089889 | 0 | 0 | 0.0030925 | 0.0013958 | 0.0004917 | 0.0079213 | 0.0041459 | 7.4675e-05 | 0.0026369 | 0.0011844 | 0.0042349 | 0.00088946 | 0 | 0 | 0 | 0 | 0 | 0 | 2.1697 | 0 | 0 | 0 | 0 | 0.22565 | 0 | 0 | 0 | 0 | 2.105 | 0 | 0 | 0
8 | 229 | 19 | 96.08 | 4.0032 | 86.6442 | 0 | 2.8641 | 0.029628 | 0.029628 | 78 | 78.3631 | 78 | 0.003177 | 0.0070414 | 0.00085627 | 0 | 0 | 0.0013222 | 0.00029567 | 0.00047253 | 0.0041641 | 0.0027862 | 7.1134e-05 | 0.0025119 | 0.0014299 | 0.0045452 | 0.0009545 | 0 | 0 | 0 | 0 | 0 | 0 | 1.7054 | 0 | 0 | 0 | 0 | 0.22565 | 0 | 0 | 0 | 0 | 2.0721 | 0 | 0 | 0
8 | 229 | 20 | 93.92 | 3.8381 | 86.6442 | 0 | 2.8641 | 0.029046 | 0.029046 | 78 | 78.356 | 78 | 0.0027975 | 0.0062002 | 0.00075397 | 0 | 0 | 0 | 0 | 0.00041451 | 0.0042918 | 0.0026028 | 6.2636e-05 | 0.0022118 | 0.0010873 | 0.0071272 | 0.0014959 | 0 | 0 | 0 | 0 | 0 | 0 | 1.6719 | 0 | 0 | 0 | 0 | 0.22565 | 0 | 0 | 0 | 0 | 1.9405 | 0 | 0 | 0
8 | 229 | 21 | 91.04 | 3.5226 | 86.6442 | 0 | 2.8641 | 0.025279 | 0.025279 | 78 | 78.3098 | 78 | 0.0022914 | 0.0050785 | 0.00061757 | 0 | 0 | 0 | 0 | 0.00033936 | 0.0035154 | 0.0021318 | 5.1305e-05 | 0.0018117 | 0.0008189 | 0.0071272 | 0.0014959 | 0 | 0 | 0 | 0 | 0 | 0 | 1.4551 | 0 | 0 | 0 | 0 | 0.22565 | 0 | 0 | 0 | 0 | 1.8419 | 0 | 0 | 0
8 | 229 | 22 | 89.06 | 3.2549 | 86.6442 | 0 | 2.3185 | 0.023012 | 0.023012 | 78 | 78.282 | 78 | 0.0019435 | 0.0043074 | 0.0005238 | 0 | 0 | 0 | 0 | 0.00028701 | 0.0029816 | 0.0018079 | 4.3515e-05 | 0.0015366 | 0.0005788 | 0.0074411 | 0.0015609 | 0 | 0 | 0 | 0 | 0 | 0 | 1.3246 | 0 | 0 | 0 | 0 | 0.18709 | 0 | 0 | 0 | 0 | 1.7432 | 0 | 0 | 0
8 | 229 | 23 | 89.06 | 3.0067 | 86.6442 | 0 | 2.3185 | 0.023272 | 0.023272 | 78 | 78.2852 | 78 | 0.0019435 | 0.0043074 | 0.0005238 | 0 | 0 | 0 | 0 | 0.00028986 | 0.0029816 | 0.0018087 | 4.3515e-05 | 0.0015366 | 0.00083473 | 0.0074411 | 0.0015609 | 0 | 0 | 0 | 0 | 0 | 0 | 1.3395 | 0 | 0 | 0 | 0 | 0.18709 | 0 | 0 | 0 | 0 | 1.4801 | 0 | 0 | 0
8 | 229 | 24 | 87.08 | 2.3918 | 86.6442 | 0 | 0.38642 | 0.019534 | 0.019534 | 78 | 78.2394 | 78 | 0.0015956 | 0.0035363 | 0.00043003 | 0 | 0 | 0 | 0 | 0.00023491 | 0.0024479 | 0.0014841 | 3.5725e-05 | 0.0012615 | 0.000383 | 0.0067153 | 0.0014098 | 0 | 0 | 0 | 0 | 0 | 0 | 1.1244 | 0 | 0 | 0 | 0 | 0.050509 | 0 | 0 | 0 | 0 | 1.2169 | 0 | 0 | 0
8 | 230 | 1 | 86 | 1.6991 | 86.5616 | 0 | 0.38717 | 0.012639 | 0.012639 | 78 | 78.1549 | 78 | 0.0014058 | 0.0031157 | 0.00037888 | 0 | 0 | 0 | 0 | 0.00020825 | 0.0021567 | 0.0013079 | 3.1475e-05 | 0.0011114 | 0.00042235 | 0.0020667 | 0.00043418 | 0 | 0 | 0 | 0 | 0 | 0 | 0.72753 | 0 | 0 | 0 | 0 | 0.050621 | 0 | 0 | 0 | 0 | 0.92093 | 0 | 0 | 0
8 | 230 | 2 | 84.92 | 1.5483 | 86.5616 | 0 | 0.38717 | 0.011163 | 0.011163 | 78 | 78.1368 | 78 | 0.001216 | 0.002695 | 0.00032773 | 0 | 0 | 0 | 0 | 0.00017905 | 0.0018655 | 0.001131 | 2.7226e-05 | 0.0009614 | 0.00025923 | 0.0020667 | 0.00043418 | 0 | 0 | 0 | 0 | 0 | 0 | 0.64256 | 0 | 0 | 0 | 0 | 0.050621 | 0 | 0 | 0 | 0 | 0.85515 | 0 | 0 | 0
8 | 230 | 3 | 84.02 | 1.4479 | 86.5616 | 0 | 0.38717 | 0.0099905 | 0.0099905 | 78 | 78.1224 | 78 | 0.0010578 | 0.0023445 | 0.00028511 | 0 | 0 | 0 | 0 | 0.0001553 | 0.0016229 | 0.00098379 | 2.3685e-05 | 0.00083637 | 0.00018013 | 0.0020667 | 0.00043418 | 0 | 0 | 0 | 0 | 0 | 0 | 0.57507 | 0 | 0 | 0 | 0 | 0.050621 | 0 | 0 | 0 | 0 | 0.82226 | 0 | 0 | 0
8 | 230 | 4 | 82.94 | 1.3343 | 86.5616 | 0 | 0.38717 | 0.0085872 | 0.0085872 | 78 | 78.1052 | 78 | 0.00086806 | 0.0019239 | 0.00023396 | 0 | 0 | 0 | 0 | 0.00012646 | 0.0013318 | 0.00080704 | 1.9436e-05 | 0.00068632 | 8.9445e-05 | 0.0020667 | 0.00043418 | 0 | 0 | 0 | 0 | 0 | 0 | 0.49429 | 0 | 0 | 0 | 0 | 0.050621 | 0 | 0 | 0 | 0 | 0.78937 | 0 | 0 | 0
8 | 230 | 5 | 82.04 | 1.2687 | 86.5616 | 0 | 0.38717 | 0.0074481 | 0.0074481 | 78 | 78.0913 | 78 | 0.00070992 | 0.0015734 | 0.00019133 | 0 | 0 | 0 | 0 | 0.00010237 | 0.0010891 | 0.00065975 | 1.5895e-05 | 0.00056128 | 4.4148e-05 | 0.0020667 | 0.00043418 | 0 | 0 | 0 | 0 | 0 | 0 | 0.42872 | 0 | 0 | 0 | 0 | 0.050621 | 0 | 0 | 0 | 0 | 0.78937 | 0 | 0 | 0
8 | 230 | 6 | 82.04 | 1.4699 | 86.5616 | 0 | 0.45549 | 0.0091458 | 0.0091458 | 78 | 78.1121 | 78 | 0.00070992 | 0.0015734 | 0.00019133 | 0 | 0 | 0 | 0 | 0.00010361 | 0.0010891 | 0.00066005 | 1.5895e-05 | 0.00056128 | 6.4041e-05 | 0.0034529 | 0.00072422 | 0 | 0 | 0 | 0 | 0 | 0 | 0.52644 | 0 | 0 | 0 | 0 | 0.055461 | 0 | 0 | 0 | 0 | 0.88804 | 0 | 0 | 0
8 | 230 | 7 | 82.04 | 2.1762 | 86.5616 | 0 | 3.4162 | 0.0132 | 0.0132 | 78 | 78.1618 | 78 | 0.00070992 | 0.0015734 | 0.00019133 | 0 | 0 | 0.0019378 | 0.00077674 | 0.00010428 | 0.0012201 | 0.00075802 | 1.5895e-05 | 0.00056128 | 0.00010212 | 0.0043383 | 0.00091055 | 0 | 0 | 0 | 0 | 0 | 0 | 0.7598 | 0 | 0 | 0 | 0 | 0.2652 | 0 | 0 | 0 | 0 | 1.1512 | 0 | 0 | 0
8 | 230 | 8 | 84.92 | 3.367 | 86.5616 | 0 | 3.4162 | 0.030459 | 0.030459 | 78 | 78.3733 | 78 | 0.001216 | 0.002695 | 0.00032773 | 0 | 0 | 0.0044403 | 0.0024216 | 0.00017881 | 0.0051897 | 0.0023146 | 2.7226e-05 | 0.0009614 | 0.00018922 | 0.0086767 | 0.0018211 | 0 | 0 | 0 | 0 | 0 | 0 | 1.7533 | 0 | 0 | 0 | 0 | 0.2652 | 0 | 0 | 0 | 0 | 1.3485 | 0 | 0 | 0
8 | 230 | 9 | 87.98 | 1.6141 | 86.5616 | 0 | 2.9607 | 0.038837 | 0 | 78 | 78.476 | 78.476 | 0.0017537 | 0.0038868 | 0.00047265 | 0 | 0 | 0.0065379 | 0.0044754 | 0.00025866 | 0.0098838 | 0.0036306 | 3.9266e-05 | 0.0013865 | 0.00038768 | 0.0050623 | 0.0010617 | 0 | 0 | 0 | 0 | 0 | 0 | 0 | 0 | 0 | 0 | 0 | 0.2327 | 0 | 0 | 0 | 0 | 1.3814 | 0 | 0 | 0
8 | 230 | 10 | 91.94 | 1.6467 | 86.5616 | 0 | 2.9607 | 0.047547 | 0 | 78.476 | 79.0586 | 79.0586 | 0.0023659 | 0.0052437 | 0.00063766 | 0 | 0 | 0.0076532 | 0.0063793 | 0.00034875 | 0.014252 | 0.0044286 | 5.2973e-05 | 0.0018706 | 0.00056635 | 0.0030973 | 0.00065039 | 0 | 0 | 0 | 0 | 0 | 0 | 0 | 0 | 0 | 0 | 0 | 0.23241 | 0 | 0 | 0 | 0 | 1.4143 | 0 | 0 | 0
8 | 230 | 11 | 95 | 1.6792 | 86.5616 | 0 | 2.9607 | 0.056759 | 0 | 79.0586 | 79.7542 | 79.7542 | 0.0028012 | 0.0062085 | 0.00075498 | 0 | 0 | 0.0089435 | 0.0076444 | 0.00041278 | 0.017994 | 0.0052197 | 6.272e-05 | 0.0022147 | 0.00075455 | 0.0030973 | 0.00065039 | 0 | 0 | 0 | 0 | 0 | 0 | 0 | 0 | 0 | 0 | 0 | 0.23207 | 0 | 0 | 0 | 0 | 1.4472 | 0 | 0 | 0
8 | 230 | 12 | 96.98 | 4.0013 | 86.5616 | 0 | 2.0953 | 0.061461 | 0.041407 | 79.7542 | 80.5075 | 80 | 0.0030269 | 0.0067087 | 0.00081581 | 0 | 0 | 0.0098543 | 0.0079994 | 0.00044667 | 0.019003 | 0.0052152 | 6.7773e-05 | 0.0023932 | 0.00093207 | 0.0041315 | 0.0008666 | 0 | 0 | 0 | 0 | 0 | 0 | 2.3834 | 0 | 0 | 0 | 0 | 0.17064 | 0 | 0 | 0 | 0 | 1.4472 | 0 | 0 | 0
8 | 230 | 13 | 96.98 | 5.0286 | 86.5616 | 0 | 2.0953 | 0.059826 | 0.059826 | 80 | 80.7332 | 80 | 0.0029838 | 0.006613 | 0.00080417 | 0 | 0 | 0.011196 | 0.0074025 | 0.00043725 | 0.017877 | 0.0055636 | 6.6807e-05 | 0.0023591 | 0.00077493 | 0.0030973 | 0.00065039 | 0 | 0 | 0 | 0 | 0 | 0 | 3.4437 | 0 | 0 | 0 | 0 | 0.17064 | 0 | 0 | 0 | 0 | 1.4143 | 0 | 0 | 0
8 | 230 | 14 | 100.04 | 4.779 | 86.5616 | 0 | 1.6853 | 0.056565 | 0.056565 | 80 | 80.6932 | 80 | 0.0035215 | 0.0078047 | 0.00094909 | 0 | 0 | 0.010482 | 0.0052766 | 0.00052142 | 0.014682 | 0.0060488 | 7.8846e-05 | 0.0027842 | 0.0012915 | 0.0025838 | 0.00054141 | 0 | 0 | 0 | 0 | 0 | 0 | 3.256 | 0 | 0 | 0 | 0 | 0.1416 | 0 | 0 | 0 | 0 | 1.3814 | 0 | 0 | 0
8 | 230 | 15 | 100.04 | 14.3152 | 86.5616 | 0 | 1.6853 | 0.059595 | 0.22279 | 80 | 80.7303 | 78 | 0.0035215 | 0.0078047 | 0.00094909 | 0 | 0 | 0.0083826 | 0.0065477 | 0.00052149 | 0.018152 | 0.0062028 | 7.8846e-05 | 0.0027842 | 0.0014001 | 0.0026854 | 0.00056426 | 0 | 0 | 0 | 0 | 0 | 0 | 12.8241 | 0 | 0 | 0 | 0 | 0.14258 | 0 | 0 | 0 | 0 | 1.3485 | 0 | 0 | 0
8 | 230 | 16 | 98.96 | 4.6654 | 86.5616 | 0 | 1.6853 | 0.054004 | 0.054004 | 78 | 78.6618 | 78 | 0.0036831 | 0.008163 | 0.00099267 | 0 | 0 | 0.0055974 | 0.0052274 | 0.00054207 | 0.01638 | 0.0058845 | 8.2466e-05 | 0.002912 | 0.0012895 | 0.0026854 | 0.00056426 | 0 | 0 | 0 | 0 | 0 | 0 | 3.1085 | 0 | 0 | 0 | 0 | 0.14258 | 0 | 0 | 0 | 0 | 1.4143 | 0 | 0 | 0
8 | 230 | 17 | 98.96 | 4.594 | 86.5616 | 0 | 1.6853 | 0.048193 | 0.048193 | 78 | 78.5906 | 78 | 0.0036831 | 0.008163 | 0.00099267 | 0 | 0 | 0.0045163 | 0.0032545 | 0.00054031 | 0.012813 | 0.0053558 | 8.2466e-05 | 0.002912 | 0.0011292 | 0.0039265 | 0.00082442 | 0 | 0 | 0 | 0 | 0 | 0 | 2.774 | 0 | 0 | 0 | 0 | 0.14258 | 0 | 0 | 0 | 0 | 1.6774 | 0 | 0 | 0
8 | 230 | 18 | 96.98 | 4.539 | 86.5616 | 0 | 2.8696 | 0.038351 | 0.038351 | 78 | 78.47 | 78 | 0.0033352 | 0.0073919 | 0.00089889 | 0 | 0 | 0.0030229 | 0.0013641 | 0.00048922 | 0.0084853 | 0.0045104 | 7.4675e-05 | 0.0026369 | 0.0010173 | 0.0042349 | 0.00088946 | 0 | 0 | 0 | 0 | 0 | 0 | 2.2075 | 0 | 0 | 0 | 0 | 0.22648 | 0 | 0 | 0 | 0 | 2.105 | 0 | 0 | 0
8 | 230 | 19 | 96.98 | 4.1278 | 86.5616 | 0 | 2.8696 | 0.031779 | 0.031779 | 78 | 78.3895 | 78 | 0.0033352 | 0.0073919 | 0.00089889 | 0 | 0 | 0.0015007 | 0.00024776 | 0.00049266 | 0.0049756 | 0.0035402 | 7.4675e-05 | 0.0026369 | 0.0011844 | 0.0045452 | 0.0009545 | 0 | 0 | 0 | 0 | 0 | 0 | 1.8292 | 0 | 0 | 0 | 0 | 0.22648 | 0 | 0 | 0 | 0 | 2.0721 | 0 | 0 | 0
8 | 230 | 20 | 93.92 | 3.8278 | 86.5616 | 0 | 2.8696 | 0.028853 | 0.028853 | 78 | 78.3536 | 78 | 0.0027975 | 0.0062002 | 0.00075397 | 0 | 0 | 0 | 0 | 0.00041188 | 0.0042918 | 0.0026022 | 6.2636e-05 | 0.0022118 | 0.00089749 | 0.0071272 | 0.0014959 | 0 | 0 | 0 | 0 | 0 | 0 | 1.6608 | 0 | 0 | 0 | 0 | 0.22648 | 0 | 0 | 0 | 0 | 1.9405 | 0 | 0 | 0
8 | 230 | 21 | 93.92 | 3.7246 | 86.5616 | 0 | 2.8696 | 0.028774 | 0.028774 | 78 | 78.3526 | 78 | 0.0027975 | 0.0062002 | 0.00075397 | 0 | 0 | 0 | 0 | 0.00041195 | 0.0042918 | 0.002602 | 6.2636e-05 | 0.0022118 | 0.00081906 | 0.0071272 | 0.0014959 | 0 | 0 | 0 | 0 | 0 | 0 | 1.6563 | 0 | 0 | 0 | 0 | 0.22648 | 0 | 0 | 0 | 0 | 1.8419 | 0 | 0 | 0
8 | 230 | 22 | 91.04 | 3.4078 | 86.5616 | 0 | 2.323 | 0.025658 | 0.025658 | 78 | 78.3144 | 78 | 0.0022914 | 0.0050785 | 0.00061757 | 0 | 0 | 0 | 0 | 0.00033933 | 0.0035154 | 0.0021318 | 5.1305e-05 | 0.0018117 | 0.0008189 | 0.0074411 | 0.0015609 | 0 | 0 | 0 | 0 | 0 | 0 | 1.4769 | 0 | 0 | 0 | 0 | 0.18776 | 0 | 0 | 0 | 0 | 1.7432 | 0 | 0 | 0
8 | 230 | 23 | 91.04 | 3.1398 | 86.5616 | 0 | 2.323 | 0.025573 | 0.025573 | 78 | 78.3134 | 78 | 0.0022914 | 0.0050785 | 0.00061757 | 0 | 0 | 0 | 0 | 0.00033899 | 0.0035154 | 0.0021317 | 5.1305e-05 | 0.0018117 | 0.00073459 | 0.0074411 | 0.0015609 | 0 | 0 | 0 | 0 | 0 | 0 | 1.472 | 0 | 0 | 0 | 0 | 0.18776 | 0 | 0 | 0 | 0 | 1.4801 | 0 | 0 | 0
8 | 230 | 24 | 89.06 | 2.5289 | 86.5616 | 0 | 0.38717 | 0.021913 | 0.021913 | 78 | 78.2685 | 78 | 0.0019435 | 0.0043074 | 0.0005238 | 0 | 0 | 0 | 0 | 0.00028329 | 0.0029816 | 0.0018068 | 4.3515e-05 | 0.0015366 | 0.00036115 | 0.0067153 | 0.0014098 | 0 | 0 | 0 | 0 | 0 | 0 | 1.2613 | 0 | 0 | 0 | 0 | 0.050621 | 0 | 0 | 0 | 0 | 1.2169 | 0 | 0 | 0
8 | 231 | 1 | 87.98 | 1.8304 | 86.4752 | 0 | 0.38795 | 0.014918 | 0.014918 | 78 | 78.1828 | 78 | 0.0017537 | 0.0038868 | 0.00047265 | 0 | 0 | 0 | 0 | 0.00025605 | 0.0026905 | 0.0016305 | 3.9266e-05 | 0.0013865 | 0.00030117 | 0.0020667 | 0.00043418 | 0 | 0 | 0 | 0 | 0 | 0 | 0.8587 | 0 | 0 | 0 | 0 | 0.050738 | 0 | 0 | 0 | 0 | 0.92093 | 0 | 0 | 0
8 | 231 | 2 | 86 | 1.6206 | 86.4752 | 0 | 0.38795 | 0.012417 | 0.012417 | 78 | 78.1522 | 78 | 0.0014058 | 0.0031157 | 0.00037888 | 0 | 0 | 0 | 0 | 0.00020487 | 0.0021567 | 0.001307 | 3.1475e-05 | 0.0011114 | 0.00020433 | 0.0020667 | 0.00043418 | 0 | 0 | 0 | 0 | 0 | 0 | 0.71473 | 0 | 0 | 0 | 0 | 0.050738 | 0 | 0 | 0 | 0 | 0.85515 | 0 | 0 | 0
8 | 231 | 3 | 86 | 1.592 | 86.4752 | 0 | 0.38795 | 0.01249 | 0.01249 | 78 | 78.1531 | 78 | 0.0014058 | 0.0031157 | 0.00037888 | 0 | 0 | 0 | 0 | 0.00020669 | 0.0021567 | 0.0013074 | 3.1475e-05 | 0.0011114 | 0.00027553 | 0.0020667 | 0.00043418 | 0 | 0 | 0 | 0 | 0 | 0 | 0.71896 | 0 | 0 | 0 | 0 | 0.050738 | 0 | 0 | 0 | 0 | 0.82226 | 0 | 0 | 0
8 | 231 | 4 | 84.92 | 1.4768 | 86.4752 | 0 | 0.38795 | 0.01106 | 0.01106 | 78 | 78.1355 | 78 | 0.001216 | 0.002695 | 0.00032773 | 0 | 0 | 0 | 0 | 0.00017729 | 0.0018655 | 0.0011305 | 2.7226e-05 | 0.0009614 | 0.00015885 | 0.0020667 | 0.00043418 | 0 | 0 | 0 | 0 | 0 | 0 | 0.63665 | 0 | 0 | 0 | 0 | 0.050738 | 0 | 0 | 0 | 0 | 0.78937 | 0 | 0 | 0
8 | 231 | 5 | 82.94 | 1.333 | 86.4752 | 0 | 0.38795 | 0.0085626 | 0.0085626 | 78 | 78.1049 | 78 | 0.00086806 | 0.0019239 | 0.00023396 | 0 | 0 | 0 | 0 | 0.00012593 | 0.0013318 | 0.0008069 | 1.9436e-05 | 0.00068632 | 6.548e-05 | 0.0020667 | 0.00043418 | 0 | 0 | 0 | 0 | 0 | 0 | 0.49287 | 0 | 0 | 0 | 0 | 0.050738 | 0 | 0 | 0 | 0 | 0.78937 | 0 | 0 | 0
8 | 231 | 6 | 82.94 | 1.533 | 86.4752 | 0 | 0.45641 | 0.010239 | 0.010239 | 78 | 78.1255 | 78 | 0.00086806 | 0.0019239 | 0.00023396 | 0 | 0 | 0 | 0 | 0.00012605 | 0.0013318 | 0.00080691 | 1.9436e-05 | 0.00068632 | 6.548e-05 | 0.0034529 | 0.00072422 | 0 | 0 | 0 | 0 | 0 | 0 | 0.58937 | 0 | 0 | 0 | 0 | 0.055599 | 0 | 0 | 0 | 0 | 0.88804 | 0 | 0 | 0
8 | 231 | 7 | 84.92 | 2.3775 | 86.4752 | 0 | 3.4231 | 0.01668 | 0.01668 | 78 | 78.2044 | 78 | 0.001216 | 0.002695 | 0.00032773 | 0 | 0 | 0.001986 | 0.00079753 | 0.00017755 | 0.0018887 | 0.0012271 | 2.7226e-05 | 0.0009614 | 0.00012632 | 0.0043383 | 0.00091055 | 0 | 0 | 0 | 0 | 0 | 0 | 0.96009 | 0 | 0 | 0 | 0 | 0.26623 | 0 | 0 | 0 | 0 | 1.1512 | 0 | 0 | 0
8 | 231 | 8 | 87.98 | 3.597 | 86.4752 | 0 | 3.4231 | 0.034438 | 0.034438 | 78 | 78.422 | 78 | 0.0017537 | 0.0038868 | 0.00047265 | 0 | 0 | 0.0044741 | 0.0025056 | 0.00025928 | 0.0059457 | 0.0027766 | 3.9266e-05 | 0.0013865 | 0.00044023 | 0.0086767 | 0.0018211 | 0 | 0 | 0 | 0 | 0 | 0 | 1.9823 | 0 | 0 | 0 | 0 | 0.26623 | 0 | 0 | 0 | 0 | 1.3485 | 0 | 0 | 0
8 | 231 | 9 | 93.02 | 1.6149 | 86.4752 | 0 | 2.9667 | 0.044924 | 0 | 78 | 78.5506 | 78.5506 | 0.0026393 | 0.0058496 | 0.00071135 | 0 | 0 | 0.0063603 | 0.0045701 | 0.00039101 | 0.011031 | 0.0042822 | 5.9095e-05 | 0.0020867 | 0.0008196 | 0.0050623 | 0.0010617 | 0 | 0 | 0 | 0 | 0 | 0 | 0 | 0 | 0 | 0 | 0 | 0.23356 | 0 | 0 | 0 | 0 | 1.3814 | 0 | 0 | 0
8 | 231 | 10 | 96.08 | 1.6475 | 86.4752 | 0 | 2.9667 | 0.052677 | 0 | 78.5506 | 79.1961 | 79.1961 | 0.0030803 | 0.006827 | 0.00083019 | 0 | 0 | 0.0076983 | 0.0063817 | 0.00045694 | 0.015058 | 0.0049509 | 6.8968e-05 | 0.0024354 | 0.0011414 | 0.0030973 | 0.00065039 | 0 | 0 | 0 | 0 | 0 | 0 | 0 | 0 | 0 | 0 | 0 | 0.23324 | 0 | 0 | 0 | 0 | 1.4143 | 0 | 0 | 0
8 | 231 | 11 | 98.06 | 1.68 | 86.4752 | 0 | 2.9667 | 0.061052 | 0 | 79.1961 | 79.9443 | 79.9443 | 0.0033148 | 0.0073467 | 0.00089339 | 0 | 0 | 0.0087418 | 0.0079627 | 0.0004938 | 0.018927 | 0.0054111 | 7.4219e-05 | 0.0026208 | 0.0015183 | 0.0030973 | 0.00065039 | 0 | 0 | 0 | 0 | 0 | 0 | 0 | 0 | 0 | 0 | 0 | 0.23288 | 0 | 0 | 0 | 0 | 1.4472 | 0 | 0 | 0
8 | 231 | 12 | 100.04 | 5.1085 | 86.4752 | 0 | 2.0995 | 0.065175 | 0.060632 | 79.9443 | 80.7431 | 80 | 0.0035312 | 0.0078264 | 0.00095173 | 0 | 0 | 0.0093026 | 0.00861 | 0.00051763 | 0.020434 | 0.0051648 | 7.9065e-05 | 0.0027919 | 0.0009676 | 0.0041315 | 0.0008666 | 0 | 0 | 0 | 0 | 0 | 0 | 3.4901 | 0 | 0 | 0 | 0 | 0.17128 | 0 | 0 | 0 | 0 | 1.4472 | 0 | 0 | 0
8 | 231 | 13 | 100.04 | 5.3327 | 86.4752 | 0 | 2.0995 | 0.065099 | 0.065099 | 80 | 80.7978 | 80 | 0.0035215 | 0.0078047 | 0.00094909 | 0 | 0 | 0.0098324 | 0.0084091 | 0.00051654 | 0.020809 | 0.0056034 | 7.8846e-05 | 0.0027842 | 0.0010421 | 0.0030973 | 0.00065039 | 0 | 0 | 0 | 0 | 0 | 0 | 3.7472 | 0 | 0 | 0 | 0 | 0.17128 | 0 | 0 | 0 | 0 | 1.4143 | 0 | 0 | 0
8 | 231 | 14 | 102.92 | 5.2723 | 86.4752 | 0 | 1.6887 | 0.065127 | 0.065127 | 80 | 80.7981 | 80 | 0.0040275 | 0.0089264 | 0.0010855 | 0 | 0 | 0.010491 | 0.0068145 | 0.00059528 | 0.018579 | 0.0067111 | 9.0177e-05 | 0.0031843 | 0.0014968 | 0.0025838 | 0.00054141 | 0 | 0 | 0 | 0 | 0 | 0 | 3.7488 | 0 | 0 | 0 | 0 | 0.14211 | 0 | 0 | 0 | 0 | 1.3814 | 0 | 0 | 0
8 | 231 | 15 | 104 | 14.6361 | 86.4752 | 0 | 1.6887 | 0.065161 | 0.22836 | 80 | 80.7986 | 78 | 0.0042173 | 0.009347 | 0.0011366 | 0 | 0 | 0.00787 | 0.006778 | 0.00062532 | 0.019817 | 0.0068402 | 9.4426e-05 | 0.0033343 | 0.0018515 | 0.0026854 | 0.00056426 | 0 | 0 | 0 | 0 | 0 | 0 | 13.1446 | 0 | 0 | 0 | 0 | 0.14309 | 0 | 0 | 0 | 0 | 1.3485 | 0 | 0 | 0
8 | 231 | 16 | 96.8 | 4.7361 | 86.4752 | 0 | 1.6887 | 0.055224 | 0.055224 | 78 | 78.6768 | 78 | 0.0033036 | 0.0073218 | 0.00089037 | 0 | 0 | 0.0066432 | 0.0052432 | 0.00049984 | 0.016538 | 0.0061823 | 7.3967e-05 | 0.0026119 | 0.0026661 | 0.0026854 | 0.00056426 | 0 | 0 | 0 | 0 | 0 | 0 | 3.1787 | 0 | 0 | 0 | 0 | 0.14309 | 0 | 0 | 0 | 0 | 1.4143 | 0 | 0 | 0
8 | 231 | 17 | 93.02 | 3.3545 | 86.4752 | 0 | 1.6887 | 0.026651 | 0.026651 | 78 | 78.3266 | 78 | 0.0026393 | 0.0058496 | 0.00071135 | 0 | 0 | 0.0015997 | 0.0006196 | 0.0003867 | 0.0047376 | 0.0025283 | 5.9095e-05 | 0.0020867 | 0.00068177 | 0.0039265 | 0.00082442 | 0 | 0 | 0 | 0 | 0 | 0 | 1.534 | 0 | 0 | 0 | 0 | 0.14309 | 0 | 0 | 0 | 0 | 1.6774 | 0 | 0 | 0
8 | 231 | 18 | 95 | 4.2233 | 86.4752 | 0 | 2.8754 | 0.032851 | 0.032851 | 78 | 78.4026 | 78 | 0.0029873 | 0.0066208 | 0.00080512 | 0 | 0 | 0.0031003 | 0.0012327 | 0.00043761 | 0.0062097 | 0.0031981 | 6.6885e-05 | 0.0023618 | 0.00070671 | 0.0042349 | 0.00088946 | 0 | 0 | 0 | 0 | 0 | 0 | 1.891 | 0 | 0 | 0 | 0 | 0.22735 | 0 | 0 | 0 | 0 | 2.105 | 0 | 0 | 0
8 | 231 | 19 | 93.02 | 3.8142 | 86.4752 | 0 | 2.8754 | 0.026316 | 0.026316 | 78 | 78.3225 | 78 | 0.0026393 | 0.0058496 | 0.00071135 | 0 | 0 | 0.0011417 | 0.00030058 | 0.00039007 | 0.0041129 | 0.0026198 | 5.9095e-05 | 0.0020867 | 0.00090503 | 0.0045452 | 0.0009545 | 0 | 0 | 0 | 0 | 0 | 0 | 1.5148 | 0 | 0 | 0 | 0 | 0.22735 | 0 | 0 | 0 | 0 | 2.0721 | 0 | 0 | 0
8 | 231 | 20 | 89.96 | 3.5376 | 86.4752 | 0 | 2.8754 | 0.023795 | 0.023795 | 78 | 78.2916 | 78 | 0.0021016 | 0.0046579 | 0.00056643 | 0 | 0 | 0 | 0 | 0.00031044 | 0.0032243 | 0.0019551 | 4.7056e-05 | 0.0016616 | 0.00064777 | 0.0071272 | 0.0014959 | 0 | 0 | 0 | 0 | 0 | 0 | 1.3697 | 0 | 0 | 0 | 0 | 0.22735 | 0 | 0 | 0 | 0 | 1.9405 | 0 | 0 | 0
8 | 231 | 21 | 89.06 | 3.3648 | 86.4752 | 0 | 2.8754 | 0.022508 | 0.022508 | 78 | 78.2758 | 78 | 0.0019435 | 0.0043074 | 0.0005238 | 0 | 0 | 0 | 0 | 0.00028563 | 0.0029816 | 0.0018075 | 4.3515e-05 | 0.0015366 | 0.0004557 | 0.0071272 | 0.0014959 | 0 | 0 | 0 | 0 | 0 | 0 | 1.2956 | 0 | 0 | 0 | 0 | 0.22735 | 0 | 0 | 0 | 0 | 1.8419 | 0 | 0 | 0
8 | 231 | 22 | 89.96 | 3.3232 | 86.4752 | 0 | 2.3277 | 0.024175 | 0.024175 | 78 | 78.2963 | 78 | 0.0021016 | 0.0046579 | 0.00056643 | 0 | 0 | 0 | 0 | 0.00031109 | 0.0032243 | 0.0019552 | 4.7056e-05 | 0.0016616 | 0.00064777 | 0.0074411 | 0.0015609 | 0 | 0 | 0 | 0 | 0 | 0 | 1.3915 | 0 | 0 | 0 | 0 | 0.18846 | 0 | 0 | 0 | 0 | 1.7432 | 0 | 0 | 0
8 | 231 | 23 | 87.98 | 2.917 | 86.4752 | 0 | 2.3277 | 0.021689 | 0.021689 | 78 | 78.2658 | 78 | 0.0017537 | 0.0038868 | 0.00047265 | 0 | 0 | 0 | 0 | 0.00025969 | 0.0026905 | 0.0016316 | 3.9266e-05 | 0.0013865 | 0.00056672 | 0.0074411 | 0.0015609 | 0 | 0 | 0 | 0 | 0 | 0 | 1.2485 | 0 | 0 | 0 | 0 | 0.18846 | 0 | 0 | 0 | 0 | 1.4801 | 0 | 0 | 0
8 | 231 | 24 | 86 | 2.3158 | 86.4752 | 0 | 0.38795 | 0.018208 | 0.018208 | 78 | 78.2231 | 78 | 0.0014058 | 0.0031157 | 0.00037888 | 0 | 0 | 0 | 0 | 0.00020761 | 0.0021567 | 0.0013077 | 3.1475e-05 | 0.0011114 | 0.00036783 | 0.0067153 | 0.0014098 | 0 | 0 | 0 | 0 | 0 | 0 | 1.0481 | 0 | 0 | 0 | 0 | 0.050738 | 0 | 0 | 0 | 0 | 1.2169 | 0 | 0 | 0
8 | 232 | 1 | 84.92 | 1.6169 | 86.385 | 0 | 0.38876 | 0.011207 | 0.011207 | 78 | 78.1373 | 78 | 0.001216 | 0.002695 | 0.00032773 | 0 | 0 | 0 | 0 | 0.00017959 | 0.0018655 | 0.0011312 | 2.7226e-05 | 0.0009614 | 0.00030228 | 0.0020667 | 0.00043418 | 0 | 0 | 0 | 0 | 0 | 0 | 0.64508 | 0 | 0 | 0 | 0 | 0.05086 | 0 | 0 | 0 | 0 | 0.92093 | 0 | 0 | 0
8 | 232 | 2 | 84.02 | 1.4968 | 86.385 | 0 | 0.38876 | 0.010264 | 0.010264 | 78 | 78.1258 | 78 | 0.0010578 | 0.0023445 | 0.00028511 | 0 | 0 | 0 | 0 | 0.00015803 | 0.0016229 | 0.00098455 | 2.3685e-05 | 0.00083637 | 0.00045008 | 0.0020667 | 0.00043418 | 0 | 0 | 0 | 0 | 0 | 0 | 0.59081 | 0 | 0 | 0 | 0 | 0.05086 | 0 | 0 | 0 | 0 | 0.85515 | 0 | 0 | 0
8 | 232 | 3 | 82.04 | 1.3053 | 86.385 | 0 | 0.38876 | 0.0075085 | 0.0075085 | 78 | 78.092 | 78 | 0.00070992 | 0.0015734 | 0.00019133 | 0 | 0 | 0 | 0 | 0.00010432 | 0.0010891 | 0.00066025 | 1.5895e-05 | 0.00056128 | 0.00010212 | 0.0020667 | 0.00043418 | 0 | 0 | 0 | 0 | 0 | 0 | 0.4322 | 0 | 0 | 0 | 0 | 0.05086 | 0 | 0 | 0 | 0 | 0.82226 | 0 | 0 | 0
8 | 232 | 4 | 80.06 | 1.1306 | 86.385 | 0 | 0.38876 | 0.0050444 | 0.0050444 | 78 | 78.0618 | 78 | 0.00036199 | 0.00080228 | 9.7562e-05 | 0 | 0 | 0 | 0 | 5.3209e-05 | 0.00055535 | 0.00033667 | 8.1049e-06 | 0.0002862 | 4.2228e-05 | 0.0020667 | 0.00043418 | 0 | 0 | 0 | 0 | 0 | 0 | 0.29036 | 0 | 0 | 0 | 0 | 0.05086 | 0 | 0 | 0 | 0 | 0.78937 | 0 | 0 | 0
8 | 232 | 5 | 78.98 | 1.0548 | 86.385 | 0 | 0.38876 | 0.0037282 | 0.0037282 | 78 | 78.0457 | 78 | 0.00017221 | 0.00038167 | 4.6413e-05 | 0 | 0 | 0 | 0 | 2.5514e-05 | 0.0002642 | 0.00016022 | 3.8557e-06 | 0.00013615 | 3.7157e-05 | 0.0020667 | 0.00043418 | 0 | 0 | 0 | 0 | 0 | 0 | 0.2146 | 0 | 0 | 0 | 0 | 0.05086 | 0 | 0 | 0 | 0 | 0.78937 | 0 | 0 | 0
8 | 232 | 6 | 77 | 0.94378 | 86.385 | 0 | 0.45736 | 0.0022147 | 0 | 78 | 78.0271 | 78 | -0.00017572 | -0.00038946 | -4.736e-05 | 0 | 0 | 0 | 0 | -2.5917e-05 | -0.00026959 | -0.00016345 | -3.9344e-06 | -0.00013893 | -2.3826e-05 | 0.0034529 | 0.00072422 | 0 | 0 | 0 | 0 | 0 | 0 | 0 | 0 | 0 | 0 | 0 | 0.055743 | 0 | 0 | 0 | 0 | 0.88804 | 0 | 0 | 0
8 | 232 | 7 | 77 | 1.4185 | 86.385 | 0 | 3.4302 | 0.0038852 | 0 | 78 | 78.0476 | 78 | -0.00017572 | -0.00038946 | -4.736e-05 | 0 | 0 | 0.0016362 | 0.00065007 | -2.5871e-05 | -0.0011214 | -0.00081288 | -3.9344e-06 | -0.00013893 | -2.3826e-05 | 0.0043383 | 0.00091055 | 0 | 0 | 0 | 0 | 0 | 0 | 0 | 0 | 0 | 0 | 0 | 0.26731 | 0 | 0 | 0 | 0 | 1.1512 | 0 | 0 | 0
8 | 232 | 8 | 80.96 | 3.0151 | 86.385 | 0 | 3.4302 | 0.02431 | 0.02431 | 78 | 78.2979 | 78 | 0.00052014 | 0.0011528 | 0.00014019 | 0 | 0 | 0.0044057 | 0.0023532 | 7.7051e-05 | 0.0033845 | 0.0012521 | 1.1646e-05 | 0.00041124 | 0.00010362 | 0.0086767 | 0.0018211 | 0 | 0 | 0 | 0 | 0 | 0 | 1.3993 | 0 | 0 | 0 | 0 | 0.26731 | 0 | 0 | 0 | 0 | 1.3485 | 0 | 0 | 0
8 | 232 | 9 | 82.94 | 1.616 | 86.385 | 0 | 2.9729 | 0.031522 | 0 | 78 | 78.3863 | 78.3863 | 0.00086806 | 0.0019239 | 0.00023396 | 0 | 0 | 0.0064596 | 0.0044278 | 0.00012951 | 0.0078817 | 0.0024515 | 1.9436e-05 | 0.00068632 | 0.00031625 | 0.0050623 | 0.0010617 | 0 | 0 | 0 | 0 | 0 | 0 | 0 | 0 | 0 | 0 | 0 | 0.23457 | 0 | 0 | 0 | 0 | 1.3814 | 0 | 0 | 0
8 | 232 | 10 | 86 | 1.6486 | 86.385 | 0 | 2.9729 | 0.040064 | 0 | 78.3863 | 78.8773 | 78.8773 | 0.0013379 | 0.0029652 | 0.00036058 | 0 | 0 | 0.0082323 | 0.0060165 | 0.00019869 | 0.012176 | 0.0035448 | 2.9955e-05 | 0.0010578 | 0.00039595 | 0.0030973 | 0.00065039 | 0 | 0 | 0 | 0 | 0 | 0 | 0 | 0 | 0 | 0 | 0 | 0.23433 | 0 | 0 | 0 | 0 | 1.4143 | 0 | 0 | 0
8 | 232 | 11 | 89.06 | 1.6812 | 86.385 | 0 | 2.9729 | 0.04861 | 0 | 78.8773 | 79.473 | 79.473 | 0.0017893 | 0.0039657 | 0.00048225 | 0 | 0 | 0.0090175 | 0.0076378 | 0.00026393 | 0.015952 | 0.0038991 | 4.0063e-05 | 0.0014147 | 0.00040008 | 0.0030973 | 0.00065039 | 0 | 0 | 0 | 0 | 0 | 0 | 0 | 0 | 0 | 0 | 0 | 0.23404 | 0 | 0 | 0 | 0 | 1.4472 | 0 | 0 | 0
8 | 232 | 12 | 93.02 | 2.3967 | 86.385 | 0 | 2.1039 | 0.05651 | 0.013509 | 79.473 | 80.1656 | 80 | 0.0023805 | 0.005276 | 0.00064158 | 0 | 0 | 0.009524 | 0.008433 | 0.00035397 | 0.018162 | 0.0039409 | 5.33e-05 | 0.0018821 | 0.00086401 | 0.0041315 | 0.0008666 | 0 | 0 | 0 | 0 | 0 | 0 | 0.77761 | 0 | 0 | 0 | 0 | 0.17194 | 0 | 0 | 0 | 0 | 1.4472 | 0 | 0 | 0
8 | 232 | 13 | 96.08 | 5.0357 | 86.385 | 0 | 2.1039 | 0.059926 | 0.059926 | 80 | 80.7344 | 80 | 0.0028256 | 0.0062625 | 0.00076155 | 0 | 0 | 0.0096192 | 0.0087077 | 0.00042004 | 0.019773 | 0.0044092 | 6.3266e-05 | 0.002234 | 0.0011031 | 0.0030973 | 0.00065039 | 0 | 0 | 0 | 0 | 0 | 0 | 3.4494 | 0 | 0 | 0 | 0 | 0.17194 | 0 | 0 | 0 | 0 | 1.4143 | 0 | 0 | 0
8 | 232 | 14 | 98.06 | 4.9914 | 86.385 | 0 | 1.6922 | 0.060238 | 0.060238 | 80 | 80.7382 | 80 | 0.0031735 | 0.0070336 | 0.00085532 | 0 | 0 | 0.0086033 | 0.0081444 | 0.00047043 | 0.019843 | 0.0052152 | 7.1056e-05 | 0.0025091 | 0.0011943 | 0.0025838 | 0.00054141 | 0 | 0 | 0 | 0 | 0 | 0 | 3.4674 | 0 | 0 | 0 | 0 | 0.14264 | 0 | 0 | 0 | 0 | 1.3814 | 0 | 0 | 0
8 | 232 | 15 | 98.96 | 14.2386 | 86.385 | 0 | 1.6922 | 0.058245 | 0.22144 | 80 | 80.7138 | 78 | 0.0033317 | 0.0073841 | 0.00089795 | 0 | 0 | 0.0075873 | 0.0069368 | 0.00049746 | 0.018339 | 0.0056176 | 7.4597e-05 | 0.0026341 | 0.0016952 | 0.0026854 | 0.00056426 | 0 | 0 | 0 | 0 | 0 | 0 | 12.7465 | 0 | 0 | 0 | 0 | 0.14362 | 0 | 0 | 0 | 0 | 1.3485 | 0 | 0 | 0
8 | 232 | 16 | 98.96 | 4.6855 | 86.385 | 0 | 1.6922 | 0.054335 | 0.054335 | 78 | 78.6659 | 78 | 0.0036831 | 0.008163 | 0.00099267 | 0 | 0 | 0.0055764 | 0.0051976 | 0.00054967 | 0.016194 | 0.0057892 | 8.2466e-05 | 0.002912 | 0.0019452 | 0.0026854 | 0.00056426 | 0 | 0 | 0 | 0 | 0 | 0 | 3.1276 | 0 | 0 | 0 | 0 | 0.14362 | 0 | 0 | 0 | 0 | 1.4143 | 0 | 0 | 0
8 | 232 | 17 | 98.06 | 4.4282 | 86.385 | 0 | 1.6922 | 0.045295 | 0.045295 | 78 | 78.5551 | 78 | 0.003525 | 0.0078125 | 0.00095004 | 0 | 0 | 0.0042913 | 0.0031546 | 0.00052432 | 0.011292 | 0.0044711 | 7.8925e-05 | 0.002787 | 0.0016571 | 0.0039265 | 0.00082442 | 0 | 0 | 0 | 0 | 0 | 0 | 2.6072 | 0 | 0 | 0 | 0 | 0.14362 | 0 | 0 | 0 | 0 | 1.6774 | 0 | 0 | 0
8 | 232 | 18 | 96.98 | 4.4041 | 86.385 | 0 | 2.8814 | 0.035977 | 0.035977 | 78 | 78.4409 | 78 | 0.0033352 | 0.0073919 | 0.00089889 | 0 | 0 | 0.0025193 | 0.0012041 | 0.00049212 | 0.0072582 | 0.0038572 | 7.4675e-05 | 0.0026369 | 0.0011844 | 0.0042349 | 0.00088946 | 0 | 0 | 0 | 0 | 0 | 0 | 2.0709 | 0 | 0 | 0 | 0 | 0.22825 | 0 | 0 | 0 | 0 | 2.105 | 0 | 0 | 0
8 | 232 | 19 | 93.02 | 3.6725 | 86.385 | 0 | 2.8814 | 0.023837 | 0.023837 | 78 | 78.2921 | 78 | 0.0026393 | 0.0058496 | 0.00071135 | 0 | 0 | 0.0012401 | 0.00022035 | 0.00038767 | 0.0024724 | 0.0019262 | 5.9095e-05 | 0.0020867 | 0.00074489 | 0.0045452 | 0.0009545 | 0 | 0 | 0 | 0 | 0 | 0 | 1.3721 | 0 | 0 | 0 | 0 | 0.22825 | 0 | 0 | 0 | 0 | 2.0721 | 0 | 0 | 0
8 | 232 | 20 | 87.98 | 3.3881 | 86.385 | 0 | 2.8814 | 0.021183 | 0.021183 | 78 | 78.2596 | 78 | 0.0017537 | 0.0038868 | 0.00047265 | 0 | 0 | 0 | 0 | 0.00025881 | 0.0026905 | 0.0016312 | 3.9266e-05 | 0.0013865 | 0.00044023 | 0.0071272 | 0.0014959 | 0 | 0 | 0 | 0 | 0 | 0 | 1.2193 | 0 | 0 | 0 | 0 | 0.22825 | 0 | 0 | 0 | 0 | 1.9405 | 0 | 0 | 0
8 | 232 | 21 | 84.92 | 3.0651 | 86.385 | 0 | 2.8814 | 0.017286 | 0.017286 | 78 | 78.2118 | 78 | 0.001216 | 0.002695 | 0.00032773 | 0 | 0 | 0 | 0 | 0.00017926 | 0.0018655 | 0.0011311 | 2.7226e-05 | 0.0009614 | 0.00025923 | 0.0071272 | 0.0014959 | 0 | 0 | 0 | 0 | 0 | 0 | 0.99498 | 0 | 0 | 0 | 0 | 0.22825 | 0 | 0 | 0 | 0 | 1.8419 | 0 | 0 | 0
8 | 232 | 22 | 82.94 | 2.8052 | 86.385 | 0 | 2.3326 | 0.015164 | 0.015164 | 78 | 78.1858 | 78 | 0.00086806 | 0.0019239 | 0.00023396 | 0 | 0 | 0 | 0 | 0.00012789 | 0.0013318 | 0.00080743 | 1.9436e-05 | 0.00068632 | 0.00016313 | 0.0074411 | 0.0015609 | 0 | 0 | 0 | 0 | 0 | 0 | 0.87285 | 0 | 0 | 0 | 0 | 0.18919 | 0 | 0 | 0 | 0 | 1.7432 | 0 | 0 | 0
8 | 232 | 23 | 82.04 | 2.477 | 86.385 | 0 | 2.3326 | 0.014033 | 0.014033 | 78 | 78.172 | 78 | 0.00070992 | 0.0015734 | 0.00019133 | 0 | 0 | 0 | 0 | 0.0001045 | 0.0010891 | 0.0006603 | 1.5895e-05 | 0.00056128 | 0.0001251 | 0.0074411 | 0.0015609 | 0 | 0 | 0 | 0 | 0 | 0 | 0.80775 | 0 | 0 | 0 | 0 | 0.18919 | 0 | 0 | 0 | 0 | 1.4801 | 0 | 0 | 0
8 | 232 | 24 | 78.98 | 1.8057 | 86.385 | 0 | 0.38876 | 0.0093451 | 0.0093451 | 78 | 78.1145 | 78 | 0.00017221 | 0.00038167 | 4.6413e-05 | 0 | 0 | 0 | 0 | 2.548e-05 | 0.0002642 | 0.00016021 | 3.8557e-06 | 0.00013615 | 2.9893e-05 | 0.0067153 | 0.0014098 | 0 | 0 | 0 | 0 | 0 | 0 | 0.53792 | 0 | 0 | 0 | 0 | 0.05086 | 0 | 0 | 0 | 0 | 1.2169 | 0 | 0 | 0
8 | 233 | 1 | 78.08 | 1.1215 | 86.2909 | 0 | 0.3896 | 0.0025988 | 0.0025988 | 78 | 78.0318 | 78 | 1.4058e-05 | 3.1157e-05 | 3.7888e-06 | 0 | 0 | 0 | 0 | 2.0588e-06 | 2.1567e-05 | 1.3072e-05 | 3.1475e-07 | 1.1114e-05 | 8.3327e-07 | 0.0020667 | 0.00043418 | 0 | 0 | 0 | 0 | 0 | 0 | 0.14959 | 0 | 0 | 0 | 0 | 0.050988 | 0 | 0 | 0 | 0 | 0.92093 | 0 | 0 | 0
8 | 233 | 2 | 77 | 0.90613 | 86.2909 | 0 | 0.3896 | 0.00083971 | 0 | 78 | 78.0103 | 78 | -0.00017572 | -0.00038946 | -4.736e-05 | 0 | 0 | 0 | 0 | -2.5749e-05 | -0.00026959 | -0.00016341 | -3.9344e-06 | -0.00013893 | -1.2803e-05 | 0.0020667 | 0.00043418 | 0 | 0 | 0 | 0 | 0 | 0 | 0 | 0 | 0 | 0 | 0 | 0.050988 | 0 | 0 | 0 | 0 | 0.85515 | 0 | 0 | 0
8 | 233 | 3 | 75.92 | 0.87325 | 86.2909 | 0 | 0.3896 | -0.00049115 | 0 | 78 | 77.994 | 77.994 | -0.0003655 | -0.00081007 | -9.8509e-05 | 0 | 0 | 0 | 0 | -5.3574e-05 | -0.00056074 | -0.00033989 | -8.1836e-06 | -0.00028898 | -3.236e-05 | 0.0020667 | 0.00043418 | 0 | 0 | 0 | 0 | 0 | 0 | 0 | 0 | 0 | 0 | 0 | 0.050991 | 0 | 0 | 0 | 0 | 0.82226 | 0 | 0 | 0
8 | 233 | 4 | 73.94 | 0.84037 | 86.2909 | 0 | 0.3896 | -0.0029198 | 0 | 77.994 | 77.9582 | 77.9582 | -0.00071237 | -0.0015789 | -0.000192 | 0 | 0 | 0 | 0 | -0.00010429 | -0.0010929 | -0.00066243 | -1.595e-05 | -0.00056322 | -6.4406e-05 | 0.0020667 | 0.00043418 | 0 | 0 | 0 | 0 | 0 | 0 | 0 | 0 | 0 | 0 | 0 | 0.051008 | 0 | 0 | 0 | 0 | 0.78937 | 0 | 0 | 0
8 | 233 | 5 | 75.02 | 0.84038 | 86.2909 | 0 | 0.3896 | -0.0015232 | 0 | 77.9582 | 77.9395 | 77.9395 | -0.0005163 | -0.0011443 | -0.00013915 | 0 | 0 | 0 | 0 | -7.4753e-05 | -0.0007921 | -0.00047988 | -1.156e-05 | -0.00040821 | -2.3588e-05 | 0.0020667 | 0.00043418 | 0 | 0 | 0 | 0 | 0 | 0 | 0 | 0 | 0 | 0 | 0 | 0.051017 | 0 | 0 | 0 | 0 | 0.78937 | 0 | 0 | 0
8 | 233 | 6 | 77 | 0.94395 | 86.2909 | 0 | 0.45835 | 0.0022954 | 0 | 77.9395 | 77.9677 | 77.9677 | -0.0001651 | -0.00036591 | -4.4496e-05 | 0 | 0 | 0 | 0 | -2.4272e-05 | -0.00025329 | -0.00015355 | -3.6965e-06 | -0.00013053 | -1.6658e-05 | 0.0034529 | 0.00072422 | 0 | 0 | 0 | 0 | 0 | 0 | 0 | 0 | 0 | 0 | 0 | 0.055908 | 0 | 0 | 0 | 0 | 0.88804 | 0 | 0 | 0
8 | 233 | 7 | 78.08 | 1.6617 | 86.2909 | 0 | 3.4376 | 0.0068454 | 0.0042067 | 77.9677 | 78.0516 | 78 | 1.974e-05 | 4.3751e-05 | 5.3203e-06 | 0 | 0 | 0.0016671 | 0.00066134 | 2.9252e-06 | -0.00043547 | -0.00038837 | 4.4198e-07 | 1.5607e-05 | 4.0429e-06 | 0.0043383 | 0.00091055 | 0 | 0 | 0 | 0 | 0 | 0 | 0.24214 | 0 | 0 | 0 | 0 | 0.26843 | 0 | 0 | 0 | 0 | 1.1512 | 0 | 0 | 0
8 | 233 | 8 | 80.96 | 3.0653 | 86.2909 | 0 | 3.4376 | 0.025163 | 0.025163 | 78 | 78.3084 | 78 | 0.00052014 | 0.0011528 | 0.00014019 | 0 | 0 | 0.0044784 | 0.0024292 | 7.7807e-05 | 0.0037644 | 0.0014748 | 1.1646e-05 | 0.00041124 | 0.00020452 | 0.0086767 | 0.0018211 | 0 | 0 | 0 | 0 | 0 | 0 | 1.4484 | 0 | 0 | 0 | 0 | 0.26843 | 0 | 0 | 0 | 0 | 1.3485 | 0 | 0 | 0
8 | 233 | 9 | 84.02 | 1.6169 | 86.2909 | 0 | 2.9793 | 0.033402 | 0 | 78 | 78.4093 | 78.4093 | 0.0010578 | 0.0023445 | 0.00028511 | 0 | 0 | 0.0064644 | 0.0044963 | 0.00015829 | 0.0084282 | 0.0027331 | 2.3685e-05 | 0.00083637 | 0.00045008 | 0.0050623 | 0.0010617 | 0 | 0 | 0 | 0 | 0 | 0 | 0 | 0 | 0 | 0 | 0 | 0.23553 | 0 | 0 | 0 | 0 | 1.3814 | 0 | 0 | 0
8 | 233 | 10 | 86 | 1.6496 | 86.2909 | 0 | 2.9793 | 0.03991 | 0 | 78.4093 | 78.8985 | 78.8985 | 0.0013338 | 0.0029562 | 0.00035949 | 0 | 0 | 0.0081542 | 0.0061537 | 0.00019905 | 0.012069 | 0.003329 | 2.9865e-05 | 0.0010546 | 0.00052418 | 0.0030973 | 0.00065039 | 0 | 0 | 0 | 0 | 0 | 0 | 0 | 0 | 0 | 0 | 0 | 0.23529 | 0 | 0 | 0 | 0 | 1.4143 | 0 | 0 | 0
8 | 233 | 11 | 89.06 | 1.6822 | 86.2909 | 0 | 2.9793 | 0.047661 | 0 | 78.8985 | 79.4825 | 79.4825 | 0.0017856 | 0.0039575 | 0.00048125 | 0 | 0 | 0.0092477 | 0.007279 | 0.00026666 | 0.014964 | 0.0037296 | 3.998e-05 | 0.0014118 | 0.00075022 | 0.0030973 | 0.00065039 | 0 | 0 | 0 | 0 | 0 | 0 | 0 | 0 | 0 | 0 | 0 | 0.23501 | 0 | 0 | 0 | 0 | 1.4472 | 0 | 0 | 0
8 | 233 | 12 | 93.02 | 2.4831 | 86.2909 | 0 | 2.1084 | 0.05722 | 0.014997 | 79.4825 | 80.1838 | 80 | 0.0023788 | 0.0052723 | 0.00064113 | 0 | 0 | 0.0093193 | 0.0087826 | 0.00035369 | 0.018827 | 0.0038501 | 5.3262e-05 | 0.0018808 | 0.00086315 | 0.0041315 | 0.0008666 | 0 | 0 | 0 | 0 | 0 | 0 | 0.86326 | 0 | 0 | 0 | 0 | 0.17263 | 0 | 0 | 0 | 0 | 1.4472 | 0 | 0 | 0
8 | 233 | 13 | 93.02 | 4.7853 | 86.2909 | 0 | 2.1084 | 0.055565 | 0.055565 | 80 | 80.681 | 80 | 0.0022879 | 0.0050707 | 0.00061663 | 0 | 0 | 0.0098676 | 0.0087091 | 0.00033759 | 0.018666 | 0.0037441 | 5.1226e-05 | 0.0018089 | 0.00065734 | 0.0030973 | 0.00065039 | 0 | 0 | 0 | 0 | 0 | 0 | 3.1984 | 0 | 0 | 0 | 0 | 0.17263 | 0 | 0 | 0 | 0 | 1.4143 | 0 | 0 | 0
8 | 233 | 14 | 96.08 | 4.8431 | 86.2909 | 0 | 1.6959 | 0.057651 | 0.057651 | 80 | 80.7065 | 80 | 0.0028256 | 0.0062625 | 0.00076155 | 0 | 0 | 0.0088246 | 0.0080491 | 0.00042507 | 0.018681 | 0.0046356 | 6.3266e-05 | 0.002234 | 0.0017631 | 0.0025838 | 0.00054141 | 0 | 0 | 0 | 0 | 0 | 0 | 3.3185 | 0 | 0 | 0 | 0 | 0.1432 | 0 | 0 | 0 | 0 | 1.3814 | 0 | 0 | 0
8 | 233 | 15 | 96.98 | 13.97 | 86.2909 | 0 | 1.6959 | 0.05357 | 0.21677 | 80 | 80.6565 | 78 | 0.0029838 | 0.006613 | 0.00080417 | 0 | 0 | 0.0074969 | 0.006779 | 0.00044185 | 0.016861 | 0.004827 | 6.6807e-05 | 0.0023591 | 0.0010878 | 0.0026854 | 0.00056426 | 0 | 0 | 0 | 0 | 0 | 0 | 12.4773 | 0 | 0 | 0 | 0 | 0.14418 | 0 | 0 | 0 | 0 | 1.3485 | 0 | 0 | 0
8 | 233 | 16 | 98.06 | 4.5343 | 86.2909 | 0 | 1.6959 | 0.051698 | 0.051698 | 78 | 78.6336 | 78 | 0.003525 | 0.0078125 | 0.00095004 | 0 | 0 | 0.0056643 | 0.0051485 | 0.0005248 | 0.015115 | 0.0051856 | 7.8925e-05 | 0.002787 | 0.0016571 | 0.0026854 | 0.00056426 | 0 | 0 | 0 | 0 | 0 | 0 | 2.9758 | 0 | 0 | 0 | 0 | 0.14418 | 0 | 0 | 0 | 0 | 1.4143 | 0 | 0 | 0
8 | 233 | 17 | 98.06 | 4.4711 | 86.2909 | 0 | 1.6959 | 0.046029 | 0.046029 | 78 | 78.5641 | 78 | 0.003525 | 0.0078125 | 0.00095004 | 0 | 0 | 0.004569 | 0.0031501 | 0.00052458 | 0.011529 | 0.0046948 | 7.8925e-05 | 0.002787 | 0.0016571 | 0.0039265 | 0.00082442 | 0 | 0 | 0 | 0 | 0 | 0 | 2.6495 | 0 | 0 | 0 | 0 | 0.14418 | 0 | 0 | 0 | 0 | 1.6774 | 0 | 0 | 0
8 | 233 | 18 | 96.98 | 4.4694 | 86.2909 | 0 | 2.8876 | 0.037095 | 0.037095 | 78 | 78.4546 | 78 | 0.0033352 | 0.0073919 | 0.00089889 | 0 | 0 | 0.0028577 | 0.0012737 | 0.00049751 | 0.0074056 | 0.0039012 | 7.4675e-05 | 0.0026369 | 0.0016977 | 0.0042349 | 0.00088946 | 0 | 0 | 0 | 0 | 0 | 0 | 2.1352 | 0 | 0 | 0 | 0 | 0.22919 | 0 | 0 | 0 | 0 | 2.105 | 0 | 0 | 0
8 | 233 | 19 | 95 | 3.8265 | 86.2909 | 0 | 2.8876 | 0.026497 | 0.026497 | 78 | 78.3247 | 78 | 0.0029873 | 0.0066208 | 0.00080512 | 0 | 0 | 0.001031 | 0.00027968 | 0.00044026 | 0.0032997 | 0.0021096 | 6.6885e-05 | 0.0023618 | 0.00099489 | 0.0045452 | 0.0009545 | 0 | 0 | 0 | 0 | 0 | 0 | 1.5252 | 0 | 0 | 0 | 0 | 0.22919 | 0 | 0 | 0 | 0 | 2.0721 | 0 | 0 | 0
8 | 233 | 20 | 91.94 | 3.6784 | 86.2909 | 0 | 2.8876 | 0.026209 | 0.026209 | 78 | 78.3212 | 78 | 0.0024496 | 0.005429 | 0.0006602 | 0 | 0 | 0 | 0 | 0.00035951 | 0.003758 | 0.0022784 | 5.4846e-05 | 0.0019367 | 0.00065995 | 0.0071272 | 0.0014959 | 0 | 0 | 0 | 0 | 0 | 0 | 1.5086 | 0 | 0 | 0 | 0 | 0.22919 | 0 | 0 | 0 | 0 | 1.9405 | 0 | 0 | 0
8 | 233 | 21 | 91.04 | 3.5212 | 86.2909 | 0 | 2.8876 | 0.025194 | 0.025194 | 78 | 78.3088 | 78 | 0.0022914 | 0.0050785 | 0.00061757 | 0 | 0 | 0 | 0 | 0.00033881 | 0.0035154 | 0.0021317 | 5.1305e-05 | 0.0018117 | 0.00073459 | 0.0071272 | 0.0014959 | 0 | 0 | 0 | 0 | 0 | 0 | 1.4502 | 0 | 0 | 0 | 0 | 0.22919 | 0 | 0 | 0 | 0 | 1.8419 | 0 | 0 | 0
8 | 233 | 22 | 89.96 | 3.3292 | 86.2909 | 0 | 2.3376 | 0.024254 | 0.024254 | 78 | 78.2972 | 78 | 0.0021016 | 0.0046579 | 0.00056643 | 0 | 0 | 0 | 0 | 0.00031148 | 0.0032243 | 0.0019553 | 4.7056e-05 | 0.0016616 | 0.00072594 | 0.0074411 | 0.0015609 | 0 | 0 | 0 | 0 | 0 | 0 | 1.3961 | 0 | 0 | 0 | 0 | 0.18996 | 0 | 0 | 0 | 0 | 1.7432 | 0 | 0 | 0
8 | 233 | 23 | 89.06 | 3.0035 | 86.2909 | 0 | 2.3376 | 0.023167 | 0.023167 | 78 | 78.2839 | 78 | 0.0019435 | 0.0043074 | 0.0005238 | 0 | 0 | 0 | 0 | 0.00028882 | 0.0029816 | 0.0018084 | 4.3515e-05 | 0.0015366 | 0.00073136 | 0.0074411 | 0.0015609 | 0 | 0 | 0 | 0 | 0 | 0 | 1.3335 | 0 | 0 | 0 | 0 | 0.18996 | 0 | 0 | 0 | 0 | 1.4801 | 0 | 0 | 0
8 | 233 | 24 | 87.98 | 2.4702 | 86.2909 | 0 | 0.3896 | 0.020886 | 0.020886 | 78 | 78.256 | 78 | 0.0017537 | 0.0038868 | 0.00047265 | 0 | 0 | 0 | 0 | 0.00026055 | 0.0026905 | 0.0016318 | 3.9266e-05 | 0.0013865 | 0.00063931 | 0.0067153 | 0.0014098 | 0 | 0 | 0 | 0 | 0 | 0 | 1.2022 | 0 | 0 | 0 | 0 | 0.050988 | 0 | 0 | 0 | 0 | 1.2169 | 0 | 0 | 0
8 | 234 | 1 | 87.08 | 1.7884 | 86.1932 | 0 | 0.39047 | 0.014183 | 0.014183 | 78 | 78.1738 | 78 | 0.0015956 | 0.0035363 | 0.00043003 | 0 | 0 | 0 | 0 | 0.00023781 | 0.0024479 | 0.0014848 | 3.5725e-05 | 0.0012615 | 0.00065226 | 0.0020667 | 0.00043418 | 0 | 0 | 0 | 0 | 0 | 0 | 0.81637 | 0 | 0 | 0 | 0 | 0.05112 | 0 | 0 | 0 | 0 | 0.92093 | 0 | 0 | 0
8 | 234 | 2 | 84.92 | 1.5611 | 86.1932 | 0 | 0.39047 | 0.011376 | 0.011376 | 78 | 78.1394 | 78 | 0.001216 | 0.002695 | 0.00032773 | 0 | 0 | 0 | 0 | 0.00018123 | 0.0018655 | 0.0011316 | 2.7226e-05 | 0.0009614 | 0.00046913 | 0.0020667 | 0.00043418 | 0 | 0 | 0 | 0 | 0 | 0 | 0.6548 | 0 | 0 | 0 | 0 | 0.05112 | 0 | 0 | 0 | 0 | 0.85515 | 0 | 0 | 0
8 | 234 | 3 | 84.92 | 1.5212 | 86.1932 | 0 | 0.39047 | 0.011255 | 0.011255 | 78 | 78.1379 | 78 | 0.001216 | 0.002695 | 0.00032773 | 0 | 0 | 0 | 0 | 0.00018022 | 0.0018655 | 0.0011313 | 2.7226e-05 | 0.0009614 | 0.00035002 | 0.0020667 | 0.00043418 | 0 | 0 | 0 | 0 | 0 | 0 | 0.64787 | 0 | 0 | 0 | 0 | 0.05112 | 0 | 0 | 0 | 0 | 0.82226 | 0 | 0 | 0
8 | 234 | 4 | 84.02 | 1.4222 | 86.1932 | 0 | 0.39047 | 0.010105 | 0.010105 | 78 | 78.1238 | 78 | 0.0010578 | 0.0023445 | 0.00028511 | 0 | 0 | 0 | 0 | 0.00015667 | 0.0016229 | 0.00098417 | 2.3685e-05 | 0.00083637 | 0.00029327 | 0.0020667 | 0.00043418 | 0 | 0 | 0 | 0 | 0 | 0 | 0.58168 | 0 | 0 | 0 | 0 | 0.05112 | 0 | 0 | 0 | 0 | 0.78937 | 0 | 0 | 0
8 | 234 | 5 | 82.94 | 1.343 | 86.1932 | 0 | 0.39047 | 0.0087299 | 0.0087299 | 78 | 78.107 | 78 | 0.00086806 | 0.0019239 | 0.00023396 | 0 | 0 | 0 | 0 | 0.00012855 | 0.0013318 | 0.00080761 | 1.9436e-05 | 0.00068632 | 0.00022949 | 0.0020667 | 0.00043418 | 0 | 0 | 0 | 0 | 0 | 0 | 0.50251 | 0 | 0 | 0 | 0 | 0.05112 | 0 | 0 | 0 | 0 | 0.78937 | 0 | 0 | 0
8 | 234 | 6 | 82.04 | 1.4773 | 86.1932 | 0 | 0.45937 | 0.0092637 | 0.0092637 | 78 | 78.1135 | 78 | 0.00070992 | 0.0015734 | 0.00019133 | 0 | 0 | 0 | 0 | 0.00010513 | 0.0010891 | 0.00066047 | 1.5895e-05 | 0.00056128 | 0.00017998 | 0.0034529 | 0.00072422 | 0 | 0 | 0 | 0 | 0 | 0 | 0.53323 | 0 | 0 | 0 | 0 | 0.056048 | 0 | 0 | 0 | 0 | 0.88804 | 0 | 0 | 0
8 | 234 | 7 | 82.04 | 2.1888 | 86.1932 | 0 | 3.4453 | 0.013343 | 0.013343 | 78 | 78.1635 | 78 | 0.00070992 | 0.0015734 | 0.00019133 | 0 | 0 | 0.0017262 | 0.00068888 | 0.00010488 | 0.0015052 | 0.00086619 | 1.5895e-05 | 0.00056128 | 0.00015116 | 0.0043383 | 0.00091055 | 0 | 0 | 0 | 0 | 0 | 0 | 0.76805 | 0 | 0 | 0 | 0 | 0.2696 | 0 | 0 | 0 | 0 | 1.1512 | 0 | 0 | 0
8 | 234 | 8 | 84.02 | 3.3349 | 86.1932 | 0 | 3.4453 | 0.029826 | 0.029826 | 78 | 78.3655 | 78 | 0.0010578 | 0.0023445 | 0.00028511 | 0 | 0 | 0.004508 | 0.0022735 | 0.00015616 | 0.0052291 | 0.0024007 | 2.3685e-05 | 0.00083637 | 0.00021345 | 0.0086767 | 0.0018211 | 0 | 0 | 0 | 0 | 0 | 0 | 1.7168 | 0 | 0 | 0 | 0 | 0.2696 | 0 | 0 | 0 | 0 | 1.3485 | 0 | 0 | 0
8 | 234 | 9 | 86 | 1.6179 | 86.1932 | 0 | 2.9859 | 0.036787 | 0 | 78 | 78.4508 | 78.4508 | 0.0014058 | 0.0031157 | 0.00037888 | 0 | 0 | 0.0068833 | 0.0040523 | 0.00020707 | 0.0094574 | 0.0037438 | 3.1475e-05 | 0.0011114 | 0.00027553 | 0.0050623 | 0.0010617 | 0 | 0 | 0 | 0 | 0 | 0 | 0 | 0 | 0 | 0 | 0 | 0.23653 | 0 | 0 | 0 | 0 | 1.3814 | 0 | 0 | 0
8 | 234 | 10 | 89.06 | 1.6505 | 86.1932 | 0 | 2.9859 | 0.043588 | 0 | 78.4508 | 78.985 | 78.985 | 0.0018643 | 0.0041318 | 0.00050245 | 0 | 0 | 0.0087243 | 0.0054341 | 0.00027697 | 0.012405 | 0.0043706 | 4.1741e-05 | 0.0014739 | 0.00061572 | 0.0030973 | 0.00065039 | 0 | 0 | 0 | 0 | 0 | 0 | 0 | 0 | 0 | 0 | 0 | 0.23626 | 0 | 0 | 0 | 0 | 1.4143 | 0 | 0 | 0
8 | 234 | 11 | 91.94 | 1.6831 | 86.1932 | 0 | 2.9859 | 0.051445 | 0 | 78.985 | 79.6155 | 79.6155 | 0.0022765 | 0.0050454 | 0.00061355 | 0 | 0 | 0.010415 | 0.0064987 | 0.00033826 | 0.014919 | 0.0049288 | 5.097e-05 | 0.0017999 | 0.00081143 | 0.0030973 | 0.00065039 | 0 | 0 | 0 | 0 | 0 | 0 | 0 | 0 | 0 | 0 | 0 | 0.23596 | 0 | 0 | 0 | 0 | 1.4472 | 0 | 0 | 0
8 | 234 | 12 | 95 | 3.2412 | 86.1932 | 0 | 2.1131 | 0.059533 | 0.028156 | 79.6155 | 80.3451 | 80 | 0.0027034 | 0.0059916 | 0.00072861 | 0 | 0 | 0.010379 | 0.007884 | 0.00040185 | 0.018242 | 0.0049715 | 6.0529e-05 | 0.0021374 | 0.0010352 | 0.0041315 | 0.0008666 | 0 | 0 | 0 | 0 | 0 | 0 | 1.6207 | 0 | 0 | 0 | 0 | 0.17334 | 0 | 0 | 0 | 0 | 1.4472 | 0 | 0 | 0
8 | 234 | 13 | 96.08 | 4.9725 | 86.1932 | 0 | 2.1131 | 0.058805 | 0.058805 | 80 | 80.7207 | 80 | 0.0028256 | 0.0062625 | 0.00076155 | 0 | 0 | 0.011692 | 0.0070105 | 0.00042182 | 0.016878 | 0.0055511 | 6.3266e-05 | 0.002234 | 0.0013576 | 0.0030973 | 0.00065039 | 0 | 0 | 0 | 0 | 0 | 0 | 3.3849 | 0 | 0 | 0 | 0 | 0.17334 | 0 | 0 | 0 | 0 | 1.4143 | 0 | 0 | 0
8 | 234 | 14 | 96.98 | 4.9211 | 86.1932 | 0 | 1.6997 | 0.058997 | 0.058997 | 80 | 80.723 | 80 | 0.0029838 | 0.006613 | 0.00080417 | 0 | 0 | 0.0089812 | 0.007785 | 0.0004419 | 0.019337 | 0.0054116 | 6.6807e-05 | 0.0023591 | 0.0010878 | 0.0025838 | 0.00054141 | 0 | 0 | 0 | 0 | 0 | 0 | 3.3959 | 0 | 0 | 0 | 0 | 0.14377 | 0 | 0 | 0 | 0 | 1.3814 | 0 | 0 | 0
8 | 234 | 15 | 98.06 | 14.1941 | 86.1932 | 0 | 1.6997 | 0.057453 | 0.22065 | 80 | 80.7041 | 78 | 0.0031735 | 0.0070336 | 0.00085532 | 0 | 0 | 0.0082113 | 0.0065315 | 0.00047497 | 0.017744 | 0.0058701 | 7.1056e-05 | 0.0025091 | 0.0017291 | 0.0026854 | 0.00056426 | 0 | 0 | 0 | 0 | 0 | 0 | 12.7008 | 0 | 0 | 0 | 0 | 0.14475 | 0 | 0 | 0 | 0 | 1.3485 | 0 | 0 | 0
8 | 234 | 16 | 98.06 | 4.605 | 86.1932 | 0 | 1.6997 | 0.052916 | 0.052916 | 78 | 78.6485 | 78 | 0.003525 | 0.0078125 | 0.00095004 | 0 | 0 | 0.0075389 | 0.0046588 | 0.00052312 | 0.014472 | 0.005797 | 7.8925e-05 | 0.002787 | 0.0015238 | 0.0026854 | 0.00056426 | 0 | 0 | 0 | 0 | 0 | 0 | 3.0459 | 0 | 0 | 0 | 0 | 0.14475 | 0 | 0 | 0 | 0 | 1.4143 | 0 | 0 | 0
8 | 234 | 17 | 98.06 | 4.546 | 86.1932 | 0 | 1.6997 | 0.04732 | 0.04732 | 78 | 78.5799 | 78 | 0.003525 | 0.0078125 | 0.00095004 | 0 | 0 | 0.0048654 | 0.0030397 | 0.0005246 | 0.012085 | 0.0052438 | 7.8925e-05 | 0.002787 | 0.0016571 | 0.0039265 | 0.00082442 | 0 | 0 | 0 | 0 | 0 | 0 | 2.7238 | 0 | 0 | 0 | 0 | 0.14475 | 0 | 0 | 0 | 0 | 1.6774 | 0 | 0 | 0
8 | 234 | 18 | 96.98 | 4.5362 | 86.1932 | 0 | 2.8941 | 0.038238 | 0.038238 | 78 | 78.4686 | 78 | 0.0033352 | 0.0073919 | 0.00089889 | 0 | 0 | 0.0028094 | 0.0012368 | 0.00049472 | 0.0083351 | 0.0044956 | 7.4675e-05 | 0.0026369 | 0.0014043 | 0.0042349 | 0.00088946 | 0 | 0 | 0 | 0 | 0 | 0 | 2.201 | 0 | 0 | 0 | 0 | 0.23018 | 0 | 0 | 0 | 0 | 2.105 | 0 | 0 | 0
8 | 234 | 19 | 96.08 | 4.0244 | 86.1932 | 0 | 2.8941 | 0.029919 | 0.029919 | 78 | 78.3667 | 78 | 0.003177 | 0.0070414 | 0.00085627 | 0 | 0 | 0.0010622 | 0.00023036 | 0.0004725 | 0.0045406 | 0.0030262 | 7.1134e-05 | 0.0025119 | 0.0014299 | 0.0045452 | 0.0009545 | 0 | 0 | 0 | 0 | 0 | 0 | 1.7222 | 0 | 0 | 0 | 0 | 0.23018 | 0 | 0 | 0 | 0 | 2.0721 | 0 | 0 | 0
8 | 234 | 20 | 95 | 3.9243 | 86.1932 | 0 | 2.8941 | 0.030466 | 0.030466 | 78 | 78.3734 | 78 | 0.0029873 | 0.0066208 | 0.00080512 | 0 | 0 | 0 | 0 | 0.000443 | 0.004583 | 0.0027793 | 6.6885e-05 | 0.0023618 | 0.0011955 | 0.0071272 | 0.0014959 | 0 | 0 | 0 | 0 | 0 | 0 | 1.7536 | 0 | 0 | 0 | 0 | 0.23018 | 0 | 0 | 0 | 0 | 1.9405 | 0 | 0 | 0
8 | 234 | 21 | 93.02 | 3.6654 | 86.1932 | 0 | 2.8941 | 0.027682 | 0.027682 | 78 | 78.3392 | 78 | 0.0026393 | 0.0058496 | 0.00071135 | 0 | 0 | 0 | 0 | 0.00038889 | 0.0040492 | 0.002455 | 5.9095e-05 | 0.0020867 | 0.0008196 | 0.0071272 | 0.0014959 | 0 | 0 | 0 | 0 | 0 | 0 | 1.5934 | 0 | 0 | 0 | 0 | 0.23018 | 0 | 0 | 0 | 0 | 1.8419 | 0 | 0 | 0
8 | 234 | 22 | 91.94 | 3.4685 | 86.1932 | 0 | 2.3428 | 0.02666 | 0.02666 | 78 | 78.3267 | 78 | 0.0024496 | 0.005429 | 0.0006602 | 0 | 0 | 0 | 0 | 0.00036118 | 0.003758 | 0.0022785 | 5.4846e-05 | 0.0019367 | 0.0007301 | 0.0074411 | 0.0015609 | 0 | 0 | 0 | 0 | 0 | 0 | 1.5346 | 0 | 0 | 0 | 0 | 0.19075 | 0 | 0 | 0 | 0 | 1.7432 | 0 | 0 | 0
8 | 234 | 23 | 89.96 | 3.0669 | 86.1932 | 0 | 2.3428 | 0.024253 | 0.024253 | 78 | 78.2972 | 78 | 0.0021016 | 0.0046579 | 0.00056643 | 0 | 0 | 0 | 0 | 0.00031131 | 0.0032243 | 0.0019553 | 4.7056e-05 | 0.0016616 | 0.00072594 | 0.0074411 | 0.0015609 | 0 | 0 | 0 | 0 | 0 | 0 | 1.3961 | 0 | 0 | 0 | 0 | 0.19075 | 0 | 0 | 0 | 0 | 1.4801 | 0 | 0 | 0
8 | 234 | 24 | 89.06 | 2.5422 | 86.1932 | 0 | 0.39047 | 0.022135 | 0.022135 | 78 | 78.2713 | 78 | 0.0019435 | 0.0043074 | 0.0005238 | 0 | 0 | 0 | 0 | 0.00028724 | 0.0029816 | 0.001808 | 4.3515e-05 | 0.0015366 | 0.0005788 | 0.0067153 | 0.0014098 | 0 | 0 | 0 | 0 | 0 | 0 | 1.2741 | 0 | 0 | 0 | 0 | 0.05112 | 0 | 0 | 0 | 0 | 1.2169 | 0 | 0 | 0
8 | 235 | 1 | 87.98 | 1.8562 | 86.0917 | 0 | 0.39137 | 0.015357 | 0.015357 | 78 | 78.1882 | 78 | 0.0017537 | 0.0038868 | 0.00047265 | 0 | 0 | 0 | 0 | 0.00026139 | 0.0026905 | 0.001632 | 3.9266e-05 | 0.0013865 | 0.00073349 | 0.0020667 | 0.00043418 | 0 | 0 | 0 | 0 | 0 | 0 | 0.88398 | 0 | 0 | 0 | 0 | 0.051257 | 0 | 0 | 0 | 0 | 0.92093 | 0 | 0 | 0
8 | 235 | 2 | 86 | 1.6374 | 86.0917 | 0 | 0.39137 | 0.012699 | 0.012699 | 78 | 78.1556 | 78 | 0.0014058 | 0.0031157 | 0.00037888 | 0 | 0 | 0 | 0 | 0.0002088 | 0.0021567 | 0.001308 | 3.1475e-05 | 0.0011114 | 0.0004817 | 0.0020667 | 0.00043418 | 0 | 0 | 0 | 0 | 0 | 0 | 0.73099 | 0 | 0 | 0 | 0 | 0.051257 | 0 | 0 | 0 | 0 | 0.85515 | 0 | 0 | 0
8 | 235 | 3 | 84.02 | 1.4528 | 86.0917 | 0 | 0.39137 | 0.010063 | 0.010063 | 78 | 78.1233 | 78 | 0.0010578 | 0.0023445 | 0.00028511 | 0 | 0 | 0 | 0 | 0.00015628 | 0.0016229 | 0.00098407 | 2.3685e-05 | 0.00083637 | 0.00025132 | 0.0020667 | 0.00043418 | 0 | 0 | 0 | 0 | 0 | 0 | 0.57924 | 0 | 0 | 0 | 0 | 0.051257 | 0 | 0 | 0 | 0 | 0.82226 | 0 | 0 | 0
8 | 235 | 4 | 84.02 | 1.4177 | 86.0917 | 0 | 0.39137 | 0.010025 | 0.010025 | 78 | 78.1229 | 78 | 0.0010578 | 0.0023445 | 0.00028511 | 0 | 0 | 0 | 0 | 0.00015589 | 0.0016229 | 0.00098396 | 2.3685e-05 | 0.00083637 | 0.00021345 | 0.0020667 | 0.00043418 | 0 | 0 | 0 | 0 | 0 | 0 | 0.57703 | 0 | 0 | 0 | 0 | 0.051257 | 0 | 0 | 0 | 0 | 0.78937 | 0 | 0 | 0
8 | 235 | 5 | 82.94 | 1.3453 | 86.0917 | 0 | 0.39137 | 0.0087683 | 0.0087683 | 78 | 78.1075 | 78 | 0.00086806 | 0.0019239 | 0.00023396 | 0 | 0 | 0 | 0 | 0.0001289 | 0.0013318 | 0.00080771 | 1.9436e-05 | 0.00068632 | 0.00026735 | 0.0020667 | 0.00043418 | 0 | 0 | 0 | 0 | 0 | 0 | 0.50471 | 0 | 0 | 0 | 0 | 0.051257 | 0 | 0 | 0 | 0 | 0.78937 | 0 | 0 | 0
8 | 235 | 6 | 82.94 | 1.5364 | 86.0917 | 0 | 0.46043 | 0.010287 | 0.010287 | 78 | 78.1261 | 78 | 0.00086806 | 0.0019239 | 0.00023396 | 0 | 0 | 0 | 0 | 0.00012715 | 0.0013318 | 0.00080722 | 1.9436e-05 | 0.00068632 | 0.00011177 | 0.0034529 | 0.00072422 | 0 | 0 | 0 | 0 | 0 | 0 | 0.59212 | 0 | 0 | 0 | 0 | 0.05621 | 0 | 0 | 0 | 0 | 0.88804 | 0 | 0 | 0
8 | 235 | 7 | 82.94 | 2.054 | 86.0917 | 0 | 3.4532 | 0.01098 | 0.01098 | 78 | 78.1346 | 78 | 0.00086806 | 0.0019239 | 0.00023396 | 0 | 0 | 0.00041134 | 0.00015933 | 0.00012898 | 0.00069724 | 0.00033562 | 1.9436e-05 | 0.00068632 | 0.00026735 | 0.0043383 | 0.00091055 | 0 | 0 | 0 | 0 | 0 | 0 | 0.63205 | 0 | 0 | 0 | 0 | 0.27081 | 0 | 0 | 0 | 0 | 1.1512 | 0 | 0 | 0
8 | 235 | 8 | 84.92 | 3.2745 | 86.0917 | 0 | 3.4532 | 0.028756 | 0.028756 | 78 | 78.3524 | 78 | 0.001216 | 0.002695 | 0.00032773 | 0 | 0 | 0.0041922 | 0.0017776 | 0.00017999 | 0.0045348 | 0.0020439 | 2.7226e-05 | 0.0009614 | 0.00030228 | 0.0086767 | 0.0018211 | 0 | 0 | 0 | 0 | 0 | 0 | 1.6552 | 0 | 0 | 0 | 0 | 0.27081 | 0 | 0 | 0 | 0 | 1.3485 | 0 | 0 | 0
8 | 235 | 9 | 87.08 | 1.619 | 86.0917 | 0 | 2.9928 | 0.034679 | 0 | 78 | 78.425 | 78.425 | 0.0015956 | 0.0035363 | 0.00043003 | 0 | 0 | 0.0067688 | 0.0031949 | 0.00023686 | 0.0077288 | 0.0032671 | 3.5725e-05 | 0.0012615 | 0.00049923 | 0.0050623 | 0.0010617 | 0 | 0 | 0 | 0 | 0 | 0 | 0 | 0 | 0 | 0 | 0 | 0.23759 | 0 | 0 | 0 | 0 | 1.3814 | 0 | 0 | 0
8 | 235 | 10 | 89.96 | 1.6516 | 86.0917 | 0 | 2.9928 | 0.045442 | 0 | 78.425 | 78.9819 | 78.9819 | 0.0020269 | 0.0044924 | 0.0005463 | 0 | 0 | 0.0088251 | 0.0057522 | 0.00029969 | 0.013063 | 0.004494 | 4.5384e-05 | 0.0016026 | 0.00054676 | 0.0030973 | 0.00065039 | 0 | 0 | 0 | 0 | 0 | 0 | 0 | 0 | 0 | 0 | 0 | 0.23732 | 0 | 0 | 0 | 0 | 1.4143 | 0 | 0 | 0
8 | 235 | 11 | 91.04 | 1.6842 | 86.0917 | 0 | 2.9928 | 0.050828 | 0 | 78.9819 | 79.6048 | 79.6048 | 0.0021189 | 0.0046961 | 0.00057107 | 0 | 0 | 0.0095523 | 0.0071427 | 0.0003129 | 0.015859 | 0.0045196 | 4.7442e-05 | 0.0016752 | 0.00058474 | 0.0030973 | 0.00065039 | 0 | 0 | 0 | 0 | 0 | 0 | 0 | 0 | 0 | 0 | 0 | 0.23701 | 0 | 0 | 0 | 0 | 1.4472 | 0 | 0 | 0
8 | 235 | 12 | 93.92 | 3.074 | 86.0917 | 0 | 2.118 | 0.057486 | 0.025238 | 79.6048 | 80.3093 | 80 | 0.0025155 | 0.0055752 | 0.00067797 | 0 | 0 | 0.009758 | 0.0079107 | 0.00037579 | 0.01796 | 0.004505 | 5.6322e-05 | 0.0019888 | 0.0011641 | 0.0041315 | 0.0008666 | 0 | 0 | 0 | 0 | 0 | 0 | 1.4527 | 0 | 0 | 0 | 0 | 0.17409 | 0 | 0 | 0 | 0 | 1.4472 | 0 | 0 | 0
8 | 235 | 13 | 93.92 | 4.8492 | 86.0917 | 0 | 2.118 | 0.05665 | 0.05665 | 80 | 80.6943 | 80 | 0.002446 | 0.0054212 | 0.00065925 | 0 | 0 | 0.010256 | 0.0079062 | 0.00036489 | 0.018145 | 0.0045933 | 5.4767e-05 | 0.0019339 | 0.0011222 | 0.0030973 | 0.00065039 | 0 | 0 | 0 | 0 | 0 | 0 | 3.2609 | 0 | 0 | 0 | 0 | 0.17409 | 0 | 0 | 0 | 0 | 1.4143 | 0 | 0 | 0
8 | 235 | 14 | 96.08 | 4.7689 | 86.0917 | 0 | 1.7036 | 0.056342 | 0.056342 | 80 | 80.6905 | 80 | 0.0028256 | 0.0062625 | 0.00076155 | 0 | 0 | 0.0093568 | 0.0072089 | 0.00041979 | 0.017744 | 0.0052373 | 6.3266e-05 | 0.002234 | 0.0011031 | 0.0025838 | 0.00054141 | 0 | 0 | 0 | 0 | 0 | 0 | 3.2431 | 0 | 0 | 0 | 0 | 0.14437 | 0 | 0 | 0 | 0 | 1.3814 | 0 | 0 | 0
8 | 235 | 15 | 96.08 | 13.8739 | 86.0917 | 0 | 1.7036 | 0.05188 | 0.21508 | 80 | 80.6358 | 78 | 0.0028256 | 0.0062625 | 0.00076155 | 0 | 0 | 0.0099784 | 0.005504 | 0.00041711 | 0.014263 | 0.0054095 | 6.3266e-05 | 0.002234 | 0.00091165 | 0.0026854 | 0.00056426 | 0 | 0 | 0 | 0 | 0 | 0 | 12.3801 | 0 | 0 | 0 | 0 | 0.14535 | 0 | 0 | 0 | 0 | 1.3485 | 0 | 0 | 0
8 | 235 | 16 | 96.98 | 4.4152 | 86.0917 | 0 | 1.7036 | 0.04961 | 0.04961 | 78 | 78.608 | 78 | 0.0033352 | 0.0073919 | 0.00089889 | 0 | 0 | 0.0082886 | 0.0040867 | 0.00049524 | 0.012404 | 0.0053435 | 7.4675e-05 | 0.0026369 | 0.0014043 | 0.0026854 | 0.00056426 | 0 | 0 | 0 | 0 | 0 | 0 | 2.8556 | 0 | 0 | 0 | 0 | 0.14535 | 0 | 0 | 0 | 0 | 1.4143 | 0 | 0 | 0
8 | 235 | 17 | 98.06 | 4.2959 | 86.0917 | 0 | 1.7036 | 0.042965 | 0.042965 | 78 | 78.5265 | 78 | 0.003525 | 0.0078125 | 0.00095004 | 0 | 0 | 0.0055375 | 0.0022423 | 0.00052489 | 0.0088309 | 0.004268 | 7.8925e-05 | 0.002787 | 0.0016571 | 0.0039265 | 0.00082442 | 0 | 0 | 0 | 0 | 0 | 0 | 2.4731 | 0 | 0 | 0 | 0 | 0.14535 | 0 | 0 | 0 | 0 | 1.6774 | 0 | 0 | 0
8 | 235 | 18 | 96.98 | 4.3908 | 86.0917 | 0 | 2.9007 | 0.035695 | 0.035695 | 78 | 78.4374 | 78 | 0.0033352 | 0.0073919 | 0.00089889 | 0 | 0 | 0.0031466 | 0.0012485 | 0.00049341 | 0.0066153 | 0.0034406 | 7.4675e-05 | 0.0026369 | 0.0012882 | 0.0042349 | 0.00088946 | 0 | 0 | 0 | 0 | 0 | 0 | 2.0546 | 0 | 0 | 0 | 0 | 0.23119 | 0 | 0 | 0 | 0 | 2.105 | 0 | 0 | 0
8 | 235 | 19 | 95 | 3.7796 | 86.0917 | 0 | 2.9007 | 0.025648 | 0.025648 | 78 | 78.3143 | 78 | 0.0029873 | 0.0066208 | 0.00080512 | 0 | 0 | 0.00020567 | 7.9663e-05 | 0.00044157 | 0.0034425 | 0.0020472 | 6.6885e-05 | 0.0023618 | 0.0010897 | 0.0045452 | 0.0009545 | 0 | 0 | 0 | 0 | 0 | 0 | 1.4763 | 0 | 0 | 0 | 0 | 0.23119 | 0 | 0 | 0 | 0 | 2.0721 | 0 | 0 | 0
8 | 235 | 20 | 93.92 | 3.85 | 86.0917 | 0 | 2.9007 | 0.029157 | 0.029157 | 78 | 78.3573 | 78 | 0.0027975 | 0.0062002 | 0.00075397 | 0 | 0 | 0 | 0 | 0.00041592 | 0.0042918 | 0.0026033 | 6.2636e-05 | 0.0022118 | 0.0011969 | 0.0071272 | 0.0014959 | 0 | 0 | 0 | 0 | 0 | 0 | 1.6783 | 0 | 0 | 0 | 0 | 0.23119 | 0 | 0 | 0 | 0 | 1.9405 | 0 | 0 | 0
8 | 235 | 21 | 93.92 | 3.7391 | 86.0917 | 0 | 2.9007 | 0.028945 | 0.028945 | 78 | 78.3547 | 78 | 0.0027975 | 0.0062002 | 0.00075397 | 0 | 0 | 0 | 0 | 0.00041401 | 0.0042918 | 0.0026026 | 6.2636e-05 | 0.0022118 | 0.00098723 | 0.0071272 | 0.0014959 | 0 | 0 | 0 | 0 | 0 | 0 | 1.6661 | 0 | 0 | 0 | 0 | 0.23119 | 0 | 0 | 0 | 0 | 1.8419 | 0 | 0 | 0
8 | 235 | 22 | 91.94 | 3.4849 | 86.0917 | 0 | 2.3482 | 0.026931 | 0.026931 | 78 | 78.33 | 78 | 0.0024496 | 0.005429 | 0.0006602 | 0 | 0 | 0 | 0 | 0.00036392 | 0.003758 | 0.0022793 | 5.4846e-05 | 0.0019367 | 0.00099728 | 0.0074411 | 0.0015609 | 0 | 0 | 0 | 0 | 0 | 0 | 1.5502 | 0 | 0 | 0 | 0 | 0.19157 | 0 | 0 | 0 | 0 | 1.7432 | 0 | 0 | 0
8 | 235 | 23 | 89.96 | 3.0631 | 86.0917 | 0 | 2.3482 | 0.024174 | 0.024174 | 78 | 78.2963 | 78 | 0.0021016 | 0.0046579 | 0.00056643 | 0 | 0 | 0 | 0 | 0.00031039 | 0.0032243 | 0.001955 | 4.7056e-05 | 0.0016616 | 0.00064777 | 0.0074411 | 0.0015609 | 0 | 0 | 0 | 0 | 0 | 0 | 1.3915 | 0 | 0 | 0 | 0 | 0.19157 | 0 | 0 | 0 | 0 | 1.4801 | 0 | 0 | 0
8 | 235 | 24 | 87.08 | 2.3958 | 86.0917 | 0 | 0.39137 | 0.01959 | 0.01959 | 78 | 78.2401 | 78 | 0.0015956 | 0.0035363 | 0.00043003 | 0 | 0 | 0 | 0 | 0.00023576 | 0.0024479 | 0.0014843 | 3.5725e-05 | 0.0012615 | 0.00043807 | 0.0067153 | 0.0014098 | 0 | 0 | 0 | 0 | 0 | 0 | 1.1276 | 0 | 0 | 0 | 0 | 0.051257 | 0 | 0 | 0 | 0 | 1.2169 | 0 | 0 | 0
8 | 236 | 1 | 86 | 1.6871 | 85.9865 | 0 | 0.39229 | 0.012417 | 0.012417 | 78 | 78.1522 | 78 | 0.0014058 | 0.0031157 | 0.00037888 | 0 | 0 | 0 | 0 | 0.00020503 | 0.0021567 | 0.001307 | 3.1475e-05 | 0.0011114 | 0.00020433 | 0.0020667 | 0.00043418 | 0 | 0 | 0 | 0 | 0 | 0 | 0.71474 | 0 | 0 | 0 | 0 | 0.0514 | 0 | 0 | 0 | 0 | 0.92093 | 0 | 0 | 0
8 | 236 | 2 | 84.92 | 1.545 | 85.9865 | 0 | 0.39229 | 0.011092 | 0.011092 | 78 | 78.1359 | 78 | 0.001216 | 0.002695 | 0.00032773 | 0 | 0 | 0 | 0 | 0.00017798 | 0.0018655 | 0.0011307 | 2.7226e-05 | 0.0009614 | 0.00018922 | 0.0020667 | 0.00043418 | 0 | 0 | 0 | 0 | 0 | 0 | 0.63845 | 0 | 0 | 0 | 0 | 0.0514 | 0 | 0 | 0 | 0 | 0.85515 | 0 | 0 | 0
8 | 236 | 3 | 84.02 | 1.4487 | 85.9865 | 0 | 0.39229 | 0.0099905 | 0.0099905 | 78 | 78.1224 | 78 | 0.0010578 | 0.0023445 | 0.00028511 | 0 | 0 | 0 | 0 | 0.0001553 | 0.0016229 | 0.00098379 | 2.3685e-05 | 0.00083637 | 0.00018013 | 0.0020667 | 0.00043418 | 0 | 0 | 0 | 0 | 0 | 0 | 0.57507 | 0 | 0 | 0 | 0 | 0.0514 | 0 | 0 | 0 | 0 | 0.82226 | 0 | 0 | 0
8 | 236 | 4 | 84.02 | 1.42 | 85.9865 | 0 | 0.39229 | 0.010063 | 0.010063 | 78 | 78.1233 | 78 | 0.0010578 | 0.0023445 | 0.00028511 | 0 | 0 | 0 | 0 | 0.00015634 | 0.0016229 | 0.00098408 | 2.3685e-05 | 0.00083637 | 0.00025132 | 0.0020667 | 0.00043418 | 0 | 0 | 0 | 0 | 0 | 0 | 0.57924 | 0 | 0 | 0 | 0 | 0.0514 | 0 | 0 | 0 | 0 | 0.78937 | 0 | 0 | 0
8 | 236 | 5 | 82.94 | 1.3364 | 85.9865 | 0 | 0.39229 | 0.0086102 | 0.0086102 | 78 | 78.1055 | 78 | 0.00086806 | 0.0019239 | 0.00023396 | 0 | 0 | 0 | 0 | 0.00012698 | 0.0013318 | 0.00080718 | 1.9436e-05 | 0.00068632 | 0.00011177 | 0.0020667 | 0.00043418 | 0 | 0 | 0 | 0 | 0 | 0 | 0.49562 | 0 | 0 | 0 | 0 | 0.0514 | 0 | 0 | 0 | 0 | 0.78937 | 0 | 0 | 0
8 | 236 | 6 | 82.94 | 1.5379 | 85.9865 | 0 | 0.46152 | 0.010311 | 0.010311 | 78 | 78.1264 | 78 | 0.00086806 | 0.0019239 | 0.00023396 | 0 | 0 | 0 | 0 | 0.00012754 | 0.0013318 | 0.00080733 | 1.9436e-05 | 0.00068632 | 0.00013538 | 0.0034529 | 0.00072422 | 0 | 0 | 0 | 0 | 0 | 0 | 0.5935 | 0 | 0 | 0 | 0 | 0.056377 | 0 | 0 | 0 | 0 | 0.88804 | 0 | 0 | 0
8 | 236 | 7 | 82.94 | 2.1831 | 85.9865 | 0 | 3.4614 | 0.013202 | 0.013202 | 78 | 78.1618 | 78 | 0.00086806 | 0.0019239 | 0.00023396 | 0 | 0 | 0.0012569 | 0.00048683 | 0.00012863 | 0.0014904 | 0.00062875 | 1.9436e-05 | 0.00068632 | 0.00022949 | 0.0043383 | 0.00091055 | 0 | 0 | 0 | 0 | 0 | 0 | 0.7599 | 0 | 0 | 0 | 0 | 0.27207 | 0 | 0 | 0 | 0 | 1.1512 | 0 | 0 | 0
8 | 236 | 8 | 84.92 | 3.249 | 85.9865 | 0 | 3.4614 | 0.028291 | 0.028291 | 78 | 78.3467 | 78 | 0.001216 | 0.002695 | 0.00032773 | 0 | 0 | 0.0039789 | 0.0017324 | 0.00017953 | 0.0043943 | 0.0020214 | 2.7226e-05 | 0.0009614 | 0.00025923 | 0.0086767 | 0.0018211 | 0 | 0 | 0 | 0 | 0 | 0 | 1.6285 | 0 | 0 | 0 | 0 | 0.27207 | 0 | 0 | 0 | 0 | 1.3485 | 0 | 0 | 0
8 | 236 | 9 | 87.98 | 1.62 | 85.9865 | 0 | 2.9999 | 0.039596 | 0 | 78 | 78.4853 | 78.4853 | 0.0017537 | 0.0038868 | 0.00047265 | 0 | 0 | 0.0070613 | 0.004262 | 0.00025866 | 0.010001 | 0.0039625 | 3.9266e-05 | 0.0013865 | 0.00038768 | 0.0050623 | 0.0010617 | 0 | 0 | 0 | 0 | 0 | 0 | 0 | 0 | 0 | 0 | 0 | 0.23865 | 0 | 0 | 0 | 0 | 1.3814 | 0 | 0 | 0
8 | 236 | 10 | 91.04 | 1.6526 | 85.9865 | 0 | 2.9999 | 0.047234 | 0 | 78.4853 | 79.0641 | 79.0641 | 0.0022061 | 0.0048895 | 0.00059459 | 0 | 0 | 0.0082434 | 0.0060938 | 0.0003263 | 0.014053 | 0.0046634 | 4.9396e-05 | 0.0017442 | 0.00062178 | 0.0030973 | 0.00065039 | 0 | 0 | 0 | 0 | 0 | 0 | 0 | 0 | 0 | 0 | 0 | 0.23837 | 0 | 0 | 0 | 0 | 1.4143 | 0 | 0 | 0
8 | 236 | 11 | 93.02 | 1.6852 | 85.9865 | 0 | 2.9999 | 0.053056 | 0 | 79.0641 | 79.7143 | 79.7143 | 0.0024524 | 0.0054352 | 0.00066095 | 0 | 0 | 0.0092216 | 0.0072094 | 0.00036085 | 0.016571 | 0.0048009 | 5.4908e-05 | 0.0019389 | 0.00060181 | 0.0030973 | 0.00065039 | 0 | 0 | 0 | 0 | 0 | 0 | 0 | 0 | 0 | 0 | 0 | 0.23805 | 0 | 0 | 0 | 0 | 1.4472 | 0 | 0 | 0
8 | 236 | 12 | 93.92 | 3.5817 | 85.9865 | 0 | 2.123 | 0.057356 | 0.034045 | 79.7143 | 80.4172 | 80 | 0.0024962 | 0.0055325 | 0.00067278 | 0 | 0 | 0.0098206 | 0.0080199 | 0.00036602 | 0.018287 | 0.0045696 | 5.5891e-05 | 0.0019736 | 0.00056354 | 0.0041315 | 0.0008666 | 0 | 0 | 0 | 0 | 0 | 0 | 1.9597 | 0 | 0 | 0 | 0 | 0.17486 | 0 | 0 | 0 | 0 | 1.4472 | 0 | 0 | 0
8 | 236 | 13 | 96.98 | 5.0672 | 85.9865 | 0 | 2.123 | 0.060423 | 0.060423 | 80 | 80.7405 | 80 | 0.0029838 | 0.006613 | 0.00080417 | 0 | 0 | 0.0097359 | 0.0081502 | 0.00044162 | 0.019504 | 0.0050243 | 6.6807e-05 | 0.0023591 | 0.00099305 | 0.0030973 | 0.00065039 | 0 | 0 | 0 | 0 | 0 | 0 | 3.478 | 0 | 0 | 0 | 0 | 0.17486 | 0 | 0 | 0 | 0 | 1.4143 | 0 | 0 | 0
8 | 236 | 14 | 98.06 | 4.9238 | 85.9865 | 0 | 1.7076 | 0.059023 | 0.059023 | 80 | 80.7233 | 80 | 0.0031735 | 0.0070336 | 0.00085532 | 0 | 0 | 0.0087403 | 0.0076038 | 0.00046434 | 0.019201 | 0.0054538 | 7.1056e-05 | 0.0025091 | 0.00079194 | 0.0025838 | 0.00054141 | 0 | 0 | 0 | 0 | 0 | 0 | 3.3974 | 0 | 0 | 0 | 0 | 0.14499 | 0 | 0 | 0 | 0 | 1.3814 | 0 | 0 | 0
8 | 236 | 15 | 98.06 | 14.1619 | 85.9865 | 0 | 1.7076 | 0.056873 | 0.22007 | 80 | 80.697 | 78 | 0.0031735 | 0.0070336 | 0.00085532 | 0 | 0 | 0.0080653 | 0.0066759 | 0.00046647 | 0.018021 | 0.0058178 | 7.1056e-05 | 0.0025091 | 0.00093413 | 0.0026854 | 0.00056426 | 0 | 0 | 0 | 0 | 0 | 0 | 12.6675 | 0 | 0 | 0 | 0 | 0.14597 | 0 | 0 | 0 | 0 | 1.3485 | 0 | 0 | 0
8 | 236 | 16 | 98.96 | 4.6704 | 85.9865 | 0 | 1.7076 | 0.054032 | 0.054032 | 78 | 78.6622 | 78 | 0.0036831 | 0.008163 | 0.00099267 | 0 | 0 | 0.006226 | 0.0049372 | 0.00054313 | 0.015914 | 0.0060394 | 8.2466e-05 | 0.002912 | 0.0012895 | 0.0026854 | 0.00056426 | 0 | 0 | 0 | 0 | 0 | 0 | 3.1101 | 0 | 0 | 0 | 0 | 0.14597 | 0 | 0 | 0 | 0 | 1.4143 | 0 | 0 | 0
8 | 236 | 17 | 98.96 | 4.6144 | 85.9865 | 0 | 1.7076 | 0.048487 | 0.048487 | 78 | 78.5942 | 78 | 0.0036831 | 0.008163 | 0.00099267 | 0 | 0 | 0.0054343 | 0.0030514 | 0.00054419 | 0.012097 | 0.0053891 | 8.2466e-05 | 0.002912 | 0.0013877 | 0.0039265 | 0.00082442 | 0 | 0 | 0 | 0 | 0 | 0 | 2.791 | 0 | 0 | 0 | 0 | 0.14597 | 0 | 0 | 0 | 0 | 1.6774 | 0 | 0 | 0
8 | 236 | 18 | 87.08 | 3.8151 | 85.9865 | 0 | 2.9076 | 0.025675 | 0.025675 | 78 | 78.3147 | 78 | 0.0015956 | 0.0035363 | 0.00043003 | 0 | 0 | 0.0031241 | 0.0012912 | 0.00023621 | 0.0057804 | 0.0029251 | 3.5725e-05 | 0.0012615 | 0.00033466 | 0.0042349 | 0.00088946 | 0 | 0 | 0 | 0 | 0 | 0 | 1.4779 | 0 | 0 | 0 | 0 | 0.23225 | 0 | 0 | 0 | 0 | 2.105 | 0 | 0 | 0
8 | 236 | 19 | 89.06 | 3.3759 | 85.9865 | 0 | 2.9076 | 0.018617 | 0.018617 | 78 | 78.2282 | 78 | 0.0019435 | 0.0043074 | 0.0005238 | 0 | 0 | 0.00027423 | 0.00010622 | 0.00028643 | 0.0023018 | 0.0013381 | 4.3515e-05 | 0.0015366 | 0.0004557 | 0.0045452 | 0.0009545 | 0 | 0 | 0 | 0 | 0 | 0 | 1.0716 | 0 | 0 | 0 | 0 | 0.23225 | 0 | 0 | 0 | 0 | 2.0721 | 0 | 0 | 0
8 | 236 | 20 | 89.06 | 3.4684 | 85.9865 | 0 | 2.9076 | 0.022509 | 0.022509 | 78 | 78.2758 | 78 | 0.0019435 | 0.0043074 | 0.0005238 | 0 | 0 | 0 | 0 | 0.00028591 | 0.0029816 | 0.0018078 | 4.3515e-05 | 0.0015366 | 0.0004557 | 0.0071272 | 0.0014959 | 0 | 0 | 0 | 0 | 0 | 0 | 1.2956 | 0 | 0 | 0 | 0 | 0.23225 | 0 | 0 | 0 | 0 | 1.9405 | 0 | 0 | 0
8 | 236 | 21 | 89.96 | 3.4438 | 85.9865 | 0 | 2.9076 | 0.023796 | 0.023796 | 78 | 78.2916 | 78 | 0.0021016 | 0.0046579 | 0.00056643 | 0 | 0 | 0 | 0 | 0.00031108 | 0.0032243 | 0.0019552 | 4.7056e-05 | 0.0016616 | 0.00064777 | 0.0071272 | 0.0014959 | 0 | 0 | 0 | 0 | 0 | 0 | 1.3697 | 0 | 0 | 0 | 0 | 0.23225 | 0 | 0 | 0 | 0 | 1.8419 | 0 | 0 | 0
8 | 236 | 22 | 87.98 | 3.1802 | 85.9865 | 0 | 2.3537 | 0.021622 | 0.021622 | 78 | 78.265 | 78 | 0.0017537 | 0.0038868 | 0.00047265 | 0 | 0 | 0 | 0 | 0.00025894 | 0.0026905 | 0.0016314 | 3.9266e-05 | 0.0013865 | 0.00050014 | 0.0074411 | 0.0015609 | 0 | 0 | 0 | 0 | 0 | 0 | 1.2446 | 0 | 0 | 0 | 0 | 0.19243 | 0 | 0 | 0 | 0 | 1.7432 | 0 | 0 | 0
8 | 236 | 23 | 84.92 | 2.6918 | 85.9865 | 0 | 2.3537 | 0.017708 | 0.017708 | 78 | 78.217 | 78 | 0.001216 | 0.002695 | 0.00032773 | 0 | 0 | 0 | 0 | 0.00017976 | 0.0018655 | 0.0011312 | 2.7226e-05 | 0.0009614 | 0.00030228 | 0.0074411 | 0.0015609 | 0 | 0 | 0 | 0 | 0 | 0 | 1.0193 | 0 | 0 | 0 | 0 | 0.19243 | 0 | 0 | 0 | 0 | 1.4801 | 0 | 0 | 0
8 | 236 | 24 | 84.92 | 2.2399 | 85.9865 | 0 | 0.39229 | 0.01688 | 0.01688 | 78 | 78.2069 | 78 | 0.001216 | 0.002695 | 0.00032773 | 0 | 0 | 0 | 0 | 0.00018023 | 0.0018655 | 0.0011313 | 2.7226e-05 | 0.0009614 | 0.00035002 | 0.0067153 | 0.0014098 | 0 | 0 | 0 | 0 | 0 | 0 | 0.97161 | 0 | 0 | 0 | 0 | 0.0514 | 0 | 0 | 0 | 0 | 1.2169 | 0 | 0 | 0
8 | 237 | 1 | 84.02 | 1.5459 | 85.8776 | 0 | 0.39324 | 0.0099615 | 0.0099615 | 78 | 78.1221 | 78 | 0.0010578 | 0.0023445 | 0.00028511 | 0 | 0 | 0 | 0 | 0.0001548 | 0.0016229 | 0.00098365 | 2.3685e-05 | 0.00083637 | 0.0001518 | 0.0020667 | 0.00043418 | 0 | 0 | 0 | 0 | 0 | 0 | 0.5734 | 0 | 0 | 0 | 0 | 0.051547 | 0 | 0 | 0 | 0 | 0.92093 | 0 | 0 | 0
8 | 237 | 2 | 80.96 | 1.2614 | 85.8776 | 0 | 0.39324 | 0.0061623 | 0.0061623 | 78 | 78.0755 | 78 | 0.00052014 | 0.0011528 | 0.00014019 | 0 | 0 | 0 | 0 | 7.6523e-05 | 0.00079798 | 0.00048377 | 1.1646e-05 | 0.00041124 | 6.7158e-05 | 0.0020667 | 0.00043418 | 0 | 0 | 0 | 0 | 0 | 0 | 0.35471 | 0 | 0 | 0 | 0 | 0.051547 | 0 | 0 | 0 | 0 | 0.85515 | 0 | 0 | 0
8 | 237 | 3 | 80.06 | 1.1636 | 85.8776 | 0 | 0.39324 | 0.0050339 | 0.0050339 | 78 | 78.0617 | 78 | 0.00036199 | 0.00080228 | 9.7562e-05 | 0 | 0 | 0 | 0 | 5.2982e-05 | 0.00055535 | 0.00033661 | 8.1049e-06 | 0.0002862 | 3.1945e-05 | 0.0020667 | 0.00043418 | 0 | 0 | 0 | 0 | 0 | 0 | 0.28975 | 0 | 0 | 0 | 0 | 0.051547 | 0 | 0 | 0 | 0 | 0.82226 | 0 | 0 | 0
8 | 237 | 4 | 75.92 | 0.84092 | 85.8776 | 0 | 0.39324 | -0.00048137 | 0 | 78 | 77.9941 | 77.9941 | -0.0003655 | -0.00081007 | -9.8509e-05 | 0 | 0 | 0 | 0 | -5.3628e-05 | -0.00056074 | -0.00033991 | -8.1836e-06 | -0.00028898 | -2.2515e-05 | 0.0020667 | 0.00043418 | 0 | 0 | 0 | 0 | 0 | 0 | 0 | 0 | 0 | 0 | 0 | 0.05155 | 0 | 0 | 0 | 0 | 0.78937 | 0 | 0 | 0
8 | 237 | 5 | 73.04 | 0.84094 | 85.8776 | 0 | 0.39324 | -0.0040383 | 0 | 77.9941 | 77.9446 | 77.9446 | -0.00087054 | -0.0019294 | -0.00023463 | 0 | 0 | 0 | 0 | -0.00012763 | -0.0013356 | -0.00080956 | -1.9492e-05 | -0.00068828 | -8.9874e-05 | 0.0020667 | 0.00043418 | 0 | 0 | 0 | 0 | 0 | 0 | 0 | 0 | 0 | 0 | 0 | 0.051574 | 0 | 0 | 0 | 0 | 0.78937 | 0 | 0 | 0
8 | 237 | 6 | 73.04 | 0.94463 | 85.8776 | 0 | 0.46264 | -0.0025898 | 0 | 77.9446 | 77.9129 | 77.9129 | -0.00086185 | -0.0019101 | -0.00023228 | 0 | 0 | 0 | 0 | -0.00012582 | -0.0013222 | -0.00080132 | -1.9297e-05 | -0.0006814 | -8.8373e-05 | 0.0034529 | 0.00072422 | 0 | 0 | 0 | 0 | 0 | 0 | 0 | 0 | 0 | 0 | 0 | 0.056594 | 0 | 0 | 0 | 0 | 0.88804 | 0 | 0 | 0
8 | 237 | 7 | 75.02 | 1.4246 | 85.8776 | 0 | 3.4698 | 0.0015053 | 0 | 77.9129 | 77.9313 | 77.9313 | -0.00050834 | -0.0011266 | -0.00013701 | 0 | 0 | 0.0012797 | 0.00049568 | -7.4491e-05 | -0.0012539 | -0.001044 | -1.1382e-05 | -0.00040191 | -5.0912e-05 | 0.0043383 | 0.00091055 | 0 | 0 | 0 | 0 | 0 | 0 | 0 | 0 | 0 | 0 | 0 | 0.2734 | 0 | 0 | 0 | 0 | 1.1512 | 0 | 0 | 0
8 | 237 | 8 | 82.04 | 2.757 | 85.8776 | 0 | 3.4698 | 0.025324 | 0.01972 | 77.9313 | 78.2417 | 78 | 0.00072198 | 0.0016002 | 0.00019459 | 0 | 0 | 0.0044218 | 0.0022978 | 0.00010651 | 0.0034304 | 0.0013815 | 1.6165e-05 | 0.00057082 | 8.4655e-05 | 0.0086767 | 0.0018211 | 0 | 0 | 0 | 0 | 0 | 0 | 1.1351 | 0 | 0 | 0 | 0 | 0.27337 | 0 | 0 | 0 | 0 | 1.3485 | 0 | 0 | 0
8 | 237 | 9 | 87.98 | 1.6212 | 85.8776 | 0 | 3.0072 | 0.03697 | 0 | 78 | 78.4531 | 78.4531 | 0.0017537 | 0.0038868 | 0.00047265 | 0 | 0 | 0.0066092 | 0.0043612 | 0.00025979 | 0.0086224 | 0.0030144 | 3.9266e-05 | 0.0013865 | 0.00044023 | 0.0050623 | 0.0010617 | 0 | 0 | 0 | 0 | 0 | 0 | 0 | 0 | 0 | 0 | 0 | 0.23979 | 0 | 0 | 0 | 0 | 1.3814 | 0 | 0 | 0
8 | 237 | 10 | 89.96 | 1.6538 | 85.8776 | 0 | 3.0072 | 0.043649 | 0 | 78.4531 | 78.988 | 78.988 | 0.002022 | 0.0044815 | 0.00054497 | 0 | 0 | 0.0082427 | 0.0060982 | 0.0002995 | 0.012361 | 0.0035953 | 4.5273e-05 | 0.0015987 | 0.00061266 | 0.0030973 | 0.00065039 | 0 | 0 | 0 | 0 | 0 | 0 | 0 | 0 | 0 | 0 | 0 | 0.23953 | 0 | 0 | 0 | 0 | 1.4143 | 0 | 0 | 0
8 | 237 | 11 | 93.02 | 1.6864 | 85.8776 | 0 | 3.0072 | 0.053137 | 0 | 78.988 | 79.6392 | 79.6392 | 0.0024657 | 0.0054649 | 0.00066456 | 0 | 0 | 0.0093527 | 0.0075073 | 0.00036561 | 0.016385 | 0.0043601 | 5.5208e-05 | 0.0019495 | 0.00081818 | 0.0030973 | 0.00065039 | 0 | 0 | 0 | 0 | 0 | 0 | 0 | 0 | 0 | 0 | 0 | 0.23921 | 0 | 0 | 0 | 0 | 1.4472 | 0 | 0 | 0
8 | 237 | 12 | 96.08 | 3.4437 | 85.8776 | 0 | 2.1281 | 0.061074 | 0.031634 | 79.6392 | 80.3877 | 80 | 0.002889 | 0.006403 | 0.00077864 | 0 | 0 | 0.0095862 | 0.0085929 | 0.0004266 | 0.019595 | 0.0045924 | 6.4685e-05 | 0.0022841 | 0.00086337 | 0.0041315 | 0.0008666 | 0 | 0 | 0 | 0 | 0 | 0 | 1.8209 | 0 | 0 | 0 | 0 | 0.17565 | 0 | 0 | 0 | 0 | 1.4472 | 0 | 0 | 0
8 | 237 | 13 | 98.06 | 5.0908 | 85.8776 | 0 | 2.1281 | 0.06082 | 0.06082 | 80 | 80.7454 | 80 | 0.0031735 | 0.0070336 | 0.00085532 | 0 | 0 | 0.009464 | 0.0087276 | 0.00046629 | 0.019662 | 0.0042453 | 7.1056e-05 | 0.0025091 | 0.00086524 | 0.0030973 | 0.00065039 | 0 | 0 | 0 | 0 | 0 | 0 | 3.5009 | 0 | 0 | 0 | 0 | 0.17565 | 0 | 0 | 0 | 0 | 1.4143 | 0 | 0 | 0
8 | 237 | 14 | 98.96 | 5.0057 | 85.8776 | 0 | 1.7118 | 0.060434 | 0.060434 | 80 | 80.7406 | 80 | 0.0033317 | 0.0073841 | 0.00089795 | 0 | 0 | 0.0088129 | 0.0082661 | 0.00048905 | 0.019571 | 0.0049038 | 7.4597e-05 | 0.0026341 | 0.00094385 | 0.0025838 | 0.00054141 | 0 | 0 | 0 | 0 | 0 | 0 | 3.4787 | 0 | 0 | 0 | 0 | 0.14563 | 0 | 0 | 0 | 0 | 1.3814 | 0 | 0 | 0
8 | 237 | 15 | 100.04 | 14.2029 | 85.8776 | 0 | 1.7118 | 0.057573 | 0.22077 | 80 | 80.7056 | 78 | 0.0035215 | 0.0078047 | 0.00094909 | 0 | 0 | 0.0077298 | 0.0068761 | 0.00051568 | 0.017771 | 0.0053294 | 7.8846e-05 | 0.0027842 | 0.00096259 | 0.0026854 | 0.00056426 | 0 | 0 | 0 | 0 | 0 | 0 | 12.7077 | 0 | 0 | 0 | 0 | 0.14661 | 0 | 0 | 0 | 0 | 1.3485 | 0 | 0 | 0
8 | 237 | 16 | 100.04 | 4.6223 | 85.8776 | 0 | 1.7118 | 0.053185 | 0.053185 | 78 | 78.6518 | 78 | 0.0038729 | 0.0085836 | 0.0010438 | 0 | 0 | 0.0057656 | 0.0049961 | 0.00056629 | 0.015316 | 0.0054925 | 8.6715e-05 | 0.003062 | 0.0011497 | 0.0026854 | 0.00056426 | 0 | 0 | 0 | 0 | 0 | 0 | 3.0614 | 0 | 0 | 0 | 0 | 0.14661 | 0 | 0 | 0 | 0 | 1.4143 | 0 | 0 | 0
8 | 237 | 17 | 100.04 | 4.5932 | 85.8776 | 0 | 1.7118 | 0.048108 | 0.048108 | 78 | 78.5896 | 78 | 0.0038729 | 0.0085836 | 0.0010438 | 0 | 0 | 0.0045286 | 0.0030349 | 0.00057241 | 0.011977 | 0.0050913 | 8.6715e-05 | 0.003062 | 0.0015043 | 0.0039265 | 0.00082442 | 0 | 0 | 0 | 0 | 0 | 0 | 2.7692 | 0 | 0 | 0 | 0 | 0.14661 | 0 | 0 | 0 | 0 | 1.6774 | 0 | 0 | 0
8 | 237 | 18 | 98.96 | 4.586 | 85.8776 | 0 | 2.9146 | 0.039049 | 0.039049 | 78 | 78.4786 | 78 | 0.0036831 | 0.008163 | 0.00099267 | 0 | 0 | 0.0025277 | 0.001125 | 0.0005437 | 0.0080848 | 0.0044225 | 8.2466e-05 | 0.002912 | 0.0013877 | 0.0042349 | 0.00088946 | 0 | 0 | 0 | 0 | 0 | 0 | 2.2477 | 0 | 0 | 0 | 0 | 0.23334 | 0 | 0 | 0 | 0 | 2.105 | 0 | 0 | 0
8 | 237 | 19 | 96.08 | 3.9393 | 85.8776 | 0 | 2.9146 | 0.028384 | 0.028384 | 78 | 78.3479 | 78 | 0.003177 | 0.0070414 | 0.00085627 | 0 | 0 | 0.0010331 | 0.0001937 | 0.00046939 | 0.0036754 | 0.002659 | 7.1134e-05 | 0.0025119 | 0.0011963 | 0.0045452 | 0.0009545 | 0 | 0 | 0 | 0 | 0 | 0 | 1.6338 | 0 | 0 | 0 | 0 | 0.23334 | 0 | 0 | 0 | 0 | 2.0721 | 0 | 0 | 0
8 | 237 | 20 | 93.92 | 3.8347 | 85.8776 | 0 | 2.9146 | 0.028853 | 0.028853 | 78 | 78.3536 | 78 | 0.0027975 | 0.0062002 | 0.00075397 | 0 | 0 | 0 | 0 | 0.00041222 | 0.0042918 | 0.0026022 | 6.2636e-05 | 0.0022118 | 0.00089749 | 0.0071272 | 0.0014959 | 0 | 0 | 0 | 0 | 0 | 0 | 1.6608 | 0 | 0 | 0 | 0 | 0.23334 | 0 | 0 | 0 | 0 | 1.9405 | 0 | 0 | 0
8 | 237 | 21 | 89.96 | 3.4341 | 85.8776 | 0 | 2.9146 | 0.023608 | 0.023608 | 78 | 78.2893 | 78 | 0.0021016 | 0.0046579 | 0.00056643 | 0 | 0 | 0 | 0 | 0.00030802 | 0.0032243 | 0.0019544 | 4.7056e-05 | 0.0016616 | 0.00046392 | 0.0071272 | 0.0014959 | 0 | 0 | 0 | 0 | 0 | 0 | 1.3589 | 0 | 0 | 0 | 0 | 0.23334 | 0 | 0 | 0 | 0 | 1.8419 | 0 | 0 | 0
8 | 237 | 22 | 89.96 | 3.3203 | 85.8776 | 0 | 2.3595 | 0.024041 | 0.024041 | 78 | 78.2946 | 78 | 0.0021016 | 0.0046579 | 0.00056643 | 0 | 0 | 0 | 0 | 0.00030925 | 0.0032243 | 0.0019547 | 4.7056e-05 | 0.0016616 | 0.000516 | 0.0074411 | 0.0015609 | 0 | 0 | 0 | 0 | 0 | 0 | 1.3838 | 0 | 0 | 0 | 0 | 0.19331 | 0 | 0 | 0 | 0 | 1.7432 | 0 | 0 | 0
8 | 237 | 23 | 89.06 | 2.9942 | 85.8776 | 0 | 2.3595 | 0.022946 | 0.022946 | 78 | 78.2812 | 78 | 0.0019435 | 0.0043074 | 0.0005238 | 0 | 0 | 0 | 0 | 0.00028646 | 0.0029816 | 0.0018077 | 4.3515e-05 | 0.0015366 | 0.0005132 | 0.0074411 | 0.0015609 | 0 | 0 | 0 | 0 | 0 | 0 | 1.3208 | 0 | 0 | 0 | 0 | 0.19331 | 0 | 0 | 0 | 0 | 1.4801 | 0 | 0 | 0
8 | 237 | 24 | 87.08 | 2.3929 | 85.8776 | 0 | 0.39324 | 0.019534 | 0.019534 | 78 | 78.2394 | 78 | 0.0015956 | 0.0035363 | 0.00043003 | 0 | 0 | 0 | 0 | 0.00023488 | 0.0024479 | 0.0014841 | 3.5725e-05 | 0.0012615 | 0.000383 | 0.0067153 | 0.0014098 | 0 | 0 | 0 | 0 | 0 | 0 | 1.1244 | 0 | 0 | 0 | 0 | 0.051547 | 0 | 0 | 0 | 0 | 1.2169 | 0 | 0 | 0
8 | 238 | 1 | 84.92 | 1.6152 | 85.7651 | 0 | 0.39422 | 0.011163 | 0.011163 | 78 | 78.1368 | 78 | 0.001216 | 0.002695 | 0.00032773 | 0 | 0 | 0 | 0 | 0.00017911 | 0.0018655 | 0.001131 | 2.7226e-05 | 0.0009614 | 0.00025923 | 0.0020667 | 0.00043418 | 0 | 0 | 0 | 0 | 0 | 0 | 0.64257 | 0 | 0 | 0 | 0 | 0.051699 | 0 | 0 | 0 | 0 | 0.92093 | 0 | 0 | 0
8 | 238 | 2 | 84.92 | 1.5435 | 85.7651 | 0 | 0.39422 | 0.011061 | 0.011061 | 78 | 78.1356 | 78 | 0.001216 | 0.002695 | 0.00032773 | 0 | 0 | 0 | 0 | 0.00017764 | 0.0018655 | 0.0011306 | 2.7226e-05 | 0.0009614 | 0.00015885 | 0.0020667 | 0.00043418 | 0 | 0 | 0 | 0 | 0 | 0 | 0.63668 | 0 | 0 | 0 | 0 | 0.051699 | 0 | 0 | 0 | 0 | 0.85515 | 0 | 0 | 0
8 | 238 | 3 | 82.94 | 1.3668 | 85.7651 | 0 | 0.39422 | 0.0085626 | 0.0085626 | 78 | 78.1049 | 78 | 0.00086806 | 0.0019239 | 0.00023396 | 0 | 0 | 0 | 0 | 0.00012594 | 0.0013318 | 0.0008069 | 1.9436e-05 | 0.00068632 | 6.548e-05 | 0.0020667 | 0.00043418 | 0 | 0 | 0 | 0 | 0 | 0 | 0.49287 | 0 | 0 | 0 | 0 | 0.051699 | 0 | 0 | 0 | 0 | 0.82226 | 0 | 0 | 0
8 | 238 | 4 | 84.02 | 1.4112 | 85.7651 | 0 | 0.39422 | 0.0099052 | 0.0099052 | 78 | 78.1214 | 78 | 0.0010578 | 0.0023445 | 0.00028511 | 0 | 0 | 0 | 0 | 0.00015414 | 0.0016229 | 0.00098347 | 2.3685e-05 | 0.00083637 | 9.6332e-05 | 0.0020667 | 0.00043418 | 0 | 0 | 0 | 0 | 0 | 0 | 0.57016 | 0 | 0 | 0 | 0 | 0.051699 | 0 | 0 | 0 | 0 | 0.78937 | 0 | 0 | 0
8 | 238 | 5 | 82.94 | 1.3381 | 85.7651 | 0 | 0.39422 | 0.0086343 | 0.0086343 | 78 | 78.1058 | 78 | 0.00086806 | 0.0019239 | 0.00023396 | 0 | 0 | 0 | 0 | 0.00012738 | 0.0013318 | 0.00080729 | 1.9436e-05 | 0.00068632 | 0.00013538 | 0.0020667 | 0.00043418 | 0 | 0 | 0 | 0 | 0 | 0 | 0.497 | 0 | 0 | 0 | 0 | 0.051699 | 0 | 0 | 0 | 0 | 0.78937 | 0 | 0 | 0
8 | 238 | 6 | 82.04 | 1.4723 | 85.7651 | 0 | 0.46379 | 0.0091646 | 0.0091646 | 78 | 78.1123 | 78 | 0.00070992 | 0.0015734 | 0.00019133 | 0 | 0 | 0 | 0 | 0.00010384 | 0.0010891 | 0.00066012 | 1.5895e-05 | 0.00056128 | 8.2561e-05 | 0.0034529 | 0.00072422 | 0 | 0 | 0 | 0 | 0 | 0 | 0.52753 | 0 | 0 | 0 | 0 | 0.05673 | 0 | 0 | 0 | 0 | 0.88804 | 0 | 0 | 0
8 | 238 | 7 | 82.94 | 2.0784 | 85.7651 | 0 | 3.4784 | 0.011336 | 0.011336 | 78 | 78.1389 | 78 | 0.00086806 | 0.0019239 | 0.00023396 | 0 | 0 | 0 | 0 | 0.00012692 | 0.0013318 | 0.00080715 | 1.9436e-05 | 0.00068632 | 8.9445e-05 | 0.0043383 | 0.00091055 | 0 | 0 | 0 | 0 | 0 | 0 | 0.65251 | 0 | 0 | 0 | 0 | 0.27471 | 0 | 0 | 0 | 0 | 1.1512 | 0 | 0 | 0
8 | 238 | 8 | 87.08 | 3.5443 | 85.7651 | 0 | 3.4784 | 0.033374 | 0.033374 | 78 | 78.409 | 78 | 0.0015956 | 0.0035363 | 0.00043003 | 0 | 0 | 0.0046295 | 0.0024419 | 0.00023451 | 0.0057186 | 0.0027376 | 3.5725e-05 | 0.0012615 | 0.00025502 | 0.0086767 | 0.0018211 | 0 | 0 | 0 | 0 | 0 | 0 | 1.9211 | 0 | 0 | 0 | 0 | 0.27471 | 0 | 0 | 0 | 0 | 1.3485 | 0 | 0 | 0
8 | 238 | 9 | 91.94 | 1.6223 | 85.7651 | 0 | 3.0146 | 0.043779 | 0 | 78 | 78.5365 | 78.5365 | 0.0024496 | 0.005429 | 0.0006602 | 0 | 0 | 0.0068357 | 0.0044286 | 0.00036136 | 0.010643 | 0.0042552 | 5.4846e-05 | 0.0019367 | 0.00060065 | 0.0050623 | 0.0010617 | 0 | 0 | 0 | 0 | 0 | 0 | 0 | 0 | 0 | 0 | 0 | 0.24092 | 0 | 0 | 0 | 0 | 1.3814 | 0 | 0 | 0
8 | 238 | 10 | 96.08 | 1.6549 | 85.7651 | 0 | 3.0146 | 0.053145 | 0 | 78.5365 | 79.1878 | 79.1878 | 0.0030828 | 0.0068324 | 0.00083086 | 0 | 0 | 0.0082466 | 0.0062446 | 0.00045762 | 0.014947 | 0.0051063 | 6.9024e-05 | 0.0024373 | 0.0011428 | 0.0030973 | 0.00065039 | 0 | 0 | 0 | 0 | 0 | 0 | 0 | 0 | 0 | 0 | 0 | 0.2406 | 0 | 0 | 0 | 0 | 1.4143 | 0 | 0 | 0
8 | 238 | 11 | 98.96 | 1.6874 | 85.7651 | 0 | 3.0146 | 0.0612 | 0 | 79.1878 | 79.9378 | 79.9378 | 0.0034744 | 0.0077004 | 0.00093641 | 0 | 0 | 0.0095609 | 0.0073877 | 0.00051666 | 0.017985 | 0.0055743 | 7.7792e-05 | 0.002747 | 0.0014916 | 0.0030973 | 0.00065039 | 0 | 0 | 0 | 0 | 0 | 0 | 0 | 0 | 0 | 0 | 0 | 0.24023 | 0 | 0 | 0 | 0 | 1.4472 | 0 | 0 | 0
8 | 238 | 12 | 100.94 | 5.2195 | 85.7651 | 0 | 2.1334 | 0.067544 | 0.06247 | 79.9378 | 80.7656 | 80 | 0.0036905 | 0.0081794 | 0.00099466 | 0 | 0 | 0.010681 | 0.0083123 | 0.00054256 | 0.020268 | 0.0057432 | 8.2631e-05 | 0.0029179 | 0.0011333 | 0.0041315 | 0.0008666 | 0 | 0 | 0 | 0 | 0 | 0 | 3.5959 | 0 | 0 | 0 | 0 | 0.17648 | 0 | 0 | 0 | 0 | 1.4472 | 0 | 0 | 0
8 | 238 | 13 | 100.94 | 5.0701 | 85.7651 | 0 | 2.1334 | 0.060446 | 0.060446 | 80 | 80.7408 | 80 | 0.0036796 | 0.0081552 | 0.00099172 | 0 | 0 | 0.011221 | 0.0059196 | 0.00054504 | 0.015659 | 0.0060378 | 8.2387e-05 | 0.0029092 | 0.0014981 | 0.0030973 | 0.00065039 | 0 | 0 | 0 | 0 | 0 | 0 | 3.4794 | 0 | 0 | 0 | 0 | 0.17648 | 0 | 0 | 0 | 0 | 1.4143 | 0 | 0 | 0
8 | 238 | 14 | 102.02 | 5.3572 | 85.7651 | 0 | 1.716 | 0.06653 | 0.06653 | 80 | 80.8153 | 80 | 0.0038694 | 0.0085758 | 0.0010429 | 0 | 0 | 0.0099173 | 0.007941 | 0.00057091 | 0.02063 | 0.0063109 | 8.6636e-05 | 0.0030593 | 0.0014 | 0.0025838 | 0.00054141 | 0 | 0 | 0 | 0 | 0 | 0 | 3.8295 | 0 | 0 | 0 | 0 | 0.1463 | 0 | 0 | 0 | 0 | 1.3814 | 0 | 0 | 0
8 | 238 | 15 | 104 | 14.6061 | 85.7651 | 0 | 1.716 | 0.064566 | 0.22776 | 80 | 80.7913 | 78 | 0.0042173 | 0.009347 | 0.0011366 | 0 | 0 | 0.0082353 | 0.0065709 | 0.00062295 | 0.019326 | 0.0068146 | 9.4426e-05 | 0.0033343 | 0.0016166 | 0.0026854 | 0.00056426 | 0 | 0 | 0 | 0 | 0 | 0 | 13.1103 | 0 | 0 | 0 | 0 | 0.14728 | 0 | 0 | 0 | 0 | 1.3485 | 0 | 0 | 0
8 | 238 | 16 | 104 | 5.097 | 85.7651 | 0 | 1.716 | 0.061421 | 0.061421 | 78 | 78.7527 | 78 | 0.0045688 | 0.010126 | 0.0012314 | 0 | 0 | 0.0060969 | 0.005082 | 0.00067534 | 0.017726 | 0.006985 | 0.0001023 | 0.0036122 | 0.0019653 | 0.0026854 | 0.00056426 | 0 | 0 | 0 | 0 | 0 | 0 | 3.5354 | 0 | 0 | 0 | 0 | 0.14728 | 0 | 0 | 0 | 0 | 1.4143 | 0 | 0 | 0
8 | 238 | 17 | 104 | 5.0242 | 85.7651 | 0 | 1.716 | 0.055585 | 0.055585 | 78 | 78.6812 | 78 | 0.0045688 | 0.010126 | 0.0012314 | 0 | 0 | 0.0051128 | 0.0030353 | 0.00067877 | 0.013773 | 0.0063441 | 0.0001023 | 0.0036122 | 0.002249 | 0.0039265 | 0.00082442 | 0 | 0 | 0 | 0 | 0 | 0 | 3.1995 | 0 | 0 | 0 | 0 | 0.14728 | 0 | 0 | 0 | 0 | 1.6774 | 0 | 0 | 0
8 | 238 | 18 | 102.92 | 4.9525 | 85.7651 | 0 | 2.9219 | 0.045395 | 0.045395 | 78 | 78.5563 | 78 | 0.004379 | 0.0097053 | 0.0011802 | 0 | 0 | 0.0033268 | 0.0013564 | 0.00065165 | 0.0089808 | 0.0048626 | 9.8046e-05 | 0.0034622 | 0.0022681 | 0.0042349 | 0.00088946 | 0 | 0 | 0 | 0 | 0 | 0 | 2.613 | 0 | 0 | 0 | 0 | 0.23447 | 0 | 0 | 0 | 0 | 2.105 | 0 | 0 | 0
8 | 238 | 19 | 100.04 | 4.2621 | 85.7651 | 0 | 2.9219 | 0.033974 | 0.033974 | 78 | 78.4164 | 78 | 0.0038729 | 0.0085836 | 0.0010438 | 0 | 0 | 0.00087732 | 0.00020628 | 0.00057404 | 0.0050845 | 0.0033298 | 8.6715e-05 | 0.003062 | 0.0017528 | 0.0045452 | 0.0009545 | 0 | 0 | 0 | 0 | 0 | 0 | 1.9556 | 0 | 0 | 0 | 0 | 0.23447 | 0 | 0 | 0 | 0 | 2.0721 | 0 | 0 | 0
8 | 238 | 20 | 96.98 | 4.0723 | 85.7651 | 0 | 2.9219 | 0.032961 | 0.032961 | 78 | 78.4039 | 78 | 0.0033352 | 0.0073919 | 0.00089889 | 0 | 0 | 0 | 0 | 0.00049273 | 0.0051168 | 0.0031027 | 7.4675e-05 | 0.0026369 | 0.0012882 | 0.0071272 | 0.0014959 | 0 | 0 | 0 | 0 | 0 | 0 | 1.8973 | 0 | 0 | 0 | 0 | 0.23447 | 0 | 0 | 0 | 0 | 1.9405 | 0 | 0 | 0
8 | 238 | 21 | 96.08 | 3.9191 | 85.7651 | 0 | 2.9219 | 0.032014 | 0.032014 | 78 | 78.3923 | 78 | 0.003177 | 0.0070414 | 0.00085627 | 0 | 0 | 0 | 0 | 0.00047252 | 0.0048741 | 0.0029563 | 7.1134e-05 | 0.0025119 | 0.0014299 | 0.0071272 | 0.0014959 | 0 | 0 | 0 | 0 | 0 | 0 | 1.8427 | 0 | 0 | 0 | 0 | 0.23447 | 0 | 0 | 0 | 0 | 1.8419 | 0 | 0 | 0
8 | 238 | 22 | 93.92 | 3.6311 | 85.7651 | 0 | 2.3653 | 0.029424 | 0.029424 | 78 | 78.3606 | 78 | 0.0027975 | 0.0062002 | 0.00075397 | 0 | 0 | 0 | 0 | 0.00041451 | 0.0042918 | 0.0026027 | 6.2636e-05 | 0.0022118 | 0.0010873 | 0.0074411 | 0.0015609 | 0 | 0 | 0 | 0 | 0 | 0 | 1.6937 | 0 | 0 | 0 | 0 | 0.19423 | 0 | 0 | 0 | 0 | 1.7432 | 0 | 0 | 0
8 | 238 | 23 | 91.94 | 3.2089 | 85.7651 | 0 | 2.3653 | 0.02666 | 0.02666 | 78 | 78.3267 | 78 | 0.0024496 | 0.005429 | 0.0006602 | 0 | 0 | 0 | 0 | 0.00036086 | 0.003758 | 0.0022784 | 5.4846e-05 | 0.0019367 | 0.0007301 | 0.0074411 | 0.0015609 | 0 | 0 | 0 | 0 | 0 | 0 | 1.5346 | 0 | 0 | 0 | 0 | 0.19423 | 0 | 0 | 0 | 0 | 1.4801 | 0 | 0 | 0
8 | 238 | 24 | 91.94 | 2.7575 | 85.7651 | 0 | 0.39422 | 0.025865 | 0.025865 | 78 | 78.317 | 78 | 0.0024496 | 0.005429 | 0.0006602 | 0 | 0 | 0 | 0 | 0.00036246 | 0.003758 | 0.0022789 | 5.4846e-05 | 0.0019367 | 0.00081027 | 0.0067153 | 0.0014098 | 0 | 0 | 0 | 0 | 0 | 0 | 1.4888 | 0 | 0 | 0 | 0 | 0.051699 | 0 | 0 | 0 | 0 | 1.2169 | 0 | 0 | 0
8 | 239 | 1 | 89.96 | 1.9946 | 85.649 | 0 | 0.39523 | 0.017752 | 0.017752 | 78 | 78.2176 | 78 | 0.0021016 | 0.0046579 | 0.00056643 | 0 | 0 | 0 | 0 | 0.0003113 | 0.0032243 | 0.0019553 | 4.7056e-05 | 0.0016616 | 0.00072594 | 0.0020667 | 0.00043418 | 0 | 0 | 0 | 0 | 0 | 0 | 1.0218 | 0 | 0 | 0 | 0 | 0.051857 | 0 | 0 | 0 | 0 | 0.92093 | 0 | 0 | 0
8 | 239 | 2 | 87.98 | 1.7708 | 85.649 | 0 | 0.39523 | 0.015006 | 0.015006 | 78 | 78.1839 | 78 | 0.0017537 | 0.0038868 | 0.00047265 | 0 | 0 | 0 | 0 | 0.00025735 | 0.0026905 | 0.0016309 | 3.9266e-05 | 0.0013865 | 0.00038768 | 0.0020667 | 0.00043418 | 0 | 0 | 0 | 0 | 0 | 0 | 0.86378 | 0 | 0 | 0 | 0 | 0.051857 | 0 | 0 | 0 | 0 | 0.85515 | 0 | 0 | 0
8 | 239 | 3 | 87.08 | 1.6816 | 85.649 | 0 | 0.39523 | 0.014028 | 0.014028 | 78 | 78.1719 | 78 | 0.0015956 | 0.0035363 | 0.00043003 | 0 | 0 | 0 | 0 | 0.00023643 | 0.0024479 | 0.0014845 | 3.5725e-05 | 0.0012615 | 0.00049923 | 0.0020667 | 0.00043418 | 0 | 0 | 0 | 0 | 0 | 0 | 0.80746 | 0 | 0 | 0 | 0 | 0.051857 | 0 | 0 | 0 | 0 | 0.82226 | 0 | 0 | 0
8 | 239 | 4 | 84.02 | 1.4229 | 85.649 | 0 | 0.39523 | 0.010106 | 0.010106 | 78 | 78.1238 | 78 | 0.0010578 | 0.0023445 | 0.00028511 | 0 | 0 | 0 | 0 | 0.00015683 | 0.0016229 | 0.00098422 | 2.3685e-05 | 0.00083637 | 0.00029327 | 0.0020667 | 0.00043418 | 0 | 0 | 0 | 0 | 0 | 0 | 0.58169 | 0 | 0 | 0 | 0 | 0.051857 | 0 | 0 | 0 | 0 | 0.78937 | 0 | 0 | 0
8 | 239 | 5 | 82.94 | 1.3355 | 85.649 | 0 | 0.39523 | 0.0085873 | 0.0085873 | 78 | 78.1052 | 78 | 0.00086806 | 0.0019239 | 0.00023396 | 0 | 0 | 0 | 0 | 0.00012648 | 0.0013318 | 0.00080704 | 1.9436e-05 | 0.00068632 | 8.9445e-05 | 0.0020667 | 0.00043418 | 0 | 0 | 0 | 0 | 0 | 0 | 0.49429 | 0 | 0 | 0 | 0 | 0.051857 | 0 | 0 | 0 | 0 | 0.78937 | 0 | 0 | 0
8 | 239 | 6 | 82.04 | 1.4736 | 85.649 | 0 | 0.46497 | 0.0091846 | 0.0091846 | 78 | 78.1126 | 78 | 0.00070992 | 0.0015734 | 0.00019133 | 0 | 0 | 0 | 0 | 0.00010417 | 0.0010891 | 0.00066021 | 1.5895e-05 | 0.00056128 | 0.00010212 | 0.0034529 | 0.00072422 | 0 | 0 | 0 | 0 | 0 | 0 | 0.52868 | 0 | 0 | 0 | 0 | 0.056915 | 0 | 0 | 0 | 0 | 0.88804 | 0 | 0 | 0
8 | 239 | 7 | 80.96 | 1.9393 | 85.649 | 0 | 3.4873 | 0.0088953 | 0.0088953 | 78 | 78.109 | 78 | 0.00052014 | 0.0011528 | 0.00014019 | 0 | 0 | 0 | 0 | 7.6127e-05 | 0.00079798 | 0.00048367 | 1.1646e-05 | 0.00041124 | 5.2589e-05 | 0.0043383 | 0.00091055 | 0 | 0 | 0 | 0 | 0 | 0 | 0.51202 | 0 | 0 | 0 | 0 | 0.2761 | 0 | 0 | 0 | 0 | 1.1512 | 0 | 0 | 0
8 | 239 | 8 | 82.94 | 3.0986 | 85.649 | 0 | 3.4873 | 0.025607 | 0.025607 | 78 | 78.3138 | 78 | 0.00086806 | 0.0019239 | 0.00023396 | 0 | 0 | 0.0037172 | 0.0015697 | 0.00012983 | 0.0038619 | 0.0017393 | 1.9436e-05 | 0.00068632 | 0.00035954 | 0.0086767 | 0.0018211 | 0 | 0 | 0 | 0 | 0 | 0 | 1.474 | 0 | 0 | 0 | 0 | 0.2761 | 0 | 0 | 0 | 0 | 1.3485 | 0 | 0 | 0
8 | 239 | 9 | 84.92 | 1.6236 | 85.649 | 0 | 3.0223 | 0.035447 | 0 | 78 | 78.4344 | 78.4344 | 0.001216 | 0.002695 | 0.00032773 | 0 | 0 | 0.0071545 | 0.0039224 | 0.00018316 | 0.0086947 | 0.0034177 | 2.7226e-05 | 0.0009614 | 0.00072329 | 0.0050623 | 0.0010617 | 0 | 0 | 0 | 0 | 0 | 0 | 0 | 0 | 0 | 0 | 0 | 0.24217 | 0 | 0 | 0 | 0 | 1.3814 | 0 | 0 | 0
8 | 239 | 10 | 87.08 | 1.6562 | 85.649 | 0 | 3.0223 | 0.043062 | 0 | 78.4344 | 78.9621 | 78.9621 | 0.0015192 | 0.0033671 | 0.00040946 | 0 | 0 | 0.0085197 | 0.0060906 | 0.00022783 | 0.013083 | 0.0040978 | 3.4015e-05 | 0.0012011 | 0.00076434 | 0.0030973 | 0.00065039 | 0 | 0 | 0 | 0 | 0 | 0 | 0 | 0 | 0 | 0 | 0 | 0.24191 | 0 | 0 | 0 | 0 | 1.4143 | 0 | 0 | 0
8 | 239 | 11 | 89.96 | 1.6888 | 85.649 | 0 | 3.0223 | 0.050683 | 0 | 78.9621 | 79.5833 | 79.5833 | 0.0019326 | 0.0042832 | 0.00052086 | 0 | 0 | 0.0093663 | 0.0072693 | 0.00029061 | 0.016133 | 0.0044513 | 4.327e-05 | 0.0015279 | 0.0011166 | 0.0030973 | 0.00065039 | 0 | 0 | 0 | 0 | 0 | 0 | 0 | 0 | 0 | 0 | 0 | 0.24161 | 0 | 0 | 0 | 0 | 1.4472 | 0 | 0 | 0
8 | 239 | 12 | 91.94 | 2.9134 | 85.649 | 0 | 2.1389 | 0.056396 | 0.022391 | 79.5833 | 80.2744 | 80 | 0.0021713 | 0.0048124 | 0.00058521 | 0 | 0 | 0.009997 | 0.0080009 | 0.0003257 | 0.018115 | 0.0044543 | 4.8617e-05 | 0.0017167 | 0.0011701 | 0.0041315 | 0.0008666 | 0 | 0 | 0 | 0 | 0 | 0 | 1.2889 | 0 | 0 | 0 | 0 | 0.17733 | 0 | 0 | 0 | 0 | 1.4472 | 0 | 0 | 0
8 | 239 | 13 | 93.92 | 4.8805 | 85.649 | 0 | 2.1389 | 0.057138 | 0.057138 | 80 | 80.7002 | 80 | 0.002446 | 0.0054212 | 0.00065925 | 0 | 0 | 0.009898 | 0.0080209 | 0.00036608 | 0.018699 | 0.0046557 | 5.4767e-05 | 0.0019339 | 0.0012353 | 0.0030973 | 0.00065039 | 0 | 0 | 0 | 0 | 0 | 0 | 3.2889 | 0 | 0 | 0 | 0 | 0.17733 | 0 | 0 | 0 | 0 | 1.4143 | 0 | 0 | 0
8 | 239 | 14 | 95 | 4.8264 | 85.649 | 0 | 1.7204 | 0.057296 | 0.057296 | 80 | 80.7022 | 80 | 0.0026358 | 0.0058419 | 0.0007104 | 0 | 0 | 0.0097411 | 0.0075769 | 0.00039129 | 0.018689 | 0.0054436 | 5.9016e-05 | 0.002084 | 0.00099839 | 0.0025838 | 0.00054141 | 0 | 0 | 0 | 0 | 0 | 0 | 3.298 | 0 | 0 | 0 | 0 | 0.14698 | 0 | 0 | 0 | 0 | 1.3814 | 0 | 0 | 0
8 | 239 | 15 | 95 | 13.9132 | 85.649 | 0 | 1.7204 | 0.052517 | 0.21571 | 80 | 80.6436 | 78 | 0.0026358 | 0.0058419 | 0.0007104 | 0 | 0 | 0.0089812 | 0.0061168 | 0.00039005 | 0.016064 | 0.0054813 | 5.9016e-05 | 0.002084 | 0.00090323 | 0.0026854 | 0.00056426 | 0 | 0 | 0 | 0 | 0 | 0 | 12.4168 | 0 | 0 | 0 | 0 | 0.14796 | 0 | 0 | 0 | 0 | 1.3485 | 0 | 0 | 0
8 | 239 | 16 | 93.02 | 4.3217 | 85.649 | 0 | 1.7204 | 0.04794 | 0.04794 | 78 | 78.5875 | 78 | 0.0026393 | 0.0058496 | 0.00071135 | 0 | 0 | 0.0077588 | 0.0045386 | 0.00039723 | 0.013528 | 0.0053618 | 5.9095e-05 | 0.0020867 | 0.0017601 | 0.0026854 | 0.00056426 | 0 | 0 | 0 | 0 | 0 | 0 | 2.7595 | 0 | 0 | 0 | 0 | 0.14796 | 0 | 0 | 0 | 0 | 1.4143 | 0 | 0 | 0
8 | 239 | 17 | 91.94 | 3.8012 | 85.649 | 0 | 1.7204 | 0.034325 | 0.034325 | 78 | 78.4207 | 78 | 0.0024496 | 0.005429 | 0.0006602 | 0 | 0 | 0.0048014 | 0.0019307 | 0.00036519 | 0.0073293 | 0.003493 | 5.4846e-05 | 0.0019367 | 0.0011243 | 0.0039265 | 0.00082442 | 0 | 0 | 0 | 0 | 0 | 0 | 1.9758 | 0 | 0 | 0 | 0 | 0.14796 | 0 | 0 | 0 | 0 | 1.6774 | 0 | 0 | 0
8 | 239 | 18 | 91.94 | 3.9394 | 85.649 | 0 | 2.9293 | 0.027775 | 0.027775 | 78 | 78.3404 | 78 | 0.0024496 | 0.005429 | 0.0006602 | 0 | 0 | 0.0023081 | 0.00089399 | 0.00036145 | 0.0051823 | 0.0026443 | 5.4846e-05 | 0.0019367 | 0.0007301 | 0.0042349 | 0.00088946 | 0 | 0 | 0 | 0 | 0 | 0 | 1.5988 | 0 | 0 | 0 | 0 | 0.23564 | 0 | 0 | 0 | 0 | 2.105 | 0 | 0 | 0
8 | 239 | 19 | 93.02 | 3.7754 | 85.649 | 0 | 2.9293 | 0.025498 | 0.025498 | 78 | 78.3125 | 78 | 0.0026393 | 0.0058496 | 0.00071135 | 0 | 0 | 0.00074836 | 0.00022545 | 0.00039398 | 0.0037102 | 0.0023338 | 5.9095e-05 | 0.0020867 | 0.0012402 | 0.0045452 | 0.0009545 | 0 | 0 | 0 | 0 | 0 | 0 | 1.4677 | 0 | 0 | 0 | 0 | 0.23564 | 0 | 0 | 0 | 0 | 2.0721 | 0 | 0 | 0
8 | 239 | 20 | 91.94 | 3.7254 | 85.649 | 0 | 2.9293 | 0.026915 | 0.026915 | 78 | 78.3299 | 78 | 0.0024496 | 0.005429 | 0.0006602 | 0 | 0 | 0 | 0 | 0.00036704 | 0.003758 | 0.0022802 | 5.4846e-05 | 0.0019367 | 0.0013568 | 0.0071272 | 0.0014959 | 0 | 0 | 0 | 0 | 0 | 0 | 1.5493 | 0 | 0 | 0 | 0 | 0.23564 | 0 | 0 | 0 | 0 | 1.9405 | 0 | 0 | 0
8 | 239 | 21 | 89.96 | 3.4749 | 85.649 | 0 | 2.9293 | 0.024278 | 0.024278 | 78 | 78.2975 | 78 | 0.0021016 | 0.0046579 | 0.00056643 | 0 | 0 | 0 | 0 | 0.00031475 | 0.0032243 | 0.0019562 | 4.7056e-05 | 0.0016616 | 0.0011246 | 0.0071272 | 0.0014959 | 0 | 0 | 0 | 0 | 0 | 0 | 1.3974 | 0 | 0 | 0 | 0 | 0.23564 | 0 | 0 | 0 | 0 | 1.8419 | 0 | 0 | 0
8 | 239 | 22 | 87.98 | 3.2014 | 85.649 | 0 | 2.3714 | 0.021943 | 0.021943 | 78 | 78.2689 | 78 | 0.0017537 | 0.0038868 | 0.00047265 | 0 | 0 | 0 | 0 | 0.00026196 | 0.0026905 | 0.0016322 | 3.9266e-05 | 0.0013865 | 0.00081719 | 0.0074411 | 0.0015609 | 0 | 0 | 0 | 0 | 0 | 0 | 1.2631 | 0 | 0 | 0 | 0 | 0.19517 | 0 | 0 | 0 | 0 | 1.7432 | 0 | 0 | 0
8 | 239 | 23 | 87.08 | 2.8608 | 85.649 | 0 | 2.3714 | 0.020596 | 0.020596 | 78 | 78.2524 | 78 | 0.0015956 | 0.0035363 | 0.00043003 | 0 | 0 | 0 | 0 | 0.00023705 | 0.0024479 | 0.0014846 | 3.5725e-05 | 0.0012615 | 0.00056587 | 0.0074411 | 0.0015609 | 0 | 0 | 0 | 0 | 0 | 0 | 1.1856 | 0 | 0 | 0 | 0 | 0.19517 | 0 | 0 | 0 | 0 | 1.4801 | 0 | 0 | 0
8 | 239 | 24 | 86 | 2.328 | 85.649 | 0 | 0.39523 | 0.018401 | 0.018401 | 78 | 78.2255 | 78 | 0.0014058 | 0.0031157 | 0.00037888 | 0 | 0 | 0 | 0 | 0.00020948 | 0.0021567 | 0.0013082 | 3.1475e-05 | 0.0011114 | 0.00055859 | 0.0067153 | 0.0014098 | 0 | 0 | 0 | 0 | 0 | 0 | 1.0592 | 0 | 0 | 0 | 0 | 0.051857 | 0 | 0 | 0 | 0 | 1.2169 | 0 | 0 | 0
8 | 240 | 1 | 84.92 | 1.6238 | 85.5293 | 0 | 0.39626 | 0.011308 | 0.011308 | 78 | 78.1386 | 78 | 0.001216 | 0.002695 | 0.00032773 | 0 | 0 | 0 | 0 | 0.0001806 | 0.0018655 | 0.0011314 | 2.7226e-05 | 0.0009614 | 0.00040194 | 0.0020667 | 0.00043418 | 0 | 0 | 0 | 0 | 0 | 0 | 0.65089 | 0 | 0 | 0 | 0 | 0.052019 | 0 | 0 | 0 | 0 | 0.92093 | 0 | 0 | 0
8 | 240 | 2 | 84.02 | 1.4864 | 85.5293 | 0 | 0.39626 | 0.010063 | 0.010063 | 78 | 78.1233 | 78 | 0.0010578 | 0.0023445 | 0.00028511 | 0 | 0 | 0 | 0 | 0.00015622 | 0.0016229 | 0.00098405 | 2.3685e-05 | 0.00083637 | 0.00025132 | 0.0020667 | 0.00043418 | 0 | 0 | 0 | 0 | 0 | 0 | 0.57923 | 0 | 0 | 0 | 0 | 0.052019 | 0 | 0 | 0 | 0 | 0.85515 | 0 | 0 | 0
8 | 240 | 3 | 82.94 | 1.3768 | 85.5293 | 0 | 0.39626 | 0.0087299 | 0.0087299 | 78 | 78.107 | 78 | 0.00086806 | 0.0019239 | 0.00023396 | 0 | 0 | 0 | 0 | 0.00012854 | 0.0013318 | 0.00080761 | 1.9436e-05 | 0.00068632 | 0.00022949 | 0.0020667 | 0.00043418 | 0 | 0 | 0 | 0 | 0 | 0 | 0.50251 | 0 | 0 | 0 | 0 | 0.052019 | 0 | 0 | 0 | 0 | 0.82226 | 0 | 0 | 0
8 | 240 | 4 | 82.94 | 1.3419 | 85.5293 | 0 | 0.39626 | 0.0086947 | 0.0086947 | 78 | 78.1066 | 78 | 0.00086806 | 0.0019239 | 0.00023396 | 0 | 0 | 0 | 0 | 0.00012827 | 0.0013318 | 0.00080753 | 1.9436e-05 | 0.00068632 | 0.00019462 | 0.0020667 | 0.00043418 | 0 | 0 | 0 | 0 | 0 | 0 | 0.50048 | 0 | 0 | 0 | 0 | 0.052019 | 0 | 0 | 0 | 0 | 0.78937 | 0 | 0 | 0
8 | 240 | 5 | 82.04 | 1.2736 | 85.5293 | 0 | 0.39626 | 0.0075083 | 0.0075083 | 78 | 78.092 | 78 | 0.00070992 | 0.0015734 | 0.00019133 | 0 | 0 | 0 | 0 | 0.00010418 | 0.0010891 | 0.00066021 | 1.5895e-05 | 0.00056128 | 0.00010212 | 0.0020667 | 0.00043418 | 0 | 0 | 0 | 0 | 0 | 0 | 0.43219 | 0 | 0 | 0 | 0 | 0.052019 | 0 | 0 | 0 | 0 | 0.78937 | 0 | 0 | 0
8 | 240 | 6 | 80.96 | 1.3985 | 85.5293 | 0 | 0.46618 | 0.0078754 | 0.0078754 | 78 | 78.0965 | 78 | 0.00052014 | 0.0011528 | 0.00014019 | 0 | 0 | 0 | 0 | 7.6822e-05 | 0.00079798 | 0.00048386 | 1.1646e-05 | 0.00041124 | 0.00010362 | 0.0034529 | 0.00072422 | 0 | 0 | 0 | 0 | 0 | 0 | 0.45332 | 0 | 0 | 0 | 0 | 0.057105 | 0 | 0 | 0 | 0 | 0.88804 | 0 | 0 | 0
8 | 240 | 7 | 82.04 | 2.0236 | 85.5293 | 0 | 3.4964 | 0.010336 | 0.010336 | 78 | 78.1267 | 78 | 0.00070992 | 0.0015734 | 0.00019133 | 0 | 0 | 0 | 0 | 0.00010525 | 0.0010891 | 0.00066051 | 1.5895e-05 | 0.00056128 | 0.00017998 | 0.0043383 | 0.00091055 | 0 | 0 | 0 | 0 | 0 | 0 | 0.59493 | 0 | 0 | 0 | 0 | 0.27753 | 0 | 0 | 0 | 0 | 1.1512 | 0 | 0 | 0
8 | 240 | 8 | 82.94 | 3.2782 | 85.5293 | 0 | 3.4964 | 0.028702 | 0.028702 | 78 | 78.3517 | 78 | 0.00086806 | 0.0019239 | 0.00023396 | 0 | 0 | 0.0044731 | 0.0023053 | 0.00012835 | 0.0049956 | 0.0023756 | 1.9436e-05 | 0.00068632 | 0.00019462 | 0.0086767 | 0.0018211 | 0 | 0 | 0 | 0 | 0 | 0 | 1.6521 | 0 | 0 | 0 | 0 | 0.27753 | 0 | 0 | 0 | 0 | 1.3485 | 0 | 0 | 0
8 | 240 | 9 | 86 | 1.6248 | 85.5293 | 0 | 3.0302 | 0.036268 | 0 | 78 | 78.4445 | 78.4445 | 0.0014058 | 0.0031157 | 0.00037888 | 0 | 0 | 0.0067479 | 0.0043768 | 0.00020726 | 0.0091273 | 0.003366 | 3.1475e-05 | 0.0011114 | 0.00027553 | 0.0050623 | 0.0010617 | 0 | 0 | 0 | 0 | 0 | 0 | 0 | 0 | 0 | 0 | 0 | 0.2434 | 0 | 0 | 0 | 0 | 1.3814 | 0 | 0 | 0
8 | 240 | 10 | 89.06 | 1.6574 | 85.5293 | 0 | 3.0302 | 0.044506 | 0 | 78.4445 | 78.9899 | 78.9899 | 0.0018654 | 0.0041343 | 0.00050275 | 0 | 0 | 0.0083045 | 0.0062613 | 0.00027647 | 0.013288 | 0.0040635 | 4.1766e-05 | 0.0014748 | 0.00054588 | 0.0030973 | 0.00065039 | 0 | 0 | 0 | 0 | 0 | 0 | 0 | 0 | 0 | 0 | 0 | 0.24313 | 0 | 0 | 0 | 0 | 1.4143 | 0 | 0 | 0
8 | 240 | 11 | 91.94 | 1.69 | 85.5293 | 0 | 3.0302 | 0.051638 | 0 | 78.9899 | 79.6227 | 79.6227 | 0.0022756 | 0.0050435 | 0.00061332 | 0 | 0 | 0.0094102 | 0.0072631 | 0.00033814 | 0.015945 | 0.00434 | 5.0951e-05 | 0.0017992 | 0.000811 | 0.0030973 | 0.00065039 | 0 | 0 | 0 | 0 | 0 | 0 | 0 | 0 | 0 | 0 | 0 | 0.24283 | 0 | 0 | 0 | 0 | 1.4472 | 0 | 0 | 0
8 | 240 | 12 | 96.08 | 3.3258 | 85.5293 | 0 | 2.1444 | 0.060326 | 0.029541 | 79.6227 | 80.362 | 80 | 0.0028919 | 0.0064094 | 0.00077942 | 0 | 0 | 0.010477 | 0.0079 | 0.00043115 | 0.01809 | 0.0047444 | 6.475e-05 | 0.0022864 | 0.0012534 | 0.0041315 | 0.0008666 | 0 | 0 | 0 | 0 | 0 | 0 | 1.7004 | 0 | 0 | 0 | 0 | 0.17821 | 0 | 0 | 0 | 0 | 1.4472 | 0 | 0 | 0
8 | 240 | 13 | 96.98 | 5.1619 | 85.5293 | 0 | 2.1444 | 0.062011 | 0.062011 | 80 | 80.76 | 80 | 0.0029838 | 0.006613 | 0.00080417 | 0 | 0 | 0.010302 | 0.0084509 | 0.00044302 | 0.02 | 0.0050484 | 6.6807e-05 | 0.0023591 | 0.0011935 | 0.0030973 | 0.00065039 | 0 | 0 | 0 | 0 | 0 | 0 | 3.5694 | 0 | 0 | 0 | 0 | 0.17821 | 0 | 0 | 0 | 0 | 1.4143 | 0 | 0 | 0
8 | 240 | 14 | 100.04 | 5.2254 | 85.5293 | 0 | 1.7249 | 0.064216 | 0.064216 | 80 | 80.787 | 80 | 0.0035215 | 0.0078047 | 0.00094909 | 0 | 0 | 0.0092624 | 0.0078888 | 0.00052489 | 0.020546 | 0.0060763 | 7.8846e-05 | 0.0027842 | 0.0016547 | 0.0025838 | 0.00054141 | 0 | 0 | 0 | 0 | 0 | 0 | 3.6964 | 0 | 0 | 0 | 0 | 0.14768 | 0 | 0 | 0 | 0 | 1.3814 | 0 | 0 | 0
8 | 240 | 15 | 100.04 | 14.301 | 85.5293 | 0 | 1.7249 | 0.059242 | 0.22244 | 80 | 80.726 | 78 | 0.0035215 | 0.0078047 | 0.00094909 | 0 | 0 | 0.0078714 | 0.0065608 | 0.00052143 | 0.018395 | 0.0061049 | 7.8846e-05 | 0.0027842 | 0.0014001 | 0.0026854 | 0.00056426 | 0 | 0 | 0 | 0 | 0 | 0 | 12.8038 | 0 | 0 | 0 | 0 | 0.14867 | 0 | 0 | 0 | 0 | 1.3485 | 0 | 0 | 0
8 | 240 | 16 | 100.94 | 4.8749 | 85.5293 | 0 | 1.7249 | 0.057537 | 0.057537 | 78 | 78.7051 | 78 | 0.0040311 | 0.0089341 | 0.0010864 | 0 | 0 | 0.0062195 | 0.0049727 | 0.00060199 | 0.01657 | 0.00639 | 9.0256e-05 | 0.0031871 | 0.002205 | 0.0026854 | 0.00056426 | 0 | 0 | 0 | 0 | 0 | 0 | 3.3119 | 0 | 0 | 0 | 0 | 0.14867 | 0 | 0 | 0 | 0 | 1.4143 | 0 | 0 | 0
8 | 240 | 17 | 100.04 | 4.5973 | 85.5293 | 0 | 1.7249 | 0.048145 | 0.048145 | 78 | 78.59 | 78 | 0.0038729 | 0.0085836 | 0.0010438 | 0 | 0 | 0.005173 | 0.0027865 | 0.00057178 | 0.011463 | 0.0052459 | 8.6715e-05 | 0.003062 | 0.0015043 | 0.0039265 | 0.00082442 | 0 | 0 | 0 | 0 | 0 | 0 | 2.7713 | 0 | 0 | 0 | 0 | 0.14867 | 0 | 0 | 0 | 0 | 1.6774 | 0 | 0 | 0
8 | 240 | 18 | 98.96 | 4.6356 | 85.5293 | 0 | 2.937 | 0.039849 | 0.039849 | 78 | 78.4884 | 78 | 0.0036831 | 0.008163 | 0.00099267 | 0 | 0 | 0.0025712 | 0.0010828 | 0.00054792 | 0.0083198 | 0.0046052 | 8.2466e-05 | 0.002912 | 0.0017646 | 0.0042349 | 0.00088946 | 0 | 0 | 0 | 0 | 0 | 0 | 2.2938 | 0 | 0 | 0 | 0 | 0.23684 | 0 | 0 | 0 | 0 | 2.105 | 0 | 0 | 0
8 | 240 | 19 | 96.08 | 3.9329 | 85.5293 | 0 | 2.937 | 0.028213 | 0.028213 | 78 | 78.3458 | 78 | 0.003177 | 0.0070414 | 0.00085627 | 0 | 0 | 0.00085751 | 0.00018291 | 0.00046657 | 0.0038515 | 0.0026876 | 7.1134e-05 | 0.0025119 | 0.0010094 | 0.0045452 | 0.0009545 | 0 | 0 | 0 | 0 | 0 | 0 | 1.624 | 0 | 0 | 0 | 0 | 0.23684 | 0 | 0 | 0 | 0 | 2.0721 | 0 | 0 | 0
8 | 240 | 20 | 93.92 | 3.8434 | 85.5293 | 0 | 2.937 | 0.028944 | 0.028944 | 78 | 78.3547 | 78 | 0.0027975 | 0.0062002 | 0.00075397 | 0 | 0 | 0 | 0 | 0.00041343 | 0.0042918 | 0.0026025 | 6.2636e-05 | 0.0022118 | 0.00098723 | 0.0071272 | 0.0014959 | 0 | 0 | 0 | 0 | 0 | 0 | 1.6661 | 0 | 0 | 0 | 0 | 0.23684 | 0 | 0 | 0 | 0 | 1.9405 | 0 | 0 | 0
8 | 240 | 21 | 93.02 | 3.6888 | 85.5293 | 0 | 2.937 | 0.027971 | 0.027971 | 78 | 78.3428 | 78 | 0.0026393 | 0.0058496 | 0.00071135 | 0 | 0 | 0 | 0 | 0.00039241 | 0.0040492 | 0.0024559 | 5.9095e-05 | 0.0020867 | 0.0011045 | 0.0071272 | 0.0014959 | 0 | 0 | 0 | 0 | 0 | 0 | 1.6101 | 0 | 0 | 0 | 0 | 0.23684 | 0 | 0 | 0 | 0 | 1.8419 | 0 | 0 | 0
8 | 240 | 22 | 91.04 | 3.4286 | 85.5293 | 0 | 2.3775 | 0.025873 | 0.025873 | 78 | 78.3171 | 78 | 0.0022914 | 0.0050785 | 0.00061757 | 0 | 0 | 0 | 0 | 0.00034147 | 0.0035154 | 0.0021324 | 5.1305e-05 | 0.0018117 | 0.0010308 | 0.0074411 | 0.0015609 | 0 | 0 | 0 | 0 | 0 | 0 | 1.4893 | 0 | 0 | 0 | 0 | 0.19614 | 0 | 0 | 0 | 0 | 1.7432 | 0 | 0 | 0
8 | 240 | 23 | 89.06 | 3.0051 | 85.5293 | 0 | 2.3775 | 0.023086 | 0.023086 | 78 | 78.2829 | 78 | 0.0019435 | 0.0043074 | 0.0005238 | 0 | 0 | 0 | 0 | 0.00028782 | 0.0029816 | 0.0018081 | 4.3515e-05 | 0.0015366 | 0.00065175 | 0.0074411 | 0.0015609 | 0 | 0 | 0 | 0 | 0 | 0 | 1.3289 | 0 | 0 | 0 | 0 | 0.19614 | 0 | 0 | 0 | 0 | 1.4801 | 0 | 0 | 0
8 | 240 | 24 | 87.08 | 2.3858 | 85.5293 | 0 | 0.39626 | 0.019403 | 0.019403 | 78 | 78.2378 | 78 | 0.0015956 | 0.0035363 | 0.00043003 | 0 | 0 | 0 | 0 | 0.0002325 | 0.0024479 | 0.0014834 | 3.5725e-05 | 0.0012615 | 0.00025502 | 0.0067153 | 0.0014098 | 0 | 0 | 0 | 0 | 0 | 0 | 1.1169 | 0 | 0 | 0 | 0 | 0.052019 | 0 | 0 | 0 | 0 | 1.2169 | 0 | 0 | 0
8 | 241 | 1 | 86 | 1.6879 | 85.4061 | 0 | 0.39731 | 0.012417 | 0.012417 | 78 | 78.1522 | 78 | 0.0014058 | 0.0031157 | 0.00037888 | 0 | 0 | 0 | 0 | 0.00020509 | 0.0021567 | 0.001307 | 3.1475e-05 | 0.0011114 | 0.00020433 | 0.0020667 | 0.00043418 | 0 | 0 | 0 | 0 | 0 | 0 | 0.71475 | 0 | 0 | 0 | 0 | 0.052185 | 0 | 0 | 0 | 0 | 0.92093 | 0 | 0 | 0
8 | 241 | 2 | 86 | 1.6199 | 85.4061 | 0 | 0.39731 | 0.012379 | 0.012379 | 78 | 78.1517 | 78 | 0.0014058 | 0.0031157 | 0.00037888 | 0 | 0 | 0 | 0 | 0.00020451 | 0.0021567 | 0.0013068 | 3.1475e-05 | 0.0011114 | 0.00016732 | 0.0020667 | 0.00043418 | 0 | 0 | 0 | 0 | 0 | 0 | 0.71258 | 0 | 0 | 0 | 0 | 0.052185 | 0 | 0 | 0 | 0 | 0.85515 | 0 | 0 | 0
8 | 241 | 3 | 82.04 | 1.3055 | 85.4061 | 0 | 0.39731 | 0.0074888 | 0.0074888 | 78 | 78.0918 | 78 | 0.00070992 | 0.0015734 | 0.00019133 | 0 | 0 | 0 | 0 | 0.00010424 | 0.0010891 | 0.00066023 | 1.5895e-05 | 0.00056128 | 8.2561e-05 | 0.0020667 | 0.00043418 | 0 | 0 | 0 | 0 | 0 | 0 | 0.43107 | 0 | 0 | 0 | 0 | 0.052185 | 0 | 0 | 0 | 0 | 0.82226 | 0 | 0 | 0
8 | 241 | 4 | 82.04 | 1.2726 | 85.4061 | 0 | 0.39731 | 0.0074885 | 0.0074885 | 78 | 78.0918 | 78 | 0.00070992 | 0.0015734 | 0.00019133 | 0 | 0 | 0 | 0 | 0.00010397 | 0.0010891 | 0.00066015 | 1.5895e-05 | 0.00056128 | 8.2561e-05 | 0.0020667 | 0.00043418 | 0 | 0 | 0 | 0 | 0 | 0 | 0.43105 | 0 | 0 | 0 | 0 | 0.052185 | 0 | 0 | 0 | 0 | 0.78937 | 0 | 0 | 0
8 | 241 | 5 | 80.96 | 1.1946 | 85.4061 | 0 | 0.39731 | 0.006133 | 0.006133 | 78 | 78.0752 | 78 | 0.00052014 | 0.0011528 | 0.00014019 | 0 | 0 | 0 | 0 | 7.584e-05 | 0.00079798 | 0.00048359 | 1.1646e-05 | 0.00041124 | 3.8782e-05 | 0.0020667 | 0.00043418 | 0 | 0 | 0 | 0 | 0 | 0 | 0.35302 | 0 | 0 | 0 | 0 | 0.052185 | 0 | 0 | 0 | 0 | 0.78937 | 0 | 0 | 0
8 | 241 | 6 | 78.98 | 1.256 | 85.4061 | 0 | 0.46742 | 0.0053972 | 0.0053972 | 78 | 78.0661 | 78 | 0.00017221 | 0.00038167 | 4.6413e-05 | 0 | 0 | 0 | 0 | 2.5459e-05 | 0.0002642 | 0.0001602 | 3.8557e-06 | 0.00013615 | 2.9893e-05 | 0.0034529 | 0.00072422 | 0 | 0 | 0 | 0 | 0 | 0 | 0.31067 | 0 | 0 | 0 | 0 | 0.057302 | 0 | 0 | 0 | 0 | 0.88804 | 0 | 0 | 0
8 | 241 | 7 | 80.06 | 1.8811 | 85.4061 | 0 | 3.5057 | 0.0078338 | 0.0078338 | 78 | 78.096 | 78 | 0.00036199 | 0.00080228 | 9.7562e-05 | 0 | 0 | 0 | 0 | 5.3655e-05 | 0.00055535 | 0.00033679 | 8.1049e-06 | 0.0002862 | 8.2986e-05 | 0.0043383 | 0.00091055 | 0 | 0 | 0 | 0 | 0 | 0 | 0.45092 | 0 | 0 | 0 | 0 | 0.279 | 0 | 0 | 0 | 0 | 1.1512 | 0 | 0 | 0
8 | 241 | 8 | 84.02 | 3.3554 | 85.4061 | 0 | 3.5057 | 0.030019 | 0.030019 | 78 | 78.3679 | 78 | 0.0010578 | 0.0023445 | 0.00028511 | 0 | 0 | 0.0047781 | 0.0025372 | 0.00015715 | 0.0049046 | 0.0023028 | 2.3685e-05 | 0.00083637 | 0.00029327 | 0.0086767 | 0.0018211 | 0 | 0 | 0 | 0 | 0 | 0 | 1.7279 | 0 | 0 | 0 | 0 | 0.279 | 0 | 0 | 0 | 0 | 1.3485 | 0 | 0 | 0
8 | 241 | 9 | 87.98 | 1.626 | 85.4061 | 0 | 3.0382 | 0.039414 | 0 | 78 | 78.483 | 78.483 | 0.0017537 | 0.0038868 | 0.00047265 | 0 | 0 | 0.0068771 | 0.0045982 | 0.00026125 | 0.0097484 | 0.0036269 | 3.9266e-05 | 0.0013865 | 0.00063931 | 0.0050623 | 0.0010617 | 0 | 0 | 0 | 0 | 0 | 0 | 0 | 0 | 0 | 0 | 0 | 0.24466 | 0 | 0 | 0 | 0 | 1.3814 | 0 | 0 | 0
8 | 241 | 10 | 91.94 | 1.6587 | 85.4061 | 0 | 3.0382 | 0.047978 | 0 | 78.483 | 79.071 | 79.071 | 0.0023647 | 0.0052409 | 0.00063732 | 0 | 0 | 0.0084711 | 0.0062462 | 0.0003524 | 0.013692 | 0.0043524 | 5.2945e-05 | 0.0018696 | 0.00095063 | 0.0030973 | 0.00065039 | 0 | 0 | 0 | 0 | 0 | 0 | 0 | 0 | 0 | 0 | 0 | 0.24437 | 0 | 0 | 0 | 0 | 1.4143 | 0 | 0 | 0
8 | 241 | 11 | 93.92 | 1.6912 | 85.4061 | 0 | 3.0382 | 0.054678 | 0 | 79.071 | 79.7411 | 79.7411 | 0.0026093 | 0.005783 | 0.00070325 | 0 | 0 | 0.0097558 | 0.0073229 | 0.00038665 | 0.016593 | 0.004766 | 5.8422e-05 | 0.002063 | 0.00088974 | 0.0030973 | 0.00065039 | 0 | 0 | 0 | 0 | 0 | 0 | 0 | 0 | 0 | 0 | 0 | 0.24404 | 0 | 0 | 0 | 0 | 1.4472 | 0 | 0 | 0
8 | 241 | 12 | 96.98 | 3.9814 | 85.4061 | 0 | 2.1501 | 0.062042 | 0.040916 | 79.7411 | 80.5014 | 80 | 0.0030292 | 0.0067138 | 0.00081643 | 0 | 0 | 0.010008 | 0.0084522 | 0.00045269 | 0.019129 | 0.0044893 | 6.7825e-05 | 0.002395 | 0.0014903 | 0.0041315 | 0.0008666 | 0 | 0 | 0 | 0 | 0 | 0 | 2.3552 | 0 | 0 | 0 | 0 | 0.17911 | 0 | 0 | 0 | 0 | 1.4472 | 0 | 0 | 0
8 | 241 | 13 | 96.98 | 5.1297 | 85.4061 | 0 | 2.1501 | 0.061436 | 0.061436 | 80 | 80.7529 | 80 | 0.0029838 | 0.006613 | 0.00080417 | 0 | 0 | 0.010176 | 0.0084381 | 0.00044163 | 0.01983 | 0.004888 | 6.6807e-05 | 0.0023591 | 0.0010878 | 0.0030973 | 0.00065039 | 0 | 0 | 0 | 0 | 0 | 0 | 3.5363 | 0 | 0 | 0 | 0 | 0.17911 | 0 | 0 | 0 | 0 | 1.4143 | 0 | 0 | 0
8 | 241 | 14 | 98.06 | 5.0133 | 85.4061 | 0 | 1.7295 | 0.060518 | 0.060518 | 80 | 80.7417 | 80 | 0.0031735 | 0.0070336 | 0.00085532 | 0 | 0 | 0.0094618 | 0.0077866 | 0.00047248 | 0.019214 | 0.0053875 | 7.1056e-05 | 0.0025091 | 0.0014277 | 0.0025838 | 0.00054141 | 0 | 0 | 0 | 0 | 0 | 0 | 3.4835 | 0 | 0 | 0 | 0 | 0.14841 | 0 | 0 | 0 | 0 | 1.3814 | 0 | 0 | 0
8 | 241 | 15 | 98.06 | 14.1703 | 85.4061 | 0 | 1.7295 | 0.056959 | 0.22016 | 80 | 80.698 | 78 | 0.0031735 | 0.0070336 | 0.00085532 | 0 | 0 | 0.0081111 | 0.0066955 | 0.00047099 | 0.017839 | 0.0056445 | 7.1056e-05 | 0.0025091 | 0.0013056 | 0.0026854 | 0.00056426 | 0 | 0 | 0 | 0 | 0 | 0 | 12.6724 | 0 | 0 | 0 | 0 | 0.14939 | 0 | 0 | 0 | 0 | 1.3485 | 0 | 0 | 0
8 | 241 | 16 | 98.96 | 4.5995 | 85.4061 | 0 | 1.7295 | 0.05274 | 0.05274 | 78 | 78.6463 | 78 | 0.0036831 | 0.008163 | 0.00099267 | 0 | 0 | 0.0063209 | 0.0047655 | 0.00054304 | 0.015057 | 0.005681 | 8.2466e-05 | 0.002912 | 0.0012895 | 0.0026854 | 0.00056426 | 0 | 0 | 0 | 0 | 0 | 0 | 3.0358 | 0 | 0 | 0 | 0 | 0.14939 | 0 | 0 | 0 | 0 | 1.4143 | 0 | 0 | 0
8 | 241 | 17 | 98.06 | 4.4053 | 85.4061 | 0 | 1.7295 | 0.044795 | 0.044795 | 78 | 78.549 | 78 | 0.003525 | 0.0078125 | 0.00095004 | 0 | 0 | 0.0048917 | 0.0027876 | 0.00052172 | 0.010638 | 0.0046501 | 7.8925e-05 | 0.002787 | 0.0014023 | 0.0039265 | 0.00082442 | 0 | 0 | 0 | 0 | 0 | 0 | 2.5785 | 0 | 0 | 0 | 0 | 0.14939 | 0 | 0 | 0 | 0 | 1.6774 | 0 | 0 | 0
8 | 241 | 18 | 96.08 | 4.2966 | 85.4061 | 0 | 2.9448 | 0.033938 | 0.033938 | 78 | 78.4159 | 78 | 0.003177 | 0.0070414 | 0.00085627 | 0 | 0 | 0.0025346 | 0.0010495 | 0.00046969 | 0.0064321 | 0.0034741 | 7.1134e-05 | 0.0025119 | 0.0011963 | 0.0042349 | 0.00088946 | 0 | 0 | 0 | 0 | 0 | 0 | 1.9535 | 0 | 0 | 0 | 0 | 0.23807 | 0 | 0 | 0 | 0 | 2.105 | 0 | 0 | 0
8 | 241 | 19 | 93.02 | 3.6492 | 85.4061 | 0 | 2.9448 | 0.023262 | 0.023262 | 78 | 78.2851 | 78 | 0.0026393 | 0.0058496 | 0.00071135 | 0 | 0 | 0.00077138 | 0.00018009 | 0.00038731 | 0.0025173 | 0.0018153 | 5.9095e-05 | 0.0020867 | 0.00074489 | 0.0045452 | 0.0009545 | 0 | 0 | 0 | 0 | 0 | 0 | 1.339 | 0 | 0 | 0 | 0 | 0.23807 | 0 | 0 | 0 | 0 | 2.0721 | 0 | 0 | 0
8 | 241 | 20 | 93.02 | 3.7771 | 85.4061 | 0 | 2.9448 | 0.02777 | 0.02777 | 78 | 78.3403 | 78 | 0.0026393 | 0.0058496 | 0.00071135 | 0 | 0 | 0 | 0 | 0.00039062 | 0.0040492 | 0.0024557 | 5.9095e-05 | 0.0020867 | 0.00090503 | 0.0071272 | 0.0014959 | 0 | 0 | 0 | 0 | 0 | 0 | 1.5985 | 0 | 0 | 0 | 0 | 0.23807 | 0 | 0 | 0 | 0 | 1.9405 | 0 | 0 | 0
8 | 241 | 21 | 89.96 | 3.4496 | 85.4061 | 0 | 2.9448 | 0.023795 | 0.023795 | 78 | 78.2916 | 78 | 0.0021016 | 0.0046579 | 0.00056643 | 0 | 0 | 0 | 0 | 0.00031045 | 0.0032243 | 0.0019551 | 4.7056e-05 | 0.0016616 | 0.00064777 | 0.0071272 | 0.0014959 | 0 | 0 | 0 | 0 | 0 | 0 | 1.3697 | 0 | 0 | 0 | 0 | 0.23807 | 0 | 0 | 0 | 0 | 1.8419 | 0 | 0 | 0
8 | 241 | 22 | 87.98 | 3.1888 | 85.4061 | 0 | 2.3838 | 0.021689 | 0.021689 | 78 | 78.2658 | 78 | 0.0017537 | 0.0038868 | 0.00047265 | 0 | 0 | 0 | 0 | 0.00025969 | 0.0026905 | 0.0016316 | 3.9266e-05 | 0.0013865 | 0.00056672 | 0.0074411 | 0.0015609 | 0 | 0 | 0 | 0 | 0 | 0 | 1.2485 | 0 | 0 | 0 | 0 | 0.19714 | 0 | 0 | 0 | 0 | 1.7432 | 0 | 0 | 0
8 | 241 | 23 | 86 | 2.7758 | 85.4061 | 0 | 2.3838 | 0.019085 | 0.019085 | 78 | 78.2339 | 78 | 0.0014058 | 0.0031157 | 0.00037888 | 0 | 0 | 0 | 0 | 0.00020761 | 0.0021567 | 0.0013077 | 3.1475e-05 | 0.0011114 | 0.00036783 | 0.0074411 | 0.0015609 | 0 | 0 | 0 | 0 | 0 | 0 | 1.0986 | 0 | 0 | 0 | 0 | 0.19714 | 0 | 0 | 0 | 0 | 1.4801 | 0 | 0 | 0
8 | 241 | 24 | 82.94 | 2.0915 | 85.4061 | 0 | 0.39731 | 0.014287 | 0.014287 | 78 | 78.1751 | 78 | 0.00086806 | 0.0019239 | 0.00023396 | 0 | 0 | 0 | 0 | 0.00012802 | 0.0013318 | 0.00080747 | 1.9436e-05 | 0.00068632 | 0.00016313 | 0.0067153 | 0.0014098 | 0 | 0 | 0 | 0 | 0 | 0 | 0.82238 | 0 | 0 | 0 | 0 | 0.052185 | 0 | 0 | 0 | 0 | 1.2169 | 0 | 0 | 0
8 | 242 | 1 | 82.94 | 1.4689 | 85.2794 | 0 | 0.39838 | 0.0086104 | 0.0086104 | 78 | 78.1055 | 78 | 0.00086806 | 0.0019239 | 0.00023396 | 0 | 0 | 0 | 0 | 0.00012716 | 0.0013318 | 0.00080722 | 1.9436e-05 | 0.00068632 | 0.00011177 | 0.0020667 | 0.00043418 | 0 | 0 | 0 | 0 | 0 | 0 | 0.49563 | 0 | 0 | 0 | 0 | 0.052357 | 0 | 0 | 0 | 0 | 0.92093 | 0 | 0 | 0
8 | 242 | 2 | 80.06 | 1.1967 | 85.2794 | 0 | 0.39838 | 0.0050241 | 0.0050241 | 78 | 78.0616 | 78 | 0.00036199 | 0.00080228 | 9.7562e-05 | 0 | 0 | 0 | 0 | 5.2961e-05 | 0.00055535 | 0.0003366 | 8.1049e-06 | 0.0002862 | 2.2191e-05 | 0.0020667 | 0.00043418 | 0 | 0 | 0 | 0 | 0 | 0 | 0.28919 | 0 | 0 | 0 | 0 | 0.052357 | 0 | 0 | 0 | 0 | 0.85515 | 0 | 0 | 0
8 | 242 | 3 | 75.92 | 0.87462 | 85.2794 | 0 | 0.39838 | -0.00048137 | 0 | 78 | 77.9941 | 77.9941 | -0.0003655 | -0.00081007 | -9.8509e-05 | 0 | 0 | 0 | 0 | -5.3627e-05 | -0.00056074 | -0.00033991 | -8.1836e-06 | -0.00028898 | -2.2515e-05 | 0.0020667 | 0.00043418 | 0 | 0 | 0 | 0 | 0 | 0 | 0 | 0 | 0 | 0 | 0 | 0.05236 | 0 | 0 | 0 | 0 | 0.82226 | 0 | 0 | 0
8 | 242 | 4 | 77 | 0.84172 | 85.2794 | 0 | 0.39838 | 0.00085189 | 0 | 77.9941 | 78.0045 | 78 | -0.00017468 | -0.00038716 | -4.7081e-05 | 0 | 0 | 0 | 0 | -2.5492e-05 | -0.000268 | -0.00016242 | -3.9112e-06 | -0.00013811 | -7.918e-06 | 0.0020667 | 0.00043418 | 0 | 0 | 0 | 0 | 0 | 0 | 0 | 0 | 0 | 0 | 0 | 0.052357 | 0 | 0 | 0 | 0 | 0.78937 | 0 | 0 | 0
8 | 242 | 5 | 75.92 | 0.84173 | 85.2794 | 0 | 0.39838 | -0.00048108 | 0 | 78 | 77.9941 | 77.9941 | -0.0003655 | -0.00081007 | -9.8509e-05 | 0 | 0 | 0 | 0 | -5.34e-05 | -0.00056074 | -0.00033985 | -8.1836e-06 | -0.00028898 | -2.2515e-05 | 0.0020667 | 0.00043418 | 0 | 0 | 0 | 0 | 0 | 0 | 0 | 0 | 0 | 0 | 0 | 0.05236 | 0 | 0 | 0 | 0 | 0.78937 | 0 | 0 | 0
8 | 242 | 6 | 75.92 | 0.94554 | 85.2794 | 0 | 0.46869 | 0.00091254 | 0 | 77.9941 | 78.0053 | 78 | -0.00036446 | -0.00080777 | -9.823e-05 | 0 | 0 | 0 | 0 | -5.3144e-05 | -0.00055915 | -0.00033885 | -8.1604e-06 | -0.00028816 | -2.2419e-05 | 0.0034529 | 0.00072422 | 0 | 0 | 0 | 0 | 0 | 0 | 0 | 0 | 0 | 0 | 0 | 0.057503 | 0 | 0 | 0 | 0 | 0.88804 | 0 | 0 | 0
8 | 242 | 7 | 77 | 1.4317 | 85.2794 | 0 | 3.5152 | 0.0031062 | 0 | 78 | 78.0381 | 78 | -0.00017572 | -0.00038946 | -4.736e-05 | 0 | 0 | 0 | 0 | -2.581e-05 | -0.00026959 | -0.00016343 | -3.9344e-06 | -0.00013893 | -1.7881e-05 | 0.0043383 | 0.00091055 | 0 | 0 | 0 | 0 | 0 | 0 | 0 | 0 | 0 | 0 | 0 | 0.28052 | 0 | 0 | 0 | 0 | 1.1512 | 0 | 0 | 0
8 | 242 | 8 | 80.96 | 3.0093 | 85.2794 | 0 | 3.5152 | 0.02398 | 0.02398 | 78 | 78.2939 | 78 | 0.00052014 | 0.0011528 | 0.00014019 | 0 | 0 | 0.0043332 | 0.0020819 | 7.6678e-05 | 0.0033013 | 0.0013861 | 1.1646e-05 | 0.00041124 | 6.7158e-05 | 0.0086767 | 0.0018211 | 0 | 0 | 0 | 0 | 0 | 0 | 1.3803 | 0 | 0 | 0 | 0 | 0.28052 | 0 | 0 | 0 | 0 | 1.3485 | 0 | 0 | 0
8 | 242 | 9 | 84.92 | 1.6274 | 85.2794 | 0 | 3.0465 | 0.033699 | 0 | 78 | 78.413 | 78.413 | 0.001216 | 0.002695 | 0.00032773 | 0 | 0 | 0.0068865 | 0.0040094 | 0.00018066 | 0.0079885 | 0.0029321 | 2.7226e-05 | 0.0009614 | 0.00035002 | 0.0050623 | 0.0010617 | 0 | 0 | 0 | 0 | 0 | 0 | 0 | 0 | 0 | 0 | 0 | 0.246 | 0 | 0 | 0 | 0 | 1.3814 | 0 | 0 | 0
8 | 242 | 10 | 87.98 | 1.66 | 85.2794 | 0 | 3.0465 | 0.041726 | 0 | 78.413 | 78.9243 | 78.9243 | 0.0016811 | 0.0037259 | 0.00045309 | 0 | 0 | 0.0087526 | 0.0056938 | 0.00024852 | 0.011876 | 0.0037673 | 3.7641e-05 | 0.0013292 | 0.00041357 | 0.0030973 | 0.00065039 | 0 | 0 | 0 | 0 | 0 | 0 | 0 | 0 | 0 | 0 | 0 | 0.24575 | 0 | 0 | 0 | 0 | 1.4143 | 0 | 0 | 0
8 | 242 | 11 | 91.04 | 1.6926 | 85.2794 | 0 | 3.0465 | 0.050085 | 0 | 78.9243 | 79.5381 | 79.5381 | 0.002129 | 0.0047185 | 0.0005738 | 0 | 0 | 0.0098957 | 0.0070078 | 0.00031635 | 0.015055 | 0.0041707 | 4.7668e-05 | 0.0016832 | 0.00073908 | 0.0030973 | 0.00065039 | 0 | 0 | 0 | 0 | 0 | 0 | 0 | 0 | 0 | 0 | 0 | 0.24545 | 0 | 0 | 0 | 0 | 1.4472 | 0 | 0 | 0
8 | 242 | 12 | 95 | 2.9098 | 85.2794 | 0 | 2.156 | 0.059969 | 0.022282 | 79.5381 | 80.2731 | 80 | 0.002717 | 0.0060217 | 0.00073227 | 0 | 0 | 0.010416 | 0.0082164 | 0.00040407 | 0.01863 | 0.0045811 | 6.0834e-05 | 0.0021481 | 0.0010427 | 0.0041315 | 0.0008666 | 0 | 0 | 0 | 0 | 0 | 0 | 1.2826 | 0 | 0 | 0 | 0 | 0.18004 | 0 | 0 | 0 | 0 | 1.4472 | 0 | 0 | 0
8 | 242 | 13 | 95 | 4.9624 | 85.2794 | 0 | 2.156 | 0.058514 | 0.058514 | 80 | 80.7171 | 80 | 0.0026358 | 0.0058419 | 0.0007104 | 0 | 0 | 0.0103 | 0.0081666 | 0.00038905 | 0.01901 | 0.0047522 | 5.9016e-05 | 0.002084 | 0.0008179 | 0.0030973 | 0.00065039 | 0 | 0 | 0 | 0 | 0 | 0 | 3.3681 | 0 | 0 | 0 | 0 | 0.18004 | 0 | 0 | 0 | 0 | 1.4143 | 0 | 0 | 0
8 | 242 | 14 | 96.98 | 4.7786 | 85.2794 | 0 | 1.7341 | 0.056428 | 0.056428 | 80 | 80.6915 | 80 | 0.0029838 | 0.006613 | 0.00080417 | 0 | 0 | 0.011119 | 0.0063594 | 0.00044566 | 0.015613 | 0.0054784 | 6.6807e-05 | 0.0023591 | 0.0014603 | 0.0025838 | 0.00054141 | 0 | 0 | 0 | 0 | 0 | 0 | 3.2481 | 0 | 0 | 0 | 0 | 0.14916 | 0 | 0 | 0 | 0 | 1.3814 | 0 | 0 | 0
8 | 242 | 15 | 96.08 | 13.8986 | 85.2794 | 0 | 1.7341 | 0.052225 | 0.21542 | 80 | 80.64 | 78 | 0.0028256 | 0.0062625 | 0.00076155 | 0 | 0 | 0.0095352 | 0.0059041 | 0.00041453 | 0.014999 | 0.0052106 | 6.3266e-05 | 0.002234 | 0.00076579 | 0.0026854 | 0.00056426 | 0 | 0 | 0 | 0 | 0 | 0 | 12.3999 | 0 | 0 | 0 | 0 | 0.15014 | 0 | 0 | 0 | 0 | 1.3485 | 0 | 0 | 0
8 | 242 | 16 | 98.06 | 4.5246 | 85.2794 | 0 | 1.7341 | 0.051426 | 0.051426 | 78 | 78.6302 | 78 | 0.003525 | 0.0078125 | 0.00095004 | 0 | 0 | 0.006251 | 0.0046659 | 0.00052384 | 0.014579 | 0.0054795 | 7.8925e-05 | 0.002787 | 0.0015238 | 0.0026854 | 0.00056426 | 0 | 0 | 0 | 0 | 0 | 0 | 2.9602 | 0 | 0 | 0 | 0 | 0.15014 | 0 | 0 | 0 | 0 | 1.4143 | 0 | 0 | 0
8 | 242 | 17 | 96.98 | 4.3903 | 85.2794 | 0 | 1.7341 | 0.044523 | 0.044523 | 78 | 78.5456 | 78 | 0.0033352 | 0.0073919 | 0.00089889 | 0 | 0 | 0.0047056 | 0.0028255 | 0.00049601 | 0.011073 | 0.0048024 | 7.4675e-05 | 0.0026369 | 0.0015316 | 0.0039265 | 0.00082442 | 0 | 0 | 0 | 0 | 0 | 0 | 2.5628 | 0 | 0 | 0 | 0 | 0.15014 | 0 | 0 | 0 | 0 | 1.6774 | 0 | 0 | 0
8 | 242 | 18 | 95 | 4.2107 | 85.2794 | 0 | 2.9527 | 0.032425 | 0.032425 | 78 | 78.3974 | 78 | 0.0029873 | 0.0066208 | 0.00080512 | 0 | 0 | 0.0026014 | 0.0010634 | 0.00044394 | 0.005895 | 0.0031431 | 6.6885e-05 | 0.0023618 | 0.0013115 | 0.0042349 | 0.00088946 | 0 | 0 | 0 | 0 | 0 | 0 | 1.8664 | 0 | 0 | 0 | 0 | 0.23934 | 0 | 0 | 0 | 0 | 2.105 | 0 | 0 | 0
8 | 242 | 19 | 93.02 | 3.6654 | 85.2794 | 0 | 2.9527 | 0.023522 | 0.023522 | 78 | 78.2883 | 78 | 0.0026393 | 0.0058496 | 0.00071135 | 0 | 0 | 0.00069332 | 0.00018517 | 0.00038774 | 0.0027792 | 0.0018858 | 5.9095e-05 | 0.0020867 | 0.00074489 | 0.0045452 | 0.0009545 | 0 | 0 | 0 | 0 | 0 | 0 | 1.354 | 0 | 0 | 0 | 0 | 0.23934 | 0 | 0 | 0 | 0 | 2.0721 | 0 | 0 | 0
8 | 242 | 20 | 91.04 | 3.6256 | 85.2794 | 0 | 2.9527 | 0.025117 | 0.025117 | 78 | 78.3078 | 78 | 0.0022914 | 0.0050785 | 0.00061757 | 0 | 0 | 0 | 0 | 0.00033755 | 0.0035154 | 0.0021316 | 5.1305e-05 | 0.0018117 | 0.00065889 | 0.0071272 | 0.0014959 | 0 | 0 | 0 | 0 | 0 | 0 | 1.4458 | 0 | 0 | 0 | 0 | 0.23934 | 0 | 0 | 0 | 0 | 1.9405 | 0 | 0 | 0
8 | 242 | 21 | 89.06 | 3.3768 | 85.2794 | 0 | 2.9527 | 0.022508 | 0.022508 | 78 | 78.2758 | 78 | 0.0019435 | 0.0043074 | 0.0005238 | 0 | 0 | 0 | 0 | 0.0002853 | 0.0029816 | 0.0018074 | 4.3515e-05 | 0.0015366 | 0.0004557 | 0.0071272 | 0.0014959 | 0 | 0 | 0 | 0 | 0 | 0 | 1.2956 | 0 | 0 | 0 | 0 | 0.23934 | 0 | 0 | 0 | 0 | 1.8419 | 0 | 0 | 0
8 | 242 | 22 | 87.08 | 3.1134 | 85.2794 | 0 | 2.3903 | 0.020362 | 0.020362 | 78 | 78.2495 | 78 | 0.0015956 | 0.0035363 | 0.00043003 | 0 | 0 | 0 | 0 | 0.00023414 | 0.0024479 | 0.0014839 | 3.5725e-05 | 0.0012615 | 0.00033466 | 0.0074411 | 0.0015609 | 0 | 0 | 0 | 0 | 0 | 0 | 1.172 | 0 | 0 | 0 | 0 | 0.19817 | 0 | 0 | 0 | 0 | 1.7432 | 0 | 0 | 0
8 | 242 | 23 | 84.92 | 2.6872 | 85.2794 | 0 | 2.3903 | 0.017528 | 0.017528 | 78 | 78.2148 | 78 | 0.001216 | 0.002695 | 0.00032773 | 0 | 0 | 0 | 0 | 0.00017626 | 0.0018655 | 0.0011303 | 2.7226e-05 | 0.0009614 | 0.00012632 | 0.0074411 | 0.0015609 | 0 | 0 | 0 | 0 | 0 | 0 | 1.0089 | 0 | 0 | 0 | 0 | 0.19817 | 0 | 0 | 0 | 0 | 1.4801 | 0 | 0 | 0
8 | 242 | 24 | 82.94 | 2.0859 | 85.2794 | 0 | 0.39838 | 0.014187 | 0.014187 | 78 | 78.1739 | 78 | 0.00086806 | 0.0019239 | 0.00023396 | 0 | 0 | 0 | 0 | 0.00012591 | 0.0013318 | 0.0008069 | 1.9436e-05 | 0.00068632 | 6.548e-05 | 0.0067153 | 0.0014098 | 0 | 0 | 0 | 0 | 0 | 0 | 0.81661 | 0 | 0 | 0 | 0 | 0.052357 | 0 | 0 | 0 | 0 | 1.2169 | 0 | 0 | 0
8 | 243 | 1 | 82.04 | 1.4056 | 85.1492 | 0 | 0.39948 | 0.0075083 | 0.0075083 | 78 | 78.092 | 78 | 0.00070992 | 0.0015734 | 0.00019133 | 0 | 0 | 0 | 0 | 0.00010418 | 0.0010891 | 0.00066021 | 1.5895e-05 | 0.00056128 | 0.00010212 | 0.0020667 | 0.00043418 | 0 | 0 | 0 | 0 | 0 | 0 | 0.43219 | 0 | 0 | 0 | 0 | 0.052533 | 0 | 0 | 0 | 0 | 0.92093 | 0 | 0 | 0
8 | 243 | 2 | 84.02 | 1.4869 | 85.1492 | 0 | 0.39948 | 0.010063 | 0.010063 | 78 | 78.1233 | 78 | 0.0010578 | 0.0023445 | 0.00028511 | 0 | 0 | 0 | 0 | 0.00015656 | 0.0016229 | 0.00098414 | 2.3685e-05 | 0.00083637 | 0.00025132 | 0.0020667 | 0.00043418 | 0 | 0 | 0 | 0 | 0 | 0 | 0.57926 | 0 | 0 | 0 | 0 | 0.052533 | 0 | 0 | 0 | 0 | 0.85515 | 0 | 0 | 0
8 | 243 | 3 | 82.94 | 1.3734 | 85.1492 | 0 | 0.39948 | 0.0086626 | 0.0086626 | 78 | 78.1062 | 78 | 0.00086806 | 0.0019239 | 0.00023396 | 0 | 0 | 0 | 0 | 0.00012779 | 0.0013318 | 0.0008074 | 1.9436e-05 | 0.00068632 | 0.00016313 | 0.0020667 | 0.00043418 | 0 | 0 | 0 | 0 | 0 | 0 | 0.49863 | 0 | 0 | 0 | 0 | 0.052533 | 0 | 0 | 0 | 0 | 0.82226 | 0 | 0 | 0
8 | 243 | 4 | 82.94 | 1.3444 | 85.1492 | 0 | 0.39948 | 0.00873 | 0.00873 | 78 | 78.107 | 78 | 0.00086806 | 0.0019239 | 0.00023396 | 0 | 0 | 0 | 0 | 0.00012863 | 0.0013318 | 0.00080763 | 1.9436e-05 | 0.00068632 | 0.00022949 | 0.0020667 | 0.00043418 | 0 | 0 | 0 | 0 | 0 | 0 | 0.50251 | 0 | 0 | 0 | 0 | 0.052533 | 0 | 0 | 0 | 0 | 0.78937 | 0 | 0 | 0
8 | 243 | 5 | 82.04 | 1.2786 | 85.1492 | 0 | 0.39948 | 0.0075874 | 0.0075874 | 78 | 78.093 | 78 | 0.00070992 | 0.0015734 | 0.00019133 | 0 | 0 | 0 | 0 | 0.00010513 | 0.0010891 | 0.00066047 | 1.5895e-05 | 0.00056128 | 0.00017998 | 0.0020667 | 0.00043418 | 0 | 0 | 0 | 0 | 0 | 0 | 0.43674 | 0 | 0 | 0 | 0 | 0.052533 | 0 | 0 | 0 | 0 | 0.78937 | 0 | 0 | 0
8 | 243 | 6 | 80.06 | 1.3333 | 85.1492 | 0 | 0.46998 | 0.006733 | 0.006733 | 78 | 78.0825 | 78 | 0.00036199 | 0.00080228 | 9.7562e-05 | 0 | 0 | 0 | 0 | 5.3361e-05 | 0.00055535 | 0.00033671 | 8.1049e-06 | 0.0002862 | 5.4282e-05 | 0.0034529 | 0.00072422 | 0 | 0 | 0 | 0 | 0 | 0 | 0.38756 | 0 | 0 | 0 | 0 | 0.057711 | 0 | 0 | 0 | 0 | 0.88804 | 0 | 0 | 0
8 | 243 | 7 | 80.06 | 1.8842 | 85.1492 | 0 | 3.5248 | 0.0078338 | 0.0078338 | 78 | 78.096 | 78 | 0.00036199 | 0.00080228 | 9.7562e-05 | 0 | 0 | 0 | 0 | 5.3617e-05 | 0.00055535 | 0.00033678 | 8.1049e-06 | 0.0002862 | 8.2986e-05 | 0.0043383 | 0.00091055 | 0 | 0 | 0 | 0 | 0 | 0 | 0.45092 | 0 | 0 | 0 | 0 | 0.28207 | 0 | 0 | 0 | 0 | 1.1512 | 0 | 0 | 0
8 | 243 | 8 | 82.04 | 3.137 | 85.1492 | 0 | 3.5248 | 0.026172 | 0.026172 | 78 | 78.3207 | 78 | 0.00070992 | 0.0015734 | 0.00019133 | 0 | 0 | 0.0044826 | 0.0022407 | 0.00010617 | 0.0037994 | 0.001706 | 1.5895e-05 | 0.00056128 | 0.0002873 | 0.0086767 | 0.0018211 | 0 | 0 | 0 | 0 | 0 | 0 | 1.5065 | 0 | 0 | 0 | 0 | 0.28207 | 0 | 0 | 0 | 0 | 1.3485 | 0 | 0 | 0
8 | 243 | 9 | 84.02 | 1.6287 | 85.1492 | 0 | 3.0549 | 0.033327 | 0 | 78 | 78.4084 | 78.4084 | 0.0010578 | 0.0023445 | 0.00028511 | 0 | 0 | 0.0068903 | 0.0042331 | 0.00015783 | 0.0081099 | 0.0028669 | 2.3685e-05 | 0.00083637 | 0.00039784 | 0.0050623 | 0.0010617 | 0 | 0 | 0 | 0 | 0 | 0 | 0 | 0 | 0 | 0 | 0 | 0.24735 | 0 | 0 | 0 | 0 | 1.3814 | 0 | 0 | 0
8 | 243 | 10 | 87.98 | 1.6614 | 85.1492 | 0 | 3.0549 | 0.042735 | 0 | 78.4084 | 78.9322 | 78.9322 | 0.0016819 | 0.0037277 | 0.00045331 | 0 | 0 | 0.0086992 | 0.0060337 | 0.00025056 | 0.012402 | 0.0037654 | 3.7659e-05 | 0.0013298 | 0.00060561 | 0.0030973 | 0.00065039 | 0 | 0 | 0 | 0 | 0 | 0 | 0 | 0 | 0 | 0 | 0 | 0.2471 | 0 | 0 | 0 | 0 | 1.4143 | 0 | 0 | 0
8 | 243 | 11 | 91.04 | 1.694 | 85.1492 | 0 | 3.0549 | 0.050343 | 0 | 78.9322 | 79.5491 | 79.5491 | 0.0021276 | 0.0047155 | 0.00057343 | 0 | 0 | 0.010015 | 0.0070742 | 0.00031614 | 0.015138 | 0.0041671 | 4.7637e-05 | 0.0016822 | 0.00073841 | 0.0030973 | 0.00065039 | 0 | 0 | 0 | 0 | 0 | 0 | 0 | 0 | 0 | 0 | 0 | 0.2468 | 0 | 0 | 0 | 0 | 1.4472 | 0 | 0 | 0
8 | 243 | 12 | 93.92 | 2.837 | 85.1492 | 0 | 2.1619 | 0.057792 | 0.021001 | 79.5491 | 80.2574 | 80 | 0.0025253 | 0.0055968 | 0.0006806 | 0 | 0 | 0.010535 | 0.0081544 | 0.00037354 | 0.017905 | 0.0042044 | 5.6541e-05 | 0.0019966 | 0.00076528 | 0.0041315 | 0.0008666 | 0 | 0 | 0 | 0 | 0 | 0 | 1.2089 | 0 | 0 | 0 | 0 | 0.18099 | 0 | 0 | 0 | 0 | 1.4472 | 0 | 0 | 0
8 | 243 | 13 | 96.08 | 5.0748 | 85.1492 | 0 | 2.1619 | 0.06045 | 0.06045 | 80 | 80.7408 | 80 | 0.0028256 | 0.0062625 | 0.00076155 | 0 | 0 | 0.010572 | 0.0082698 | 0.00041984 | 0.019312 | 0.0048786 | 6.3266e-05 | 0.002234 | 0.0011031 | 0.0030973 | 0.00065039 | 0 | 0 | 0 | 0 | 0 | 0 | 3.4796 | 0 | 0 | 0 | 0 | 0.18099 | 0 | 0 | 0 | 0 | 1.4143 | 0 | 0 | 0
8 | 243 | 14 | 96.98 | 4.9614 | 85.1492 | 0 | 1.7389 | 0.05959 | 0.05959 | 80 | 80.7303 | 80 | 0.0029838 | 0.006613 | 0.00080417 | 0 | 0 | 0.0099846 | 0.0075852 | 0.00044192 | 0.018941 | 0.0055981 | 6.6807e-05 | 0.0023591 | 0.0010878 | 0.0025838 | 0.00054141 | 0 | 0 | 0 | 0 | 0 | 0 | 3.4301 | 0 | 0 | 0 | 0 | 0.14992 | 0 | 0 | 0 | 0 | 1.3814 | 0 | 0 | 0
8 | 243 | 15 | 96.98 | 13.8388 | 85.1492 | 0 | 1.7389 | 0.051173 | 0.21437 | 80 | 80.6271 | 78 | 0.0029838 | 0.006613 | 0.00080417 | 0 | 0 | 0.0096706 | 0.0051026 | 0.0004428 | 0.013451 | 0.0052366 | 6.6807e-05 | 0.0023591 | 0.0011935 | 0.0026854 | 0.00056426 | 0 | 0 | 0 | 0 | 0 | 0 | 12.3394 | 0 | 0 | 0 | 0 | 0.15091 | 0 | 0 | 0 | 0 | 1.3485 | 0 | 0 | 0
8 | 243 | 16 | 98.06 | 4.5808 | 85.1492 | 0 | 1.7389 | 0.05239 | 0.05239 | 78 | 78.6421 | 78 | 0.003525 | 0.0078125 | 0.00095004 | 0 | 0 | 0.0066696 | 0.0046853 | 0.00052479 | 0.01478 | 0.0056705 | 7.8925e-05 | 0.002787 | 0.0016571 | 0.0026854 | 0.00056426 | 0 | 0 | 0 | 0 | 0 | 0 | 3.0157 | 0 | 0 | 0 | 0 | 0.15091 | 0 | 0 | 0 | 0 | 1.4143 | 0 | 0 | 0
8 | 243 | 17 | 96.98 | 4.3725 | 85.1492 | 0 | 1.7389 | 0.044199 | 0.044199 | 78 | 78.5417 | 78 | 0.0033352 | 0.0073919 | 0.00089889 | 0 | 0 | 0.0048563 | 0.0027159 | 0.00049751 | 0.010634 | 0.0047088 | 7.4675e-05 | 0.0026369 | 0.0016977 | 0.0039265 | 0.00082442 | 0 | 0 | 0 | 0 | 0 | 0 | 2.5442 | 0 | 0 | 0 | 0 | 0.15091 | 0 | 0 | 0 | 0 | 1.6774 | 0 | 0 | 0
8 | 243 | 18 | 96.08 | 4.2816 | 85.1492 | 0 | 2.9609 | 0.033634 | 0.033634 | 78 | 78.4122 | 78 | 0.003177 | 0.0070414 | 0.00085627 | 0 | 0 | 0.0023507 | 0.00096392 | 0.00047124 | 0.0063023 | 0.0034557 | 7.1134e-05 | 0.0025119 | 0.0013078 | 0.0042349 | 0.00088946 | 0 | 0 | 0 | 0 | 0 | 0 | 1.936 | 0 | 0 | 0 | 0 | 0.24065 | 0 | 0 | 0 | 0 | 2.105 | 0 | 0 | 0
8 | 243 | 19 | 93.02 | 3.7152 | 85.1492 | 0 | 2.9609 | 0.024365 | 0.024365 | 78 | 78.2986 | 78 | 0.0026393 | 0.0058496 | 0.00071135 | 0 | 0 | 0.00075503 | 0.00015714 | 0.00039083 | 0.0029907 | 0.0022251 | 5.9095e-05 | 0.0020867 | 0.0010003 | 0.0045452 | 0.0009545 | 0 | 0 | 0 | 0 | 0 | 0 | 1.4025 | 0 | 0 | 0 | 0 | 0.24065 | 0 | 0 | 0 | 0 | 2.0721 | 0 | 0 | 0
8 | 243 | 20 | 91.04 | 3.6416 | 85.1492 | 0 | 2.9609 | 0.025373 | 0.025373 | 78 | 78.3109 | 78 | 0.0022914 | 0.0050785 | 0.00061757 | 0 | 0 | 0 | 0 | 0.00034039 | 0.0035154 | 0.0021322 | 5.1305e-05 | 0.0018117 | 0.00091102 | 0.0071272 | 0.0014959 | 0 | 0 | 0 | 0 | 0 | 0 | 1.4605 | 0 | 0 | 0 | 0 | 0.24065 | 0 | 0 | 0 | 0 | 1.9405 | 0 | 0 | 0
8 | 243 | 21 | 89.96 | 3.4522 | 85.1492 | 0 | 2.9609 | 0.023795 | 0.023795 | 78 | 78.2916 | 78 | 0.0021016 | 0.0046579 | 0.00056643 | 0 | 0 | 0 | 0 | 0.00031061 | 0.0032243 | 0.0019551 | 4.7056e-05 | 0.0016616 | 0.00064777 | 0.0071272 | 0.0014959 | 0 | 0 | 0 | 0 | 0 | 0 | 1.3697 | 0 | 0 | 0 | 0 | 0.24065 | 0 | 0 | 0 | 0 | 1.8419 | 0 | 0 | 0
8 | 243 | 22 | 88.88 | 3.2499 | 85.1492 | 0 | 2.3969 | 0.022715 | 0.022715 | 78 | 78.2784 | 78 | 0.0019119 | 0.0042373 | 0.00051528 | 0 | 0 | 0 | 0 | 0.00028173 | 0.0029331 | 0.0017783 | 4.2807e-05 | 0.0015116 | 0.00050072 | 0.0074411 | 0.0015609 | 0 | 0 | 0 | 0 | 0 | 0 | 1.3075 | 0 | 0 | 0 | 0 | 0.19923 | 0 | 0 | 0 | 0 | 1.7432 | 0 | 0 | 0
8 | 243 | 23 | 87.8 | 2.9041 | 85.1492 | 0 | 2.3969 | 0.021278 | 0.021278 | 78 | 78.2608 | 78 | 0.0017221 | 0.0038167 | 0.00046413 | 0 | 0 | 0 | 0 | 0.00025298 | 0.002642 | 0.0016016 | 3.8557e-05 | 0.0013615 | 0.00037681 | 0.0074411 | 0.0015609 | 0 | 0 | 0 | 0 | 0 | 0 | 1.2248 | 0 | 0 | 0 | 0 | 0.19923 | 0 | 0 | 0 | 0 | 1.4801 | 0 | 0 | 0
8 | 243 | 24 | 86.72 | 2.3624 | 85.1492 | 0 | 0.39948 | 0.018987 | 0.018987 | 78 | 78.2327 | 78 | 0.0015323 | 0.0033961 | 0.00041298 | 0 | 0 | 0 | 0 | 0.00022438 | 0.0023508 | 0.0014249 | 3.4308e-05 | 0.0012115 | 0.00027485 | 0.0067153 | 0.0014098 | 0 | 0 | 0 | 0 | 0 | 0 | 1.0929 | 0 | 0 | 0 | 0 | 0.052533 | 0 | 0 | 0 | 0 | 1.2169 | 0 | 0 | 0
9 | 244 | 1 | 85.64 | 1.6623 | 85.0156 | 0 | 0.4006 | 0.011964 | 0.011964 | 78 | 78.1466 | 78 | 0.0013425 | 0.0029755 | 0.00036183 | 0 | 0 | 0 | 0 | 0.00019581 | 0.0020596 | 0.0012482 | 3.0059e-05 | 0.0010614 | 0.00018858 | 0.0020667 | 0.00043418 | 0 | 0 | 0 | 0 | 0 | 0 | 0.68868 | 0 | 0 | 0 | 0 | 0.052714 | 0 | 0 | 0 | 0 | 0.92093 | 0 | 0 | 0
9 | 244 | 2 | 84.56 | 1.5175 | 85.0156 | 0 | 0.4006 | 0.010592 | 0.010592 | 78 | 78.1298 | 78 | 0.0011527 | 0.0025548 | 0.00031068 | 0 | 0 | 0 | 0 | 0.00016754 | 0.0017685 | 0.0010716 | 2.581e-05 | 0.00091139 | 0.00012776 | 0.0020667 | 0.00043418 | 0 | 0 | 0 | 0 | 0 | 0 | 0.60967 | 0 | 0 | 0 | 0 | 0.052714 | 0 | 0 | 0 | 0 | 0.85515 | 0 | 0 | 0
9 | 244 | 3 | 83.48 | 1.4066 | 85.0156 | 0 | 0.4006 | 0.0092354 | 0.0092354 | 78 | 78.1132 | 78 | 0.00096295 | 0.0021342 | 0.00025953 | 0 | 0 | 0 | 0 | 0.00013942 | 0.0014773 | 0.00089499 | 2.1561e-05 | 0.00076134 | 8.3167e-05 | 0.0020667 | 0.00043418 | 0 | 0 | 0 | 0 | 0 | 0 | 0.5316 | 0 | 0 | 0 | 0 | 0.052714 | 0 | 0 | 0 | 0 | 0.82226 | 0 | 0 | 0
9 | 244 | 4 | 82.4 | 1.2964 | 85.0156 | 0 | 0.4006 | 0.0078931 | 0.0078931 | 78 | 78.0967 | 78 | 0.00077317 | 0.0017136 | 0.00020838 | 0 | 0 | 0 | 0 | 0.00011159 | 0.0011862 | 0.00071856 | 1.7311e-05 | 0.0006113 | 5.2197e-05 | 0.0020667 | 0.00043418 | 0 | 0 | 0 | 0 | 0 | 0 | 0.45434 | 0 | 0 | 0 | 0 | 0.052714 | 0 | 0 | 0 | 0 | 0.78937 | 0 | 0 | 0
9 | 244 | 5 | 82.4 | 1.2965 | 85.0156 | 0 | 0.4006 | 0.0078939 | 0.0078939 | 78 | 78.0967 | 78 | 0.00077317 | 0.0017136 | 0.00020838 | 0 | 0 | 0 | 0 | 0.00011223 | 0.0011862 | 0.00071869 | 1.7311e-05 | 0.0006113 | 5.2197e-05 | 0.0020667 | 0.00043418 | 0 | 0 | 0 | 0 | 0 | 0 | 0.45438 | 0 | 0 | 0 | 0 | 0.052714 | 0 | 0 | 0 | 0 | 0.78937 | 0 | 0 | 0
9 | 244 | 6 | 80.6 | 1.3699 | 85.0156 | 0 | 0.4713 | 0.0073653 | 0.0073653 | 78 | 78.0903 | 78 | 0.00045688 | 0.0010126 | 0.00012314 | 0 | 0 | 0 | 0 | 6.671e-05 | 0.00070093 | 0.0004248 | 1.023e-05 | 0.00036122 | 3.1654e-05 | 0.0034529 | 0.00072422 | 0 | 0 | 0 | 0 | 0 | 0 | 0.42395 | 0 | 0 | 0 | 0 | 0.057924 | 0 | 0 | 0 | 0 | 0.88804 | 0 | 0 | 0
9 | 244 | 7 | 80.6 | 1.9611 | 85.0156 | 0 | 3.5347 | 0.0091428 | 0.0091428 | 78 | 78.112 | 78 | 0.00045688 | 0.0010126 | 0.00012314 | 0 | 0 | 0.0010227 | 0.00040683 | 6.6881e-05 | 0.00012956 | 0.00026001 | 1.023e-05 | 0.00036122 | 4.3854e-05 | 0.0043383 | 0.00091055 | 0 | 0 | 0 | 0 | 0 | 0 | 0.52627 | 0 | 0 | 0 | 0 | 0.28367 | 0 | 0 | 0 | 0 | 1.1512 | 0 | 0 | 0
9 | 244 | 8 | 84.2 | 3.315 | 85.0156 | 0 | 3.5347 | 0.029235 | 0.029235 | 78 | 78.3583 | 78 | 0.0010895 | 0.0024146 | 0.00029363 | 0 | 0 | 0.0043999 | 0.0023622 | 0.00015944 | 0.0046631 | 0.0023675 | 2.4393e-05 | 0.00086137 | 0.00010202 | 0.0086767 | 0.0018211 | 0 | 0 | 0 | 0 | 0 | 0 | 1.6828 | 0 | 0 | 0 | 0 | 0.28367 | 0 | 0 | 0 | 0 | 1.3485 | 0 | 0 | 0
9 | 244 | 9 | 87.8 | 1.6301 | 85.0156 | 0 | 3.0634 | 0.039469 | 0 | 78 | 78.4837 | 78.4837 | 0.0017221 | 0.0038167 | 0.00046413 | 0 | 0 | 0.0069453 | 0.0046999 | 0.00025229 | 0.0099799 | 0.0038168 | 3.8557e-05 | 0.0013615 | 0.0002475 | 0.0050623 | 0.0010617 | 0 | 0 | 0 | 0 | 0 | 0 | 0 | 0 | 0 | 0 | 0 | 0.2487 | 0 | 0 | 0 | 0 | 1.3814 | 0 | 0 | 0
9 | 244 | 10 | 91.4 | 1.6627 | 85.0156 | 0 | 3.0634 | 0.049214 | 0 | 78.4837 | 79.0868 | 79.0868 | 0.0022697 | 0.0050303 | 0.00061172 | 0 | 0 | 0.0090202 | 0.0066694 | 0.00033285 | 0.014599 | 0.0046678 | 5.0818e-05 | 0.0017945 | 0.00041988 | 0.0030973 | 0.00065039 | 0 | 0 | 0 | 0 | 0 | 0 | 0 | 0 | 0 | 0 | 0 | 0.24841 | 0 | 0 | 0 | 0 | 1.4143 | 0 | 0 | 0
9 | 244 | 11 | 93.2 | 1.6952 | 85.0156 | 0 | 3.0634 | 0.055922 | 0 | 79.0868 | 79.7722 | 79.7722 | 0.00248 | 0.0054965 | 0.0006684 | 0 | 0 | 0.010186 | 0.008059 | 0.00036491 | 0.017604 | 0.0046864 | 5.5527e-05 | 0.0019608 | 0.00061335 | 0.0030973 | 0.00065039 | 0 | 0 | 0 | 0 | 0 | 0 | 0 | 0 | 0 | 0 | 0 | 0.24807 | 0 | 0 | 0 | 0 | 1.4472 | 0 | 0 | 0
9 | 244 | 12 | 96.8 | 4.1854 | 85.0156 | 0 | 2.168 | 0.063 | 0.044409 | 79.7722 | 80.5442 | 80 | 0.0029922 | 0.0066316 | 0.00080644 | 0 | 0 | 0.010487 | 0.0088206 | 0.00043926 | 0.019985 | 0.0046979 | 6.6995e-05 | 0.0023657 | 0.0007089 | 0.0041315 | 0.0008666 | 0 | 0 | 0 | 0 | 0 | 0 | 2.5562 | 0 | 0 | 0 | 0 | 0.18197 | 0 | 0 | 0 | 0 | 1.4472 | 0 | 0 | 0
9 | 244 | 13 | 98.6 | 5.0787 | 85.0156 | 0 | 2.168 | 0.0605 | 0.0605 | 80 | 80.7414 | 80 | 0.0032684 | 0.0072439 | 0.0008809 | 0 | 0 | 0.010134 | 0.007439 | 0.00047892 | 0.018486 | 0.0053269 | 7.318e-05 | 0.0025841 | 0.00083702 | 0.0030973 | 0.00065039 | 0 | 0 | 0 | 0 | 0 | 0 | 3.4825 | 0 | 0 | 0 | 0 | 0.18197 | 0 | 0 | 0 | 0 | 1.4143 | 0 | 0 | 0
9 | 244 | 14 | 96.8 | 4.9322 | 85.0156 | 0 | 1.7438 | 0.059069 | 0.059069 | 80 | 80.7239 | 80 | 0.0029521 | 0.0065429 | 0.00079565 | 0 | 0 | 0.0098285 | 0.0075855 | 0.00043408 | 0.018948 | 0.005562 | 6.6098e-05 | 0.002334 | 0.00089452 | 0.0025838 | 0.00054141 | 0 | 0 | 0 | 0 | 0 | 0 | 3.4001 | 0 | 0 | 0 | 0 | 0.15071 | 0 | 0 | 0 | 0 | 1.3814 | 0 | 0 | 0
9 | 244 | 15 | 98.6 | 14.1299 | 85.0156 | 0 | 1.7438 | 0.056216 | 0.21941 | 80 | 80.6889 | 78 | 0.0032684 | 0.0072439 | 0.0008809 | 0 | 0 | 0.0091256 | 0.0060178 | 0.00047887 | 0.016545 | 0.0059118 | 7.318e-05 | 0.0025841 | 0.00083702 | 0.0026854 | 0.00056426 | 0 | 0 | 0 | 0 | 0 | 0 | 12.6297 | 0 | 0 | 0 | 0 | 0.15169 | 0 | 0 | 0 | 0 | 1.3485 | 0 | 0 | 0
9 | 244 | 16 | 98.6 | 4.5664 | 85.0156 | 0 | 1.7438 | 0.052126 | 0.052126 | 78 | 78.6388 | 78 | 0.0036199 | 0.0080228 | 0.00097562 | 0 | 0 | 0.0063313 | 0.0045084 | 0.00053338 | 0.014848 | 0.0058418 | 8.1049e-05 | 0.002862 | 0.0012529 | 0.0026854 | 0.00056426 | 0 | 0 | 0 | 0 | 0 | 0 | 3.0005 | 0 | 0 | 0 | 0 | 0.15169 | 0 | 0 | 0 | 0 | 1.4143 | 0 | 0 | 0
9 | 244 | 17 | 96.8 | 4.4042 | 85.0156 | 0 | 1.7438 | 0.044737 | 0.044737 | 78 | 78.5483 | 78 | 0.0033036 | 0.0073218 | 0.00089037 | 0 | 0 | 0.0043927 | 0.002828 | 0.0004859 | 0.011815 | 0.0051861 | 7.3967e-05 | 0.0026119 | 0.0010766 | 0.0039265 | 0.00082442 | 0 | 0 | 0 | 0 | 0 | 0 | 2.5751 | 0 | 0 | 0 | 0 | 0.15169 | 0 | 0 | 0 | 0 | 1.6774 | 0 | 0 | 0
9 | 244 | 18 | 96.8 | 4.4326 | 85.0156 | 0 | 2.9692 | 0.036233 | 0.036233 | 78 | 78.444 | 78 | 0.0033036 | 0.0073218 | 0.00089037 | 0 | 0 | 0.0026949 | 0.0010832 | 0.00048676 | 0.0074668 | 0.004099 | 7.3967e-05 | 0.0026119 | 0.0010766 | 0.0042349 | 0.00088946 | 0 | 0 | 0 | 0 | 0 | 0 | 2.0856 | 0 | 0 | 0 | 0 | 0.24199 | 0 | 0 | 0 | 0 | 2.105 | 0 | 0 | 0
9 | 244 | 19 | 93.2 | 3.7283 | 85.0156 | 0 | 2.9692 | 0.024569 | 0.024569 | 78 | 78.3011 | 78 | 0.002671 | 0.0059197 | 0.00071987 | 0 | 0 | 0.00067224 | 0.0002167 | 0.00038667 | 0.0035403 | 0.0021992 | 5.9803e-05 | 0.0021118 | 0.00057203 | 0.0045452 | 0.0009545 | 0 | 0 | 0 | 0 | 0 | 0 | 1.4142 | 0 | 0 | 0 | 0 | 0.24199 | 0 | 0 | 0 | 0 | 2.0721 | 0 | 0 | 0
9 | 244 | 20 | 91.4 | 3.6511 | 85.0156 | 0 | 2.9692 | 0.025513 | 0.025513 | 78 | 78.3127 | 78 | 0.0023547 | 0.0052187 | 0.00063462 | 0 | 0 | 0 | 0 | 0.00034603 | 0.0036125 | 0.0021901 | 5.2721e-05 | 0.0018617 | 0.00061917 | 0.0071272 | 0.0014959 | 0 | 0 | 0 | 0 | 0 | 0 | 1.4686 | 0 | 0 | 0 | 0 | 0.24199 | 0 | 0 | 0 | 0 | 1.9405 | 0 | 0 | 0
9 | 244 | 21 | 89.6 | 3.4192 | 85.0156 | 0 | 2.9692 | 0.023199 | 0.023199 | 78 | 78.2843 | 78 | 0.0020384 | 0.0045177 | 0.00054938 | 0 | 0 | 0 | 0 | 0.00029934 | 0.0031272 | 0.0018957 | 4.5639e-05 | 0.0016116 | 0.00049149 | 0.0071272 | 0.0014959 | 0 | 0 | 0 | 0 | 0 | 0 | 1.3354 | 0 | 0 | 0 | 0 | 0.24199 | 0 | 0 | 0 | 0 | 1.8419 | 0 | 0 | 0
9 | 244 | 22 | 87.8 | 3.1633 | 85.0156 | 0 | 2.4036 | 0.021191 | 0.021191 | 78 | 78.2597 | 78 | 0.0017221 | 0.0038167 | 0.00046413 | 0 | 0 | 0 | 0 | 0.00025102 | 0.002642 | 0.001601 | 3.8557e-05 | 0.0013615 | 0.00029166 | 0.0074411 | 0.0015609 | 0 | 0 | 0 | 0 | 0 | 0 | 1.2198 | 0 | 0 | 0 | 0 | 0.20032 | 0 | 0 | 0 | 0 | 1.7432 | 0 | 0 | 0
9 | 244 | 23 | 87.8 | 2.9155 | 85.0156 | 0 | 2.4036 | 0.021457 | 0.021457 | 78 | 78.263 | 78 | 0.0017221 | 0.0038167 | 0.00046413 | 0 | 0 | 0 | 0 | 0.00025536 | 0.002642 | 0.0016022 | 3.8557e-05 | 0.0013615 | 0.00055297 | 0.0074411 | 0.0015609 | 0 | 0 | 0 | 0 | 0 | 0 | 1.2351 | 0 | 0 | 0 | 0 | 0.20032 | 0 | 0 | 0 | 0 | 1.4801 | 0 | 0 | 0
9 | 244 | 24 | 86 | 2.3149 | 85.0156 | 0 | 0.4006 | 0.018158 | 0.018158 | 78 | 78.2225 | 78 | 0.0014058 | 0.0031157 | 0.00037888 | 0 | 0 | 0 | 0 | 0.00020697 | 0.0021567 | 0.0013075 | 3.1475e-05 | 0.0011114 | 0.00031869 | 0.0067153 | 0.0014098 | 0 | 0 | 0 | 0 | 0 | 0 | 1.0452 | 0 | 0 | 0 | 0 | 0.052714 | 0 | 0 | 0 | 0 | 1.2169 | 0 | 0 | 0
9 | 245 | 1 | 84.2 | 1.5602 | 84.8786 | 0 | 0.40174 | 0.010187 | 0.010187 | 78 | 78.1248 | 78 | 0.0010895 | 0.0024146 | 0.00029363 | 0 | 0 | 0 | 0 | 0.00015947 | 0.0016714 | 0.0010131 | 2.4393e-05 | 0.00086137 | 0.00015899 | 0.0020667 | 0.00043418 | 0 | 0 | 0 | 0 | 0 | 0 | 0.5864 | 0 | 0 | 0 | 0 | 0.052899 | 0 | 0 | 0 | 0 | 0.92093 | 0 | 0 | 0
9 | 245 | 2 | 82.4 | 1.3676 | 84.8786 | 0 | 0.40174 | 0.0079837 | 0.0079837 | 78 | 78.0978 | 78 | 0.00077317 | 0.0017136 | 0.00020838 | 0 | 0 | 0 | 0 | 0.0001139 | 0.0011862 | 0.00071917 | 1.7311e-05 | 0.0006113 | 0.00013988 | 0.0020667 | 0.00043418 | 0 | 0 | 0 | 0 | 0 | 0 | 0.45955 | 0 | 0 | 0 | 0 | 0.052899 | 0 | 0 | 0 | 0 | 0.85515 | 0 | 0 | 0
9 | 245 | 3 | 82.4 | 1.3333 | 84.8786 | 0 | 0.40174 | 0.0079584 | 0.0079584 | 78 | 78.0975 | 78 | 0.00077317 | 0.0017136 | 0.00020838 | 0 | 0 | 0 | 0 | 0.00011358 | 0.0011862 | 0.00071907 | 1.7311e-05 | 0.0006113 | 0.00011498 | 0.0020667 | 0.00043418 | 0 | 0 | 0 | 0 | 0 | 0 | 0.4581 | 0 | 0 | 0 | 0 | 0.052899 | 0 | 0 | 0 | 0 | 0.82226 | 0 | 0 | 0
9 | 245 | 4 | 82.4 | 1.2966 | 84.8786 | 0 | 0.40174 | 0.0078939 | 0.0078939 | 78 | 78.0967 | 78 | 0.00077317 | 0.0017136 | 0.00020838 | 0 | 0 | 0 | 0 | 0.0001122 | 0.0011862 | 0.00071868 | 1.7311e-05 | 0.0006113 | 5.2197e-05 | 0.0020667 | 0.00043418 | 0 | 0 | 0 | 0 | 0 | 0 | 0.45438 | 0 | 0 | 0 | 0 | 0.052899 | 0 | 0 | 0 | 0 | 0.78937 | 0 | 0 | 0
9 | 245 | 5 | 82.22 | 1.2874 | 84.8786 | 0 | 0.40174 | 0.0077333 | 0.0077333 | 78 | 78.0948 | 78 | 0.00074155 | 0.0016435 | 0.00019986 | 0 | 0 | 0 | 0 | 0.00010891 | 0.0011377 | 0.00068965 | 1.6603e-05 | 0.00058629 | 0.00010848 | 0.0020667 | 0.00043418 | 0 | 0 | 0 | 0 | 0 | 0 | 0.44514 | 0 | 0 | 0 | 0 | 0.052899 | 0 | 0 | 0 | 0 | 0.78937 | 0 | 0 | 0
9 | 245 | 6 | 82.4 | 1.4971 | 84.8786 | 0 | 0.47264 | 0.0095703 | 0.0095703 | 78 | 78.1173 | 78 | 0.00077317 | 0.0017136 | 0.00020838 | 0 | 0 | 0 | 0 | 0.00011227 | 0.0011862 | 0.0007187 | 1.7311e-05 | 0.0006113 | 5.2197e-05 | 0.0034529 | 0.00072422 | 0 | 0 | 0 | 0 | 0 | 0 | 0.55088 | 0 | 0 | 0 | 0 | 0.058142 | 0 | 0 | 0 | 0 | 0.88804 | 0 | 0 | 0
9 | 245 | 7 | 82.4 | 2.108 | 84.8786 | 0 | 3.5448 | 0.011667 | 0.011667 | 78 | 78.143 | 78 | 0.00077317 | 0.0017136 | 0.00020838 | 0 | 0 | 0.0009179 | 0.00036089 | 0.00011325 | 0.0010708 | 0.00053793 | 1.7311e-05 | 0.0006113 | 9.3789e-05 | 0.0043383 | 0.00091055 | 0 | 0 | 0 | 0 | 0 | 0 | 0.67158 | 0 | 0 | 0 | 0 | 0.2853 | 0 | 0 | 0 | 0 | 1.1512 | 0 | 0 | 0
9 | 245 | 8 | 84.2 | 3.1613 | 84.8786 | 0 | 3.5448 | 0.026537 | 0.026537 | 78 | 78.3252 | 78 | 0.0010895 | 0.0024146 | 0.00029363 | 0 | 0 | 0.0035933 | 0.0016101 | 0.00015897 | 0.0039615 | 0.0019301 | 2.4393e-05 | 0.00086137 | 0.00010202 | 0.0086767 | 0.0018211 | 0 | 0 | 0 | 0 | 0 | 0 | 1.5275 | 0 | 0 | 0 | 0 | 0.2853 | 0 | 0 | 0 | 0 | 1.3485 | 0 | 0 | 0
9 | 245 | 9 | 86 | 1.6316 | 84.8786 | 0 | 3.0721 | 0.030847 | 0 | 78 | 78.378 | 78.378 | 0.0014058 | 0.0031157 | 0.00037888 | 0 | 0 | 0.0061716 | 0.0025655 | 0.00020528 | 0.006676 | 0.0028937 | 3.1475e-05 | 0.0011114 | 0.00016732 | 0.0050623 | 0.0010617 | 0 | 0 | 0 | 0 | 0 | 0 | 0 | 0 | 0 | 0 | 0 | 0.25017 | 0 | 0 | 0 | 0 | 1.3814 | 0 | 0 | 0
9 | 245 | 10 | 91.4 | 1.6642 | 84.8786 | 0 | 3.0721 | 0.037256 | 0 | 78.378 | 78.8346 | 78.8346 | 0.0022882 | 0.0050715 | 0.00061672 | 0 | 0 | 0.006739 | 0.0032686 | 0.00033834 | 0.0088984 | 0.0038362 | 5.1234e-05 | 0.0018092 | 0.00059129 | 0.0030973 | 0.00065039 | 0 | 0 | 0 | 0 | 0 | 0 | 0 | 0 | 0 | 0 | 0 | 0.24995 | 0 | 0 | 0 | 0 | 1.4143 | 0 | 0 | 0
9 | 245 | 11 | 95 | 1.6968 | 84.8786 | 0 | 3.0721 | 0.055685 | 0 | 78.8346 | 79.517 | 79.517 | 0.0028406 | 0.0062957 | 0.00076559 | 0 | 0 | 0.010735 | 0.0064929 | 0.00041961 | 0.01576 | 0.005479 | 6.3601e-05 | 0.0022459 | 0.00083981 | 0.0030973 | 0.00065039 | 0 | 0 | 0 | 0 | 0 | 0 | 0 | 0 | 0 | 0 | 0 | 0.24961 | 0 | 0 | 0 | 0 | 1.4472 | 0 | 0 | 0
9 | 245 | 12 | 98.6 | 3.1448 | 84.8786 | 0 | 2.1741 | 0.065722 | 0.026314 | 79.517 | 80.3225 | 80 | 0.0033533 | 0.007432 | 0.00090377 | 0 | 0 | 0.010667 | 0.008704 | 0.00049559 | 0.020286 | 0.0050523 | 7.508e-05 | 0.0026512 | 0.0011036 | 0.0041315 | 0.0008666 | 0 | 0 | 0 | 0 | 0 | 0 | 1.5147 | 0 | 0 | 0 | 0 | 0.18297 | 0 | 0 | 0 | 0 | 1.4472 | 0 | 0 | 0
9 | 245 | 13 | 100.4 | 5.1611 | 84.8786 | 0 | 2.1741 | 0.061913 | 0.061913 | 80 | 80.7588 | 80 | 0.0035847 | 0.0079449 | 0.00096614 | 0 | 0 | 0.010777 | 0.0068407 | 0.00052547 | 0.017722 | 0.0058947 | 8.0262e-05 | 0.0028342 | 0.0009952 | 0.0030973 | 0.00065039 | 0 | 0 | 0 | 0 | 0 | 0 | 3.5638 | 0 | 0 | 0 | 0 | 0.18297 | 0 | 0 | 0 | 0 | 1.4143 | 0 | 0 | 0
9 | 245 | 14 | 98.6 | 4.9168 | 84.8786 | 0 | 1.7488 | 0.058787 | 0.058787 | 80 | 80.7204 | 80 | 0.0032684 | 0.0072439 | 0.0008809 | 0 | 0 | 0.012237 | 0.0060695 | 0.00047805 | 0.015701 | 0.0062132 | 7.318e-05 | 0.0025841 | 0.00091204 | 0.0025838 | 0.00054141 | 0 | 0 | 0 | 0 | 0 | 0 | 3.3838 | 0 | 0 | 0 | 0 | 0.15152 | 0 | 0 | 0 | 0 | 1.3814 | 0 | 0 | 0
9 | 245 | 15 | 96.8 | 14.108 | 84.8786 | 0 | 1.7488 | 0.055822 | 0.21902 | 80 | 80.6841 | 78 | 0.0029521 | 0.0065429 | 0.00079565 | 0 | 0 | 0.010689 | 0.0060886 | 0.00043156 | 0.015975 | 0.0059375 | 6.6098e-05 | 0.002334 | 0.00076031 | 0.0026854 | 0.00056426 | 0 | 0 | 0 | 0 | 0 | 0 | 12.607 | 0 | 0 | 0 | 0 | 0.1525 | 0 | 0 | 0 | 0 | 1.3485 | 0 | 0 | 0
9 | 245 | 16 | 100.4 | 4.58 | 84.8786 | 0 | 1.7488 | 0.052347 | 0.052347 | 78 | 78.6415 | 78 | 0.0039362 | 0.0087238 | 0.0010609 | 0 | 0 | 0.0076847 | 0.0038248 | 0.00057891 | 0.013016 | 0.0058484 | 8.8131e-05 | 0.0031121 | 0.0012237 | 0.0026854 | 0.00056426 | 0 | 0 | 0 | 0 | 0 | 0 | 3.0132 | 0 | 0 | 0 | 0 | 0.1525 | 0 | 0 | 0 | 0 | 1.4143 | 0 | 0 | 0
9 | 245 | 17 | 98.6 | 4.5265 | 84.8786 | 0 | 1.7488 | 0.046847 | 0.046847 | 78 | 78.5741 | 78 | 0.0036199 | 0.0080228 | 0.00097562 | 0 | 0 | 0.006029 | 0.0027798 | 0.00052973 | 0.010938 | 0.0051638 | 8.1049e-05 | 0.002862 | 0.0010948 | 0.0039265 | 0.00082442 | 0 | 0 | 0 | 0 | 0 | 0 | 2.6966 | 0 | 0 | 0 | 0 | 0.1525 | 0 | 0 | 0 | 0 | 1.6774 | 0 | 0 | 0
9 | 245 | 18 | 96.8 | 4.373 | 84.8786 | 0 | 2.9776 | 0.035175 | 0.035175 | 78 | 78.4311 | 78 | 0.0033036 | 0.0073218 | 0.00089037 | 0 | 0 | 0.0026327 | 0.0010445 | 0.00048598 | 0.0068699 | 0.0037389 | 7.3967e-05 | 0.0026119 | 0.0010766 | 0.0042349 | 0.00088946 | 0 | 0 | 0 | 0 | 0 | 0 | 2.0247 | 0 | 0 | 0 | 0 | 0.24337 | 0 | 0 | 0 | 0 | 2.105 | 0 | 0 | 0
9 | 245 | 19 | 95 | 3.8495 | 84.8786 | 0 | 2.9776 | 0.026651 | 0.026651 | 78 | 78.3266 | 78 | 0.0029873 | 0.0066208 | 0.00080512 | 0 | 0 | 0.00054662 | 0.00020422 | 0.00043664 | 0.003993 | 0.0023522 | 6.6885e-05 | 0.0023618 | 0.00077656 | 0.0045452 | 0.0009545 | 0 | 0 | 0 | 0 | 0 | 0 | 1.5341 | 0 | 0 | 0 | 0 | 0.24337 | 0 | 0 | 0 | 0 | 2.0721 | 0 | 0 | 0
9 | 245 | 20 | 91.4 | 3.6459 | 84.8786 | 0 | 2.9776 | 0.025399 | 0.025399 | 78 | 78.3113 | 78 | 0.0023547 | 0.0052187 | 0.00063462 | 0 | 0 | 0 | 0 | 0.00034347 | 0.0036125 | 0.0021894 | 5.2721e-05 | 0.0018617 | 0.00050786 | 0.0071272 | 0.0014959 | 0 | 0 | 0 | 0 | 0 | 0 | 1.462 | 0 | 0 | 0 | 0 | 0.24337 | 0 | 0 | 0 | 0 | 1.9405 | 0 | 0 | 0
9 | 245 | 21 | 91.4 | 3.5473 | 84.8786 | 0 | 2.9776 | 0.0254 | 0.0254 | 78 | 78.3113 | 78 | 0.0023547 | 0.0052187 | 0.00063462 | 0 | 0 | 0 | 0 | 0.00034477 | 0.0036125 | 0.0021896 | 5.2721e-05 | 0.0018617 | 0.00050786 | 0.0071272 | 0.0014959 | 0 | 0 | 0 | 0 | 0 | 0 | 1.4621 | 0 | 0 | 0 | 0 | 0.24337 | 0 | 0 | 0 | 0 | 1.8419 | 0 | 0 | 0
9 | 245 | 22 | 89.6 | 3.3053 | 84.8786 | 0 | 2.4104 | 0.02364 | 0.02364 | 78 | 78.2897 | 78 | 0.0020384 | 0.0045177 | 0.00054938 | 0 | 0 | 0 | 0 | 0.00030025 | 0.0031272 | 0.0018959 | 4.5639e-05 | 0.0016116 | 0.00055142 | 0.0074411 | 0.0015609 | 0 | 0 | 0 | 0 | 0 | 0 | 1.3607 | 0 | 0 | 0 | 0 | 0.20143 | 0 | 0 | 0 | 0 | 1.7432 | 0 | 0 | 0
9 | 245 | 23 | 87.8 | 2.8986 | 84.8786 | 0 | 2.4104 | 0.021144 | 0.021144 | 78 | 78.2591 | 78 | 0.0017221 | 0.0038167 | 0.00046413 | 0 | 0 | 0 | 0 | 0.00024907 | 0.002642 | 0.0016004 | 3.8557e-05 | 0.0013615 | 0.0002475 | 0.0074411 | 0.0015609 | 0 | 0 | 0 | 0 | 0 | 0 | 1.2171 | 0 | 0 | 0 | 0 | 0.20143 | 0 | 0 | 0 | 0 | 1.4801 | 0 | 0 | 0
9 | 245 | 24 | 86 | 2.306 | 84.8786 | 0 | 0.40174 | 0.018002 | 0.018002 | 78 | 78.2206 | 78 | 0.0014058 | 0.0031157 | 0.00037888 | 0 | 0 | 0 | 0 | 0.00020299 | 0.0021567 | 0.0013064 | 3.1475e-05 | 0.0011114 | 0.00016732 | 0.0067153 | 0.0014098 | 0 | 0 | 0 | 0 | 0 | 0 | 1.0362 | 0 | 0 | 0 | 0 | 0.052899 | 0 | 0 | 0 | 0 | 1.2169 | 0 | 0 | 0
9 | 246 | 1 | 84.2 | 1.557 | 84.7383 | 0 | 0.4029 | 0.010128 | 0.010128 | 78 | 78.1241 | 78 | 0.0010895 | 0.0024146 | 0.00029363 | 0 | 0 | 0 | 0 | 0.00015764 | 0.0016714 | 0.0010126 | 2.4393e-05 | 0.00086137 | 0.00010202 | 0.0020667 | 0.00043418 | 0 | 0 | 0 | 0 | 0 | 0 | 0.58298 | 0 | 0 | 0 | 0 | 0.053089 | 0 | 0 | 0 | 0 | 0.92093 | 0 | 0 | 0
9 | 246 | 2 | 84.2 | 1.4913 | 84.7383 | 0 | 0.4029 | 0.010129 | 0.010129 | 78 | 78.1241 | 78 | 0.0010895 | 0.0024146 | 0.00029363 | 0 | 0 | 0 | 0 | 0.00015835 | 0.0016714 | 0.0010128 | 2.4393e-05 | 0.00086137 | 0.00010202 | 0.0020667 | 0.00043418 | 0 | 0 | 0 | 0 | 0 | 0 | 0.58303 | 0 | 0 | 0 | 0 | 0.053089 | 0 | 0 | 0 | 0 | 0.85515 | 0 | 0 | 0
9 | 246 | 3 | 82.4 | 1.3297 | 84.7383 | 0 | 0.4029 | 0.0078938 | 0.0078938 | 78 | 78.0967 | 78 | 0.00077317 | 0.0017136 | 0.00020838 | 0 | 0 | 0 | 0 | 0.00011213 | 0.0011862 | 0.00071869 | 1.7311e-05 | 0.0006113 | 5.2197e-05 | 0.0020667 | 0.00043418 | 0 | 0 | 0 | 0 | 0 | 0 | 0.45438 | 0 | 0 | 0 | 0 | 0.053089 | 0 | 0 | 0 | 0 | 0.82226 | 0 | 0 | 0
9 | 246 | 4 | 80.6 | 1.1691 | 84.7383 | 0 | 0.4029 | 0.0056754 | 0.0056754 | 78 | 78.0696 | 78 | 0.00045688 | 0.0010126 | 0.00012314 | 0 | 0 | 0 | 0 | 6.6353e-05 | 0.00070093 | 0.0004247 | 1.023e-05 | 0.00036122 | 1.8529e-05 | 0.0020667 | 0.00043418 | 0 | 0 | 0 | 0 | 0 | 0 | 0.32668 | 0 | 0 | 0 | 0 | 0.053089 | 0 | 0 | 0 | 0 | 0.78937 | 0 | 0 | 0
9 | 246 | 5 | 80.6 | 1.1691 | 84.7383 | 0 | 0.4029 | 0.0056752 | 0.0056752 | 78 | 78.0696 | 78 | 0.00045688 | 0.0010126 | 0.00012314 | 0 | 0 | 0 | 0 | 6.6203e-05 | 0.00070093 | 0.00042465 | 1.023e-05 | 0.00036122 | 1.8529e-05 | 0.0020667 | 0.00043418 | 0 | 0 | 0 | 0 | 0 | 0 | 0.32667 | 0 | 0 | 0 | 0 | 0.053089 | 0 | 0 | 0 | 0 | 0.78937 | 0 | 0 | 0
9 | 246 | 6 | 80.6 | 1.3696 | 84.7383 | 0 | 0.474 | 0.0073515 | 0.0073515 | 78 | 78.0901 | 78 | 0.00045688 | 0.0010126 | 0.00012314 | 0 | 0 | 0 | 0 | 6.6205e-05 | 0.00070093 | 0.00042465 | 1.023e-05 | 0.00036122 | 1.8529e-05 | 0.0034529 | 0.00072422 | 0 | 0 | 0 | 0 | 0 | 0 | 0.42316 | 0 | 0 | 0 | 0 | 0.058365 | 0 | 0 | 0 | 0 | 0.88804 | 0 | 0 | 0
9 | 246 | 7 | 82.4 | 2.1378 | 84.7383 | 0 | 3.555 | 0.012155 | 0.012155 | 78 | 78.149 | 78 | 0.00077317 | 0.0017136 | 0.00020838 | 0 | 0 | 0.001155 | 0.00045392 | 0.00011274 | 0.00087235 | 0.00093561 | 1.7311e-05 | 0.0006113 | 5.2197e-05 | 0.0043383 | 0.00091055 | 0 | 0 | 0 | 0 | 0 | 0 | 0.69963 | 0 | 0 | 0 | 0 | 0.28698 | 0 | 0 | 0 | 0 | 1.1512 | 0 | 0 | 0
9 | 246 | 8 | 86 | 3.3199 | 84.7383 | 0 | 3.555 | 0.029263 | 0.029263 | 78 | 78.3586 | 78 | 0.0014058 | 0.0031157 | 0.00037888 | 0 | 0 | 0.003601 | 0.0016493 | 0.00020585 | 0.0046887 | 0.0024096 | 3.1475e-05 | 0.0011114 | 0.00016732 | 0.0086767 | 0.0018211 | 0 | 0 | 0 | 0 | 0 | 0 | 1.6844 | 0 | 0 | 0 | 0 | 0.28698 | 0 | 0 | 0 | 0 | 1.3485 | 0 | 0 | 0
9 | 246 | 9 | 91.4 | 1.6329 | 84.7383 | 0 | 3.081 | 0.042722 | 0 | 78 | 78.5236 | 78.5236 | 0.0023547 | 0.0052187 | 0.00063462 | 0 | 0 | 0.0066791 | 0.004208 | 0.00034815 | 0.010305 | 0.0043161 | 5.2721e-05 | 0.0018617 | 0.00061917 | 0.0050623 | 0.0010617 | 0 | 0 | 0 | 0 | 0 | 0 | 0 | 0 | 0 | 0 | 0 | 0.25155 | 0 | 0 | 0 | 0 | 1.3814 | 0 | 0 | 0
9 | 246 | 10 | 95 | 1.6655 | 84.7383 | 0 | 3.081 | 0.054279 | 0 | 78.5236 | 79.1888 | 79.1888 | 0.0028953 | 0.0064169 | 0.00078032 | 0 | 0 | 0.0090878 | 0.0067648 | 0.00042771 | 0.015643 | 0.0052952 | 6.4825e-05 | 0.0022891 | 0.00086644 | 0.0030973 | 0.00065039 | 0 | 0 | 0 | 0 | 0 | 0 | 0 | 0 | 0 | 0 | 0 | 0.25123 | 0 | 0 | 0 | 0 | 1.4143 | 0 | 0 | 0
9 | 246 | 11 | 98.6 | 1.698 | 84.7383 | 0 | 3.081 | 0.061127 | 0 | 79.1888 | 79.9379 | 79.9379 | 0.003411 | 0.0075598 | 0.00091932 | 0 | 0 | 0.0099579 | 0.0074785 | 0.00050317 | 0.018133 | 0.0055864 | 7.6372e-05 | 0.0026968 | 0.0010574 | 0.0030973 | 0.00065039 | 0 | 0 | 0 | 0 | 0 | 0 | 0 | 0 | 0 | 0 | 0 | 0.25086 | 0 | 0 | 0 | 0 | 1.4472 | 0 | 0 | 0
9 | 246 | 12 | 100.4 | 4.9585 | 84.7383 | 0 | 2.1804 | 0.062873 | 0.057806 | 79.9379 | 80.7084 | 80 | 0.0035956 | 0.0079691 | 0.00096909 | 0 | 0 | 0.010717 | 0.0067905 | 0.0005297 | 0.01743 | 0.0057936 | 8.0507e-05 | 0.0028428 | 0.0011578 | 0.0041315 | 0.0008666 | 0 | 0 | 0 | 0 | 0 | 0 | 3.3274 | 0 | 0 | 0 | 0 | 0.184 | 0 | 0 | 0 | 0 | 1.4472 | 0 | 0 | 0
9 | 246 | 13 | 100.4 | 5.3921 | 84.7383 | 0 | 2.1804 | 0.06591 | 0.06591 | 80 | 80.8077 | 80 | 0.0035847 | 0.0079449 | 0.00096614 | 0 | 0 | 0.0108 | 0.0077248 | 0.00053225 | 0.020003 | 0.0061303 | 8.0262e-05 | 0.0028342 | 0.0015622 | 0.0030973 | 0.00065039 | 0 | 0 | 0 | 0 | 0 | 0 | 3.7939 | 0 | 0 | 0 | 0 | 0.184 | 0 | 0 | 0 | 0 | 1.4143 | 0 | 0 | 0
9 | 246 | 14 | 98.6 | 5.0929 | 84.7383 | 0 | 1.7538 | 0.061832 | 0.061832 | 80 | 80.7578 | 80 | 0.0032684 | 0.0072439 | 0.0008809 | 0 | 0 | 0.011185 | 0.0071015 | 0.00047932 | 0.018539 | 0.0063693 | 7.318e-05 | 0.0025841 | 0.00098258 | 0.0025838 | 0.00054141 | 0 | 0 | 0 | 0 | 0 | 0 | 3.5591 | 0 | 0 | 0 | 0 | 0.15235 | 0 | 0 | 0 | 0 | 1.3814 | 0 | 0 | 0
9 | 246 | 15 | 98.6 | 13.502 | 84.7383 | 0 | 1.7538 | 0.045281 | 0.20848 | 80 | 80.5549 | 78 | 0.0032684 | 0.0072439 | 0.0008809 | 0 | 0 | 0.0058451 | 0.0036061 | 0.0004852 | 0.011831 | 0.0048498 | 7.318e-05 | 0.0025841 | 0.0013632 | 0.0026854 | 0.00056426 | 0 | 0 | 0 | 0 | 0 | 0 | 12.0002 | 0 | 0 | 0 | 0 | 0.15333 | 0 | 0 | 0 | 0 | 1.3485 | 0 | 0 | 0
9 | 246 | 16 | 100.4 | 4.7687 | 84.7383 | 0 | 1.7538 | 0.055612 | 0.055612 | 78 | 78.6815 | 78 | 0.0039362 | 0.0087238 | 0.0010609 | 0 | 0 | 0.0075659 | 0.0044377 | 0.00058497 | 0.014837 | 0.0062198 | 8.8131e-05 | 0.0031121 | 0.0017959 | 0.0026854 | 0.00056426 | 0 | 0 | 0 | 0 | 0 | 0 | 3.2011 | 0 | 0 | 0 | 0 | 0.15333 | 0 | 0 | 0 | 0 | 1.4143 | 0 | 0 | 0
9 | 246 | 17 | 86 | 3.4323 | 84.7383 | 0 | 1.7538 | 0.027825 | 0.027825 | 78 | 78.341 | 78 | 0.0014058 | 0.0031157 | 0.00037888 | 0 | 0 | 0.0045084 | 0.002119 | 0.00021052 | 0.0067095 | 0.0029375 | 3.1475e-05 | 0.0011114 | 0.00054538 | 0.0039265 | 0.00082442 | 0 | 0 | 0 | 0 | 0 | 0 | 1.6016 | 0 | 0 | 0 | 0 | 0.15333 | 0 | 0 | 0 | 0 | 1.6774 | 0 | 0 | 0
9 | 246 | 18 | 80.6 | 2.9964 | 84.7383 | 0 | 2.9862 | 0.011234 | 0.011234 | 78 | 78.1377 | 78 | 0.00045688 | 0.0010126 | 0.00012314 | 0 | 0 | 0.0012699 | 0.00050227 | 6.7228e-05 | 0.0015352 | 0.00072738 | 1.023e-05 | 0.00036122 | 4.3854e-05 | 0.0042349 | 0.00088946 | 0 | 0 | 0 | 0 | 0 | 0 | 0.64666 | 0 | 0 | 0 | 0 | 0.24477 | 0 | 0 | 0 | 0 | 2.105 | 0 | 0 | 0
9 | 246 | 19 | 77 | 2.3169 | 84.7383 | 0 | 2.9862 | 0.0038018 | 0 | 78 | 78.0466 | 78 | -0.00017572 | -0.00038946 | -4.736e-05 | 0 | 0 | 0.00050523 | 0.00018756 | -2.6017e-05 | -0.00035565 | -0.00026858 | -3.9344e-06 | -0.00013893 | -3.0549e-05 | 0.0045452 | 0.0009545 | 0 | 0 | 0 | 0 | 0 | 0 | 0 | 0 | 0 | 0 | 0 | 0.24477 | 0 | 0 | 0 | 0 | 2.0721 | 0 | 0 | 0
9 | 246 | 20 | 77 | 2.1853 | 84.7383 | 0 | 2.9862 | 0.0059082 | 0 | 78 | 78.0724 | 78 | -0.00017572 | -0.00038946 | -4.736e-05 | 0 | 0 | 0 | 0 | -2.5525e-05 | -0.00026959 | -0.00016335 | -3.9344e-06 | -0.00013893 | -5.1164e-06 | 0.0071272 | 0.0014959 | 0 | 0 | 0 | 0 | 0 | 0 | 0 | 0 | 0 | 0 | 0 | 0.24477 | 0 | 0 | 0 | 0 | 1.9405 | 0 | 0 | 0
9 | 246 | 21 | 77 | 2.0866 | 84.7383 | 0 | 2.9862 | 0.005889 | 0 | 78 | 78.0722 | 78 | -0.00017572 | -0.00038946 | -4.736e-05 | 0 | 0 | 0 | 0 | -2.5872e-05 | -0.00026959 | -0.00016344 | -3.9344e-06 | -0.00013893 | -2.3826e-05 | 0.0071272 | 0.0014959 | 0 | 0 | 0 | 0 | 0 | 0 | 0 | 0 | 0 | 0 | 0 | 0.24477 | 0 | 0 | 0 | 0 | 1.8419 | 0 | 0 | 0
9 | 246 | 22 | 77 | 1.9458 | 84.7383 | 0 | 2.4174 | 0.0062142 | 0 | 78 | 78.0762 | 78 | -0.00017572 | -0.00038946 | -4.736e-05 | 0 | 0 | 0 | 0 | -2.571e-05 | -0.00026959 | -0.0001634 | -3.9344e-06 | -0.00013893 | -1.2803e-05 | 0.0074411 | 0.0015609 | 0 | 0 | 0 | 0 | 0 | 0 | 0 | 0 | 0 | 0 | 0 | 0.20257 | 0 | 0 | 0 | 0 | 1.7432 | 0 | 0 | 0
9 | 246 | 23 | 77 | 1.6826 | 84.7383 | 0 | 2.4174 | 0.006209 | 0 | 78 | 78.0761 | 78 | -0.00017572 | -0.00038946 | -4.736e-05 | 0 | 0 | 0 | 0 | -2.5792e-05 | -0.00026959 | -0.00016342 | -3.9344e-06 | -0.00013893 | -1.7881e-05 | 0.0074411 | 0.0015609 | 0 | 0 | 0 | 0 | 0 | 0 | 0 | 0 | 0 | 0 | 0 | 0.20257 | 0 | 0 | 0 | 0 | 1.4801 | 0 | 0 | 0
9 | 246 | 24 | 77 | 1.27 | 84.7383 | 0 | 0.4029 | 0.0054832 | 0 | 78 | 78.0672 | 78 | -0.00017572 | -0.00038946 | -4.736e-05 | 0 | 0 | 0 | 0 | -2.5792e-05 | -0.00026959 | -0.00016342 | -3.9344e-06 | -0.00013893 | -1.7881e-05 | 0.0067153 | 0.0014098 | 0 | 0 | 0 | 0 | 0 | 0 | 0 | 0 | 0 | 0 | 0 | 0.053089 | 0 | 0 | 0 | 0 | 1.2169 | 0 | 0 | 0
9 | 247 | 1 | 77 | 0.97421 | 84.5947 | 0 | 0.40408 | 0.00083457 | 0 | 78 | 78.0102 | 78 | -0.00017572 | -0.00038946 | -4.736e-05 | 0 | 0 | 0 | 0 | -2.5792e-05 | -0.00026959 | -0.00016342 | -3.9344e-06 | -0.00013893 | -1.7881e-05 | 0.0020667 | 0.00043418 | 0 | 0 | 0 | 0 | 0 | 0 | 0 | 0 | 0 | 0 | 0 | 0.053284 | 0 | 0 | 0 | 0 | 0.92093 | 0 | 0 | 0
9 | 247 | 2 | 77 | 0.90843 | 84.5947 | 0 | 0.40408 | 0.00083457 | 0 | 78 | 78.0102 | 78 | -0.00017572 | -0.00038946 | -4.736e-05 | 0 | 0 | 0 | 0 | -2.5792e-05 | -0.00026959 | -0.00016342 | -3.9344e-06 | -0.00013893 | -1.7881e-05 | 0.0020667 | 0.00043418 | 0 | 0 | 0 | 0 | 0 | 0 | 0 | 0 | 0 | 0 | 0 | 0.053284 | 0 | 0 | 0 | 0 | 0.85515 | 0 | 0 | 0
9 | 247 | 3 | 77 | 0.87554 | 84.5947 | 0 | 0.40408 | 0.00083457 | 0 | 78 | 78.0102 | 78 | -0.00017572 | -0.00038946 | -4.736e-05 | 0 | 0 | 0 | 0 | -2.5792e-05 | -0.00026959 | -0.00016342 | -3.9344e-06 | -0.00013893 | -1.7881e-05 | 0.0020667 | 0.00043418 | 0 | 0 | 0 | 0 | 0 | 0 | 0 | 0 | 0 | 0 | 0 | 0.053284 | 0 | 0 | 0 | 0 | 0.82226 | 0 | 0 | 0
9 | 247 | 4 | 77 | 0.84265 | 84.5947 | 0 | 0.40408 | 0.0008142 | 0 | 78 | 78.01 | 78 | -0.00017572 | -0.00038946 | -4.736e-05 | 0 | 0 | 0 | 0 | -2.6024e-05 | -0.00026959 | -0.00016348 | -3.9344e-06 | -0.00013893 | -3.796e-05 | 0.0020667 | 0.00043418 | 0 | 0 | 0 | 0 | 0 | 0 | 0 | 0 | 0 | 0 | 0 | 0.053284 | 0 | 0 | 0 | 0 | 0.78937 | 0 | 0 | 0
9 | 247 | 5 | 77 | 0.84265 | 84.5947 | 0 | 0.40408 | 0.00080609 | 0 | 78 | 78.0099 | 78 | -0.00017572 | -0.00038946 | -4.736e-05 | 0 | 0 | 0 | 0 | -2.6097e-05 | -0.00026959 | -0.0001635 | -3.9344e-06 | -0.00013893 | -4.5976e-05 | 0.0020667 | 0.00043418 | 0 | 0 | 0 | 0 | 0 | 0 | 0 | 0 | 0 | 0 | 0 | 0.053284 | 0 | 0 | 0 | 0 | 0.78937 | 0 | 0 | 0
9 | 247 | 6 | 75.2 | 0.94663 | 84.5947 | 0 | 0.47539 | -2.5986e-05 | 0 | 78 | 77.9997 | 77.9997 | -0.00049202 | -0.0010905 | -0.00013261 | 0 | 0 | 0 | 0 | -7.258e-05 | -0.00075484 | -0.00045768 | -1.1016e-05 | -0.00038901 | -7.8652e-05 | 0.0034529 | 0.00072422 | 0 | 0 | 0 | 0 | 0 | 0 | 0 | 0 | 0 | 0 | 0 | 0.058594 | 0 | 0 | 0 | 0 | 0.88804 | 0 | 0 | 0
9 | 247 | 7 | 77 | 1.4399 | 84.5947 | 0 | 3.5654 | 0.0055458 | 0 | 77.9997 | 78.0676 | 78 | -0.00017567 | -0.00038933 | -4.7345e-05 | 0 | 0 | 0.00082268 | 0.00031865 | -2.6384e-05 | 0.00012751 | -0.00010571 | -3.9332e-06 | -0.00013889 | -8.4674e-05 | 0.0043383 | 0.00091055 | 0 | 0 | 0 | 0 | 0 | 0 | 0 | 0 | 0 | 0 | 0 | 0.28869 | 0 | 0 | 0 | 0 | 1.1512 | 0 | 0 | 0
9 | 247 | 8 | 76.82 | 1.6372 | 84.5947 | 0 | 3.5654 | 0.015908 | 0 | 78 | 78.195 | 78 | -0.00020735 | -0.00045956 | -5.5885e-05 | 0 | 0 | 0.0028575 | 0.0011341 | -3.1055e-05 | 0.0018449 | 0.00058498 | -4.6426e-06 | -0.00016394 | -8.8735e-05 | 0.0086767 | 0.0018211 | 0 | 0 | 0 | 0 | 0 | 0 | 0 | 0 | 0 | 0 | 0 | 0.28869 | 0 | 0 | 0 | 0 | 1.3485 | 0 | 0 | 0
9 | 247 | 9 | 77 | 1.6346 | 84.5947 | 0 | 3.09 | 0.016081 | 0 | 78 | 78.1971 | 78.1971 | -0.00017572 | -0.00038946 | -4.736e-05 | 0 | 0 | 0.004405 | 0.0018745 | -2.6247e-05 | 0.0033246 | 0.0012 | -3.9344e-06 | -0.00013893 | -6.5383e-05 | 0.0050623 | 0.0010617 | 0 | 0 | 0 | 0 | 0 | 0 | 0 | 0 | 0 | 0 | 0 | 0.2532 | 0 | 0 | 0 | 0 | 1.3814 | 0 | 0 | 0
9 | 247 | 10 | 78.8 | 1.6674 | 84.5947 | 0 | 3.09 | 0.014204 | 0 | 78.1971 | 78.3711 | 78.3711 | 0.00010595 | 0.00023481 | 2.8554e-05 | 0 | 0 | 0.0039473 | 0.0017023 | 1.5915e-05 | 0.0031614 | 0.0011231 | 2.3722e-06 | 8.3765e-05 | 5.065e-05 | 0.0030973 | 0.00065039 | 0 | 0 | 0 | 0 | 0 | 0 | 0 | 0 | 0 | 0 | 0 | 0.25311 | 0 | 0 | 0 | 0 | 1.4143 | 0 | 0 | 0
9 | 247 | 11 | 80.6 | 1.7 | 84.5947 | 0 | 3.09 | 0.039714 | 0 | 78.3711 | 78.8578 | 78.8578 | 0.00039166 | 0.00086804 | 0.00010556 | 0 | 0 | 0.012814 | 0.0056083 | 5.8558e-05 | 0.011454 | 0.0041974 | 8.7693e-06 | 0.00030966 | 0.00015093 | 0.0030973 | 0.00065039 | 0 | 0 | 0 | 0 | 0 | 0 | 0 | 0 | 0 | 0 | 0 | 0.25287 | 0 | 0 | 0 | 0 | 1.4472 | 0 | 0 | 0
9 | 247 | 12 | 82.4 | 1.6325 | 84.5947 | 0 | 2.1868 | 0.042917 | 0 | 78.8578 | 79.3838 | 79.3838 | 0.00062243 | 0.0013795 | 0.00016776 | 0 | 0 | 0.012868 | 0.005733 | 9.2798e-05 | 0.011996 | 0.0043427 | 1.3936e-05 | 0.00049212 | 0.00021107 | 0.0041315 | 0.0008666 | 0 | 0 | 0 | 0 | 0 | 0 | 0 | 0 | 0 | 0 | 0 | 0.18536 | 0 | 0 | 0 | 0 | 1.4472 | 0 | 0 | 0
9 | 247 | 13 | 84.2 | 1.5993 | 84.5947 | 0 | 2.1868 | 0.049573 | 0 | 79.3838 | 79.9913 | 79.9913 | 0.00084631 | 0.0018757 | 0.00022809 | 0 | 0 | 0.013448 | 0.0078825 | 0.00012489 | 0.016158 | 0.0044163 | 1.8949e-05 | 0.00066912 | 0.00015768 | 0.0030973 | 0.00065039 | 0 | 0 | 0 | 0 | 0 | 0 | 0 | 0 | 0 | 0 | 0 | 0.18506 | 0 | 0 | 0 | 0 | 1.4143 | 0 | 0 | 0
9 | 247 | 14 | 87.8 | 4.0646 | 84.5947 | 0 | 1.7589 | 0.04466 | 0.043953 | 79.9913 | 80.5387 | 80 | 0.0013722 | 0.0030411 | 0.00036982 | 0 | 0 | 0.0096632 | 0.0066365 | 0.00020151 | 0.01486 | 0.0040791 | 3.0723e-05 | 0.0010849 | 0.00019589 | 0.0025838 | 0.00054141 | 0 | 0 | 0 | 0 | 0 | 0 | 2.53 | 0 | 0 | 0 | 0 | 0.15319 | 0 | 0 | 0 | 0 | 1.3814 | 0 | 0 | 0
9 | 247 | 15 | 87.8 | 13.4987 | 84.5947 | 0 | 1.7589 | 0.045208 | 0.2084 | 80 | 80.554 | 78 | 0.0013706 | 0.0030378 | 0.00036941 | 0 | 0 | 0.010185 | 0.0063621 | 0.0002015 | 0.014562 | 0.0044902 | 3.0689e-05 | 0.0010837 | 0.00026512 | 0.0026854 | 0.00056426 | 0 | 0 | 0 | 0 | 0 | 0 | 11.996 | 0 | 0 | 0 | 0 | 0.15417 | 0 | 0 | 0 | 0 | 1.3485 | 0 | 0 | 0
9 | 247 | 16 | 87.8 | 3.7591 | 84.5947 | 0 | 1.7589 | 0.038058 | 0.038058 | 78 | 78.4664 | 78 | 0.0017221 | 0.0038167 | 0.00046413 | 0 | 0 | 0.0074308 | 0.0042923 | 0.00025387 | 0.011031 | 0.0039685 | 3.8557e-05 | 0.0013615 | 0.00042853 | 0.0026854 | 0.00056426 | 0 | 0 | 0 | 0 | 0 | 0 | 2.1907 | 0 | 0 | 0 | 0 | 0.15417 | 0 | 0 | 0 | 0 | 1.4143 | 0 | 0 | 0
9 | 247 | 17 | 87.8 | 3.7692 | 84.5947 | 0 | 1.7589 | 0.033662 | 0.033662 | 78 | 78.4125 | 78 | 0.0017221 | 0.0038167 | 0.00046413 | 0 | 0 | 0.0053574 | 0.0028454 | 0.0002507 | 0.009097 | 0.0037097 | 3.8557e-05 | 0.0013615 | 0.0002475 | 0.0039265 | 0.00082442 | 0 | 0 | 0 | 0 | 0 | 0 | 1.9376 | 0 | 0 | 0 | 0 | 0.15417 | 0 | 0 | 0 | 0 | 1.6774 | 0 | 0 | 0
9 | 247 | 18 | 86 | 3.6266 | 84.5947 | 0 | 2.9949 | 0.022158 | 0.022158 | 78 | 78.2716 | 78 | 0.0014058 | 0.0031157 | 0.00037888 | 0 | 0 | 0.0027649 | 0.0010843 | 0.00020629 | 0.0044264 | 0.0022329 | 3.1475e-05 | 0.0011114 | 0.00027553 | 0.0042349 | 0.00088946 | 0 | 0 | 0 | 0 | 0 | 0 | 1.2754 | 0 | 0 | 0 | 0 | 0.24621 | 0 | 0 | 0 | 0 | 2.105 | 0 | 0 | 0
9 | 247 | 19 | 86 | 3.1644 | 84.5947 | 0 | 2.9949 | 0.014699 | 0.014699 | 78 | 78.1801 | 78 | 0.0014058 | 0.0031157 | 0.00037888 | 0 | 0 | 0.00054899 | 0.00019293 | 0.0002061 | 0.0012171 | 0.00075237 | 3.1475e-05 | 0.0011114 | 0.0002389 | 0.0045452 | 0.0009545 | 0 | 0 | 0 | 0 | 0 | 0 | 0.84611 | 0 | 0 | 0 | 0 | 0.24621 | 0 | 0 | 0 | 0 | 2.0721 | 0 | 0 | 0
9 | 247 | 20 | 82.4 | 2.9948 | 84.5947 | 0 | 2.9949 | 0.014039 | 0.014039 | 78 | 78.172 | 78 | 0.00077317 | 0.0017136 | 0.00020838 | 0 | 0 | 0 | 0 | 0.00011316 | 0.0011862 | 0.00071883 | 1.7311e-05 | 0.0006113 | 7.3733e-05 | 0.0071272 | 0.0014959 | 0 | 0 | 0 | 0 | 0 | 0 | 0.80809 | 0 | 0 | 0 | 0 | 0.24621 | 0 | 0 | 0 | 0 | 1.9405 | 0 | 0 | 0
9 | 247 | 21 | 80.6 | 2.7672 | 84.5947 | 0 | 2.9949 | 0.011798 | 0.011798 | 78 | 78.1446 | 78 | 0.00045688 | 0.0010126 | 0.00012314 | 0 | 0 | 0 | 0 | 6.6362e-05 | 0.00070093 | 0.0004247 | 1.023e-05 | 0.00036122 | 1.8529e-05 | 0.0071272 | 0.0014959 | 0 | 0 | 0 | 0 | 0 | 0 | 0.67909 | 0 | 0 | 0 | 0 | 0.24621 | 0 | 0 | 0 | 0 | 1.8419 | 0 | 0 | 0
9 | 247 | 22 | 80.6 | 2.6478 | 84.5947 | 0 | 2.4245 | 0.012176 | 0.012176 | 78 | 78.1492 | 78 | 0.00045688 | 0.0010126 | 0.00012314 | 0 | 0 | 0 | 0 | 6.6203e-05 | 0.00070093 | 0.00042465 | 1.023e-05 | 0.00036122 | 1.8529e-05 | 0.0074411 | 0.0015609 | 0 | 0 | 0 | 0 | 0 | 0 | 0.70089 | 0 | 0 | 0 | 0 | 0.20373 | 0 | 0 | 0 | 0 | 1.7432 | 0 | 0 | 0
9 | 247 | 23 | 78.8 | 2.258 | 84.5947 | 0 | 2.4245 | 0.0099749 | 0.0099749 | 78 | 78.1222 | 78 | 0.00014058 | 0.00031157 | 3.7888e-05 | 0 | 0 | 0 | 0 | 2.0441e-05 | 0.00021567 | 0.00013068 | 3.1475e-06 | 0.00011114 | 1.7849e-06 | 0.0074411 | 0.0015609 | 0 | 0 | 0 | 0 | 0 | 0 | 0.57417 | 0 | 0 | 0 | 0 | 0.20373 | 0 | 0 | 0 | 0 | 1.4801 | 0 | 0 | 0
9 | 247 | 24 | 77 | 1.2702 | 84.5947 | 0 | 0.40408 | 0.0054831 | 0 | 78 | 78.0672 | 78 | -0.00017572 | -0.00038946 | -4.736e-05 | 0 | 0 | 0 | 0 | -2.5842e-05 | -0.00026959 | -0.00016343 | -3.9344e-06 | -0.00013893 | -1.7881e-05 | 0.0067153 | 0.0014098 | 0 | 0 | 0 | 0 | 0 | 0 | 0 | 0 | 0 | 0 | 0 | 0.053284 | 0 | 0 | 0 | 0 | 1.2169 | 0 | 0 | 0
9 | 248 | 1 | 73.4 | 0.97443 | 84.4479 | 0 | 0.40528 | -0.0036417 | 0 | 78 | 77.9554 | 77.9554 | -0.00080832 | -0.0017915 | -0.00021786 | 0 | 0 | 0 | 0 | -0.00011916 | -0.0012401 | -0.00075187 | -1.8098e-05 | -0.00063908 | -0.00012238 | 0.0020667 | 0.00043418 | 0 | 0 | 0 | 0 | 0 | 0 | 0 | 0 | 0 | 0 | 0 | 0.053505 | 0 | 0 | 0 | 0 | 0.92093 | 0 | 0 | 0
9 | 248 | 2 | 73.4 | 0.90867 | 84.4479 | 0 | 0.40528 | -0.0035853 | 0 | 77.9554 | 77.9114 | 77.9114 | -0.00080048 | -0.0017741 | -0.00021574 | 0 | 0 | 0 | 0 | -0.00011759 | -0.0012281 | -0.00074446 | -1.7923e-05 | -0.00063288 | -0.00012071 | 0.0020667 | 0.00043418 | 0 | 0 | 0 | 0 | 0 | 0 | 0 | 0 | 0 | 0 | 0 | 0.053526 | 0 | 0 | 0 | 0 | 0.85515 | 0 | 0 | 0
9 | 248 | 3 | 71.6 | 0.87582 | 84.4479 | 0 | 0.40528 | -0.0058258 | 0 | 77.9114 | 77.84 | 77.84 | -0.0011091 | -0.002458 | -0.00029891 | 0 | 0 | 0 | 0 | -0.00016371 | -0.0017015 | -0.0010317 | -2.4832e-05 | -0.00087685 | -0.0002279 | 0.0020667 | 0.00043418 | 0 | 0 | 0 | 0 | 0 | 0 | 0 | 0 | 0 | 0 | 0 | 0.053561 | 0 | 0 | 0 | 0 | 0.82226 | 0 | 0 | 0
9 | 248 | 4 | 71.6 | 0.84296 | 84.4479 | 0 | 0.40528 | -0.0057352 | 0 | 77.84 | 77.7697 | 77.7697 | -0.0010965 | -0.0024302 | -0.00029553 | 0 | 0 | 0 | 0 | -0.0001616 | -0.0016822 | -0.0010199 | -2.4551e-05 | -0.00086694 | -0.00022433 | 0.0020667 | 0.00043418 | 0 | 0 | 0 | 0 | 0 | 0 | 0 | 0 | 0 | 0 | 0 | 0.053596 | 0 | 0 | 0 | 0 | 0.78937 | 0 | 0 | 0
9 | 248 | 5 | 69.8 | 0.84301 | 84.4479 | 0 | 0.40528 | -0.0080334 | 0 | 77.7697 | 77.6713 | 77.6713 | -0.0014005 | -0.0031039 | -0.00037745 | 0 | 0 | 0 | 0 | -0.00020783 | -0.0021485 | -0.001303 | -3.1356e-05 | -0.0011072 | -0.00042026 | 0.0020667 | 0.00043418 | 0 | 0 | 0 | 0 | 0 | 0 | 0 | 0 | 0 | 0 | 0 | 0.053645 | 0 | 0 | 0 | 0 | 0.78937 | 0 | 0 | 0
9 | 248 | 6 | 68 | 0.94708 | 84.4479 | 0 | 0.4768 | -0.0087713 | 0 | 77.6713 | 77.5638 | 77.5638 | -0.0016995 | -0.0037666 | -0.00045803 | 0 | 0 | 0 | 0 | -0.00025162 | -0.0026073 | -0.0015811 | -3.8051e-05 | -0.0013436 | -0.00047849 | 0.0034529 | 0.00072422 | 0 | 0 | 0 | 0 | 0 | 0 | 0 | 0 | 0 | 0 | 0 | 0.059043 | 0 | 0 | 0 | 0 | 0.88804 | 0 | 0 | 0
9 | 248 | 7 | 68 | 1.4419 | 84.4479 | 0 | 3.576 | -0.0072297 | 0 | 77.5638 | 77.4752 | 77.4752 | -0.0016806 | -0.0037247 | -0.00045294 | 0 | 0 | 0.0011958 | 0.00045975 | -0.00024782 | -0.0036556 | -0.0016822 | -3.7628e-05 | -0.0013287 | -0.00041336 | 0.0043383 | 0.00091055 | 0 | 0 | 0 | 0 | 0 | 0 | 0 | 0 | 0 | 0 | 0 | 0.2907 | 0 | 0 | 0 | 0 | 1.1512 | 0 | 0 | 0
9 | 248 | 8 | 71.6 | 1.6391 | 84.4479 | 0 | 3.576 | 0.01447 | 0 | 77.4752 | 77.6525 | 77.6525 | -0.0010324 | -0.0022881 | -0.00027825 | 0 | 0 | 0.0047038 | 0.0024687 | -0.00015351 | 0.0012626 | 0.00045732 | -2.3116e-05 | -0.00081625 | -0.00032902 | 0.0086767 | 0.0018211 | 0 | 0 | 0 | 0 | 0 | 0 | 0 | 0 | 0 | 0 | 0 | 0.29062 | 0 | 0 | 0 | 0 | 1.3485 | 0 | 0 | 0
9 | 248 | 9 | 75.2 | 1.6362 | 84.4479 | 0 | 3.0992 | 0.024588 | 0 | 77.6525 | 77.9539 | 77.9539 | -0.00043096 | -0.00095516 | -0.00011615 | 0 | 0 | 0.0072951 | 0.0048491 | -6.3615e-05 | 0.0065679 | 0.0017351 | -9.6493e-06 | -0.00034073 | -6.6894e-05 | 0.0050623 | 0.0010617 | 0 | 0 | 0 | 0 | 0 | 0 | 0 | 0 | 0 | 0 | 0 | 0.25484 | 0 | 0 | 0 | 0 | 1.3814 | 0 | 0 | 0
9 | 248 | 10 | 78.8 | 1.6689 | 84.4479 | 0 | 3.0992 | 0.034327 | 0 | 77.9539 | 78.3745 | 78.3745 | 0.00014868 | 0.00032953 | 4.0073e-05 | 0 | 0 | 0.0093771 | 0.0068174 | 2.2015e-05 | 0.011217 | 0.0024806 | 3.3291e-06 | 0.00011755 | 2.5548e-05 | 0.0030973 | 0.00065039 | 0 | 0 | 0 | 0 | 0 | 0 | 0 | 0 | 0 | 0 | 0 | 0.25463 | 0 | 0 | 0 | 0 | 1.4143 | 0 | 0 | 0
9 | 248 | 11 | 80.6 | 1.7016 | 84.4479 | 0 | 3.0992 | 0.041306 | 0 | 78.3745 | 78.8807 | 78.8807 | 0.00039106 | 0.00086672 | 0.0001054 | 0 | 0 | 0.010513 | 0.0081747 | 5.7531e-05 | 0.014498 | 0.0025864 | 8.7559e-06 | 0.00030919 | 4.652e-05 | 0.0030973 | 0.00065039 | 0 | 0 | 0 | 0 | 0 | 0 | 0 | 0 | 0 | 0 | 0 | 0.25438 | 0 | 0 | 0 | 0 | 1.4472 | 0 | 0 | 0
9 | 248 | 12 | 84.2 | 1.6336 | 84.4479 | 0 | 2.1933 | 0.04849 | 0 | 78.8807 | 79.475 | 79.475 | 0.00093471 | 0.0020716 | 0.00025192 | 0 | 0 | 0.010766 | 0.0088961 | 0.00013782 | 0.016961 | 0.0025616 | 2.0928e-05 | 0.00073901 | 0.0001505 | 0.0041315 | 0.0008666 | 0 | 0 | 0 | 0 | 0 | 0 | 0 | 0 | 0 | 0 | 0 | 0.18639 | 0 | 0 | 0 | 0 | 1.4472 | 0 | 0 | 0
9 | 248 | 13 | 87.8 | 2.096 | 84.4479 | 0 | 2.1933 | 0.051449 | 0.0086098 | 79.475 | 80.1055 | 80 | 0.0014629 | 0.0032422 | 0.00039427 | 0 | 0 | 0.01061 | 0.0089144 | 0.00021486 | 0.018241 | 0.0032132 | 3.2754e-05 | 0.0011566 | 0.00021904 | 0.0030973 | 0.00065039 | 0 | 0 | 0 | 0 | 0 | 0 | 0.49559 | 0 | 0 | 0 | 0 | 0.18613 | 0 | 0 | 0 | 0 | 1.4143 | 0 | 0 | 0
9 | 248 | 14 | 87.8 | 4.3324 | 84.4479 | 0 | 1.7641 | 0.048591 | 0.048591 | 80 | 80.5955 | 80 | 0.0013706 | 0.0030378 | 0.00036941 | 0 | 0 | 0.0098719 | 0.0082331 | 0.0001994 | 0.017413 | 0.0036978 | 3.0689e-05 | 0.0010837 | 0.00015932 | 0.0025838 | 0.00054141 | 0 | 0 | 0 | 0 | 0 | 0 | 2.797 | 0 | 0 | 0 | 0 | 0.15406 | 0 | 0 | 0 | 0 | 1.3814 | 0 | 0 | 0
9 | 248 | 15 | 87.8 | 13.4477 | 84.4479 | 0 | 1.7641 | 0.044307 | 0.2075 | 80 | 80.543 | 78 | 0.0013706 | 0.0030378 | 0.00036941 | 0 | 0 | 0.0083998 | 0.0069309 | 0.00019939 | 0.015523 | 0.0039536 | 3.0689e-05 | 0.0010837 | 0.00015932 | 0.0026854 | 0.00056426 | 0 | 0 | 0 | 0 | 0 | 0 | 11.9442 | 0 | 0 | 0 | 0 | 0.15504 | 0 | 0 | 0 | 0 | 1.3485 | 0 | 0 | 0
9 | 248 | 16 | 89.6 | 3.9799 | 84.4479 | 0 | 1.7641 | 0.041879 | 0.041879 | 78 | 78.5132 | 78 | 0.0020384 | 0.0045177 | 0.00054938 | 0 | 0 | 0.0061853 | 0.0050137 | 0.00029961 | 0.013492 | 0.0044346 | 4.5639e-05 | 0.0016116 | 0.00044075 | 0.0026854 | 0.00056426 | 0 | 0 | 0 | 0 | 0 | 0 | 2.4106 | 0 | 0 | 0 | 0 | 0.15504 | 0 | 0 | 0 | 0 | 1.4143 | 0 | 0 | 0
9 | 248 | 17 | 87.8 | 3.6703 | 84.4479 | 0 | 1.7641 | 0.031928 | 0.031928 | 78 | 78.3913 | 78 | 0.0017221 | 0.0038167 | 0.00046413 | 0 | 0 | 0.003875 | 0.0026837 | 0.00025102 | 0.009079 | 0.0035937 | 3.8557e-05 | 0.0013615 | 0.00029166 | 0.0039265 | 0.00082442 | 0 | 0 | 0 | 0 | 0 | 0 | 1.8378 | 0 | 0 | 0 | 0 | 0.15504 | 0 | 0 | 0 | 0 | 1.6774 | 0 | 0 | 0
9 | 248 | 18 | 87.8 | 3.6872 | 84.4479 | 0 | 3.0038 | 0.023184 | 0.023184 | 78 | 78.2841 | 78 | 0.0017221 | 0.0038167 | 0.00046413 | 0 | 0 | 0.0018262 | 0.00070546 | 0.00025399 | 0.0046935 | 0.002749 | 3.8557e-05 | 0.0013615 | 0.00042853 | 0.0042349 | 0.00088946 | 0 | 0 | 0 | 0 | 0 | 0 | 1.3345 | 0 | 0 | 0 | 0 | 0.24769 | 0 | 0 | 0 | 0 | 2.105 | 0 | 0 | 0
9 | 248 | 19 | 84.2 | 3.0207 | 84.4479 | 0 | 3.0038 | 0.012176 | 0.012176 | 78 | 78.1492 | 78 | 0.0010895 | 0.0024146 | 0.00029363 | 0 | 0 | 0.00071799 | 0.00014854 | 0.00016114 | 0.00011319 | 0.00059091 | 2.4393e-05 | 0.00086137 | 0.00026124 | 0.0045452 | 0.0009545 | 0 | 0 | 0 | 0 | 0 | 0 | 0.70088 | 0 | 0 | 0 | 0 | 0.24769 | 0 | 0 | 0 | 0 | 2.0721 | 0 | 0 | 0
9 | 248 | 20 | 82.4 | 3.0018 | 84.4479 | 0 | 3.0038 | 0.014135 | 0.014135 | 78 | 78.1732 | 78 | 0.00077317 | 0.0017136 | 0.00020838 | 0 | 0 | 0 | 0 | 0.00011424 | 0.0011862 | 0.00071926 | 1.7311e-05 | 0.0006113 | 0.00016813 | 0.0071272 | 0.0014959 | 0 | 0 | 0 | 0 | 0 | 0 | 0.81361 | 0 | 0 | 0 | 0 | 0.24769 | 0 | 0 | 0 | 0 | 1.9405 | 0 | 0 | 0
9 | 248 | 21 | 78.8 | 2.6429 | 84.4479 | 0 | 3.0038 | 0.0096133 | 0.0096133 | 78 | 78.1178 | 78 | 0.00014058 | 0.00031157 | 3.7888e-05 | 0 | 0 | 0 | 0 | 2.0755e-05 | 0.00021567 | 0.00013077 | 3.1475e-06 | 0.00011114 | 1.8677e-05 | 0.0071272 | 0.0014959 | 0 | 0 | 0 | 0 | 0 | 0 | 0.55335 | 0 | 0 | 0 | 0 | 0.24769 | 0 | 0 | 0 | 0 | 1.8419 | 0 | 0 | 0
9 | 248 | 22 | 77 | 1.9481 | 84.4479 | 0 | 2.4317 | 0.0062029 | 0 | 78 | 78.076 | 78 | -0.00017572 | -0.00038946 | -4.736e-05 | 0 | 0 | 0 | 0 | -2.5913e-05 | -0.00026959 | -0.00016345 | -3.9344e-06 | -0.00013893 | -2.3826e-05 | 0.0074411 | 0.0015609 | 0 | 0 | 0 | 0 | 0 | 0 | 0 | 0 | 0 | 0 | 0 | 0.20493 | 0 | 0 | 0 | 0 | 1.7432 | 0 | 0 | 0
9 | 248 | 23 | 75.2 | 1.685 | 84.4479 | 0 | 2.4317 | 0.0039927 | 0 | 78 | 78.0489 | 78 | -0.00049202 | -0.0010905 | -0.00013261 | 0 | 0 | 0 | 0 | -7.2196e-05 | -0.00075484 | -0.00045757 | -1.1016e-05 | -0.00038901 | -4.8629e-05 | 0.0074411 | 0.0015609 | 0 | 0 | 0 | 0 | 0 | 0 | 0 | 0 | 0 | 0 | 0 | 0.20493 | 0 | 0 | 0 | 0 | 1.4801 | 0 | 0 | 0
9 | 248 | 24 | 71.6 | 1.2704 | 84.4479 | 0 | 0.40528 | -0.0011635 | 0 | 78 | 77.9857 | 77.9857 | -0.0011246 | -0.0024925 | -0.0003031 | 0 | 0 | 0 | 0 | -0.00016459 | -0.0017254 | -0.0010458 | -2.518e-05 | -0.00088916 | -0.00010853 | 0.0067153 | 0.0014098 | 0 | 0 | 0 | 0 | 0 | 0 | 0 | 0 | 0 | 0 | 0 | 0.05349 | 0 | 0 | 0 | 0 | 1.2169 | 0 | 0 | 0
9 | 249 | 1 | 69.8 | 0.97467 | 84.2978 | 0 | 0.40649 | -0.0080847 | 0 | 77.9857 | 77.8867 | 77.8867 | -0.0014384 | -0.003188 | -0.00038768 | 0 | 0 | 0 | 0 | -0.00021079 | -0.0022068 | -0.0013376 | -3.2206e-05 | -0.0011373 | -0.00021268 | 0.0020667 | 0.00043418 | 0 | 0 | 0 | 0 | 0 | 0 | 0 | 0 | 0 | 0 | 0 | 0.053742 | 0 | 0 | 0 | 0 | 0.92093 | 0 | 0 | 0
9 | 249 | 2 | 69.8 | 0.90894 | 84.2978 | 0 | 0.40649 | -0.007995 | 0 | 77.8867 | 77.7887 | 77.7887 | -0.001421 | -0.0031494 | -0.00038298 | 0 | 0 | 0 | 0 | -0.00020835 | -0.0021801 | -0.0013215 | -3.1816e-05 | -0.0011235 | -0.0002431 | 0.0020667 | 0.00043418 | 0 | 0 | 0 | 0 | 0 | 0 | 0 | 0 | 0 | 0 | 0 | 0.05379 | 0 | 0 | 0 | 0 | 0.85515 | 0 | 0 | 0
9 | 249 | 3 | 68 | 0.87611 | 84.2978 | 0 | 0.40649 | -0.010109 | 0 | 77.7887 | 77.6648 | 77.6648 | -0.0017201 | -0.0038123 | -0.00046359 | 0 | 0 | 0 | 0 | -0.00025218 | -0.0026389 | -0.0015996 | -3.8513e-05 | -0.00136 | -0.00029107 | 0.0020667 | 0.00043418 | 0 | 0 | 0 | 0 | 0 | 0 | 0 | 0 | 0 | 0 | 0 | 0.053851 | 0 | 0 | 0 | 0 | 0.82226 | 0 | 0 | 0
9 | 249 | 4 | 66.2 | 0.84329 | 84.2978 | 0 | 0.40649 | -0.012187 | 0 | 77.6648 | 77.5154 | 77.5154 | -0.0020146 | -0.004465 | -0.00054297 | 0 | 0 | 0 | 0 | -0.00029455 | -0.0030908 | -0.0018732 | -4.5107e-05 | -0.0015928 | -0.00033441 | 0.0020667 | 0.00043418 | 0 | 0 | 0 | 0 | 0 | 0 | 0 | 0 | 0 | 0 | 0 | 0.053925 | 0 | 0 | 0 | 0 | 0.78937 | 0 | 0 | 0
9 | 249 | 5 | 66.2 | 0.84336 | 84.2978 | 0 | 0.40649 | -0.012019 | 0 | 77.5154 | 77.3681 | 77.3681 | -0.0019884 | -0.0044069 | -0.0005359 | 0 | 0 | 0 | 0 | -0.00029035 | -0.0030505 | -0.0018487 | -4.452e-05 | -0.0015721 | -0.00034848 | 0.0020667 | 0.00043418 | 0 | 0 | 0 | 0 | 0 | 0 | 0 | 0 | 0 | 0 | 0 | 0.053997 | 0 | 0 | 0 | 0 | 0.78937 | 0 | 0 | 0
9 | 249 | 6 | 66.2 | 0.94748 | 84.2978 | 0 | 0.47822 | -0.010423 | 0 | 77.3681 | 77.2404 | 77.2404 | -0.0019625 | -0.0043495 | -0.00052892 | 0 | 0 | 0 | 0 | -0.00028599 | -0.0030108 | -0.0018245 | -4.394e-05 | -0.0015516 | -0.00031804 | 0.0034529 | 0.00072422 | 0 | 0 | 0 | 0 | 0 | 0 | 0 | 0 | 0 | 0 | 0 | 0.059441 | 0 | 0 | 0 | 0 | 0.88804 | 0 | 0 | 0
9 | 249 | 7 | 68 | 1.4438 | 84.2978 | 0 | 3.5867 | -0.0068851 | 0 | 77.2404 | 77.156 | 77.156 | -0.0016237 | -0.0035987 | -0.00043763 | 0 | 0 | 0.0011485 | 0.00044088 | -0.00023492 | -0.0036313 | -0.0017453 | -3.6356e-05 | -0.0012838 | -0.00022101 | 0.0043383 | 0.00091055 | 0 | 0 | 0 | 0 | 0 | 0 | 0 | 0 | 0 | 0 | 0 | 0.29265 | 0 | 0 | 0 | 0 | 1.1512 | 0 | 0 | 0
9 | 249 | 8 | 73.4 | 1.6411 | 84.2978 | 0 | 3.5867 | 0.017187 | 0 | 77.156 | 77.3667 | 77.3667 | -0.00066002 | -0.0014628 | -0.00017789 | 0 | 0 | 0.0046982 | 0.0024101 | -9.6822e-05 | 0.001781 | 0.00079061 | -1.4778e-05 | -0.00052183 | -5.6842e-05 | 0.0086767 | 0.0018211 | 0 | 0 | 0 | 0 | 0 | 0 | 0 | 0 | 0 | 0 | 0 | 0.29255 | 0 | 0 | 0 | 0 | 1.3485 | 0 | 0 | 0
9 | 249 | 9 | 78.8 | 1.6379 | 84.2978 | 0 | 3.1085 | 0.029267 | 0 | 77.3667 | 77.7253 | 77.7253 | 0.00025187 | 0.00055823 | 6.7883e-05 | 0 | 0 | 0.0073639 | 0.0047836 | 3.6901e-05 | 0.0075007 | 0.0023697 | 5.6394e-06 | 0.00019914 | 5.6942e-06 | 0.0050623 | 0.0010617 | 0 | 0 | 0 | 0 | 0 | 0 | 0 | 0 | 0 | 0 | 0 | 0.2565 | 0 | 0 | 0 | 0 | 1.3814 | 0 | 0 | 0
9 | 249 | 10 | 82.4 | 1.6706 | 84.2978 | 0 | 3.1085 | 0.038838 | 0 | 77.7253 | 78.2013 | 78.2013 | 0.00082144 | 0.0018206 | 0.00022139 | 0 | 0 | 0.0094845 | 0.0067555 | 0.00012083 | 0.012029 | 0.0030669 | 1.8392e-05 | 0.00064946 | 0.00010277 | 0.0030973 | 0.00065039 | 0 | 0 | 0 | 0 | 0 | 0 | 0 | 0 | 0 | 0 | 0 | 0.25627 | 0 | 0 | 0 | 0 | 1.4143 | 0 | 0 | 0
9 | 249 | 11 | 86 | 1.7032 | 84.2978 | 0 | 3.1085 | 0.047732 | 0 | 78.2013 | 78.7863 | 78.7863 | 0.0013704 | 0.0030373 | 0.00036935 | 0 | 0 | 0.010659 | 0.0081302 | 0.00020125 | 0.015566 | 0.0033424 | 3.0683e-05 | 0.0010835 | 0.00019545 | 0.0030973 | 0.00065039 | 0 | 0 | 0 | 0 | 0 | 0 | 0 | 0 | 0 | 0 | 0 | 0.25598 | 0 | 0 | 0 | 0 | 1.4472 | 0 | 0 | 0
9 | 249 | 12 | 87.8 | 1.6347 | 84.2978 | 0 | 2.1998 | 0.052658 | 0 | 78.7863 | 79.4316 | 79.4316 | 0.0015839 | 0.0035105 | 0.00042689 | 0 | 0 | 0.010915 | 0.0088511 | 0.00023219 | 0.017564 | 0.0030372 | 3.5464e-05 | 0.0012523 | 0.00025176 | 0.0041315 | 0.0008666 | 0 | 0 | 0 | 0 | 0 | 0 | 0 | 0 | 0 | 0 | 0 | 0.18751 | 0 | 0 | 0 | 0 | 1.4472 | 0 | 0 | 0
9 | 249 | 13 | 91.4 | 2.1248 | 84.2978 | 0 | 2.1998 | 0.055471 | 0.0090903 | 79.4316 | 80.1114 | 80 | 0.0021031 | 0.0046612 | 0.00056682 | 0 | 0 | 0.010766 | 0.0088737 | 0.00030835 | 0.01874 | 0.0036309 | 4.7089e-05 | 0.0016628 | 0.00036305 | 0.0030973 | 0.00065039 | 0 | 0 | 0 | 0 | 0 | 0 | 0.52325 | 0 | 0 | 0 | 0 | 0.18723 | 0 | 0 | 0 | 0 | 1.4143 | 0 | 0 | 0
9 | 249 | 14 | 91.4 | 4.564 | 84.2978 | 0 | 1.7694 | 0.052599 | 0.052599 | 80 | 80.6446 | 80 | 0.0020032 | 0.0044398 | 0.0005399 | 0 | 0 | 0.01003 | 0.0081944 | 0.00029477 | 0.017819 | 0.0040461 | 4.4852e-05 | 0.0015838 | 0.0004781 | 0.0025838 | 0.00054141 | 0 | 0 | 0 | 0 | 0 | 0 | 3.0277 | 0 | 0 | 0 | 0 | 0.15494 | 0 | 0 | 0 | 0 | 1.3814 | 0 | 0 | 0
9 | 249 | 15 | 93.2 | 13.8137 | 84.2978 | 0 | 1.7694 | 0.050651 | 0.21385 | 80 | 80.6207 | 78 | 0.0023195 | 0.0051408 | 0.00062515 | 0 | 0 | 0.0085249 | 0.0068736 | 0.00034277 | 0.016412 | 0.0046049 | 5.1934e-05 | 0.0018339 | 0.00067132 | 0.0026854 | 0.00056426 | 0 | 0 | 0 | 0 | 0 | 0 | 12.3093 | 0 | 0 | 0 | 0 | 0.15592 | 0 | 0 | 0 | 0 | 1.3485 | 0 | 0 | 0
9 | 249 | 16 | 93.2 | 4.2039 | 84.2978 | 0 | 1.7694 | 0.045754 | 0.045754 | 78 | 78.5607 | 78 | 0.002671 | 0.0059197 | 0.00071987 | 0 | 0 | 0.0062974 | 0.0049531 | 0.00039308 | 0.013869 | 0.0047506 | 5.9803e-05 | 0.0021118 | 0.00075948 | 0.0026854 | 0.00056426 | 0 | 0 | 0 | 0 | 0 | 0 | 2.6337 | 0 | 0 | 0 | 0 | 0.15592 | 0 | 0 | 0 | 0 | 1.4143 | 0 | 0 | 0
9 | 249 | 17 | 93.2 | 4.0224 | 84.2978 | 0 | 1.7694 | 0.038031 | 0.038031 | 78 | 78.4661 | 78 | 0.002671 | 0.0059197 | 0.00071987 | 0 | 0 | 0.0039238 | 0.0026228 | 0.00039229 | 0.0099574 | 0.0042059 | 5.9803e-05 | 0.0021118 | 0.00069574 | 0.0039265 | 0.00082442 | 0 | 0 | 0 | 0 | 0 | 0 | 2.1891 | 0 | 0 | 0 | 0 | 0.15592 | 0 | 0 | 0 | 0 | 1.6774 | 0 | 0 | 0
9 | 249 | 18 | 91.4 | 3.9098 | 84.2978 | 0 | 3.0128 | 0.027026 | 0.027026 | 78 | 78.3312 | 78 | 0.0023547 | 0.0052187 | 0.00063462 | 0 | 0 | 0.0018428 | 0.00069492 | 0.00034695 | 0.0051706 | 0.0030367 | 5.2721e-05 | 0.0018617 | 0.00068701 | 0.0042349 | 0.00088946 | 0 | 0 | 0 | 0 | 0 | 0 | 1.5556 | 0 | 0 | 0 | 0 | 0.24919 | 0 | 0 | 0 | 0 | 2.105 | 0 | 0 | 0
9 | 249 | 19 | 87.44 | 3.2122 | 84.2978 | 0 | 3.0128 | 0.015479 | 0.015479 | 78 | 78.1897 | 78 | 0.0016588 | 0.0036765 | 0.00044708 | 0 | 0 | 0.00064975 | 0.00015261 | 0.00024394 | 0.00063825 | 0.00080778 | 3.7141e-05 | 0.0013115 | 0.00035546 | 0.0045452 | 0.0009545 | 0 | 0 | 0 | 0 | 0 | 0 | 0.89096 | 0 | 0 | 0 | 0 | 0.24919 | 0 | 0 | 0 | 0 | 2.0721 | 0 | 0 | 0
9 | 249 | 20 | 84.2 | 3.1285 | 84.2978 | 0 | 3.0128 | 0.01631 | 0.01631 | 78 | 78.1999 | 78 | 0.0010895 | 0.0024146 | 0.00029363 | 0 | 0 | 0 | 0 | 0.00015977 | 0.0016714 | 0.0010132 | 2.4393e-05 | 0.00086137 | 0.00015899 | 0.0071272 | 0.0014959 | 0 | 0 | 0 | 0 | 0 | 0 | 0.93882 | 0 | 0 | 0 | 0 | 0.24919 | 0 | 0 | 0 | 0 | 1.9405 | 0 | 0 | 0
9 | 249 | 21 | 78.8 | 2.6439 | 84.2978 | 0 | 3.0128 | 0.0096043 | 0.0096043 | 78 | 78.1177 | 78 | 0.00014058 | 0.00031157 | 3.7888e-05 | 0 | 0 | 0 | 0 | 2.069e-05 | 0.00021567 | 0.00013075 | 3.1475e-06 | 0.00011114 | 9.8296e-06 | 0.0071272 | 0.0014959 | 0 | 0 | 0 | 0 | 0 | 0 | 0.55284 | 0 | 0 | 0 | 0 | 0.24919 | 0 | 0 | 0 | 0 | 1.8419 | 0 | 0 | 0
9 | 249 | 22 | 80.6 | 2.651 | 84.2978 | 0 | 2.4389 | 0.01219 | 0.01219 | 78 | 78.1494 | 78 | 0.00045688 | 0.0010126 | 0.00012314 | 0 | 0 | 0 | 0 | 6.6837e-05 | 0.00070093 | 0.00042483 | 1.023e-05 | 0.00036122 | 3.1654e-05 | 0.0074411 | 0.0015609 | 0 | 0 | 0 | 0 | 0 | 0 | 0.70169 | 0 | 0 | 0 | 0 | 0.20615 | 0 | 0 | 0 | 0 | 1.7432 | 0 | 0 | 0
9 | 249 | 23 | 77 | 1.6862 | 84.2978 | 0 | 2.4389 | 0.0062242 | 0 | 78 | 78.0763 | 78 | -0.00017572 | -0.00038946 | -4.736e-05 | 0 | 0 | 0 | 0 | -2.567e-05 | -0.00026959 | -0.00016339 | -3.9344e-06 | -0.00013893 | -2.7834e-06 | 0.0074411 | 0.0015609 | 0 | 0 | 0 | 0 | 0 | 0 | 0 | 0 | 0 | 0 | 0 | 0.20615 | 0 | 0 | 0 | 0 | 1.4801 | 0 | 0 | 0
9 | 249 | 24 | 75.2 | 1.2706 | 84.2978 | 0 | 0.40649 | 0.0032947 | 0 | 78 | 78.0404 | 78 | -0.00049202 | -0.0010905 | -0.00013261 | 0 | 0 | 0 | 0 | -7.1686e-05 | -0.00075484 | -0.00045743 | -1.1016e-05 | -0.00038901 | -2.1449e-05 | 0.0067153 | 0.0014098 | 0 | 0 | 0 | 0 | 0 | 0 | 0 | 0 | 0 | 0 | 0 | 0.053686 | 0 | 0 | 0 | 0 | 1.2169 | 0 | 0 | 0
9 | 250 | 1 | 71.6 | 0.97486 | 84.1445 | 0 | 0.40772 | -0.0058122 | 0 | 78 | 77.9288 | 77.9288 | -0.0011246 | -0.0024925 | -0.0003031 | 0 | 0 | 0 | 0 | -0.0001646 | -0.0017254 | -0.0010458 | -2.518e-05 | -0.00088916 | -0.00010853 | 0.0020667 | 0.00043418 | 0 | 0 | 0 | 0 | 0 | 0 | 0 | 0 | 0 | 0 | 0 | 0.053928 | 0 | 0 | 0 | 0 | 0.92093 | 0 | 0 | 0
9 | 250 | 2 | 71.6 | 0.90911 | 84.1445 | 0 | 0.40772 | -0.0057219 | 0 | 77.9288 | 77.8586 | 77.8586 | -0.0011121 | -0.0024648 | -0.00029973 | 0 | 0 | 0 | 0 | -0.00016162 | -0.0017062 | -0.0010338 | -2.49e-05 | -0.00087926 | -0.00010619 | 0.0020667 | 0.00043418 | 0 | 0 | 0 | 0 | 0 | 0 | 0 | 0 | 0 | 0 | 0 | 0.053963 | 0 | 0 | 0 | 0 | 0.85515 | 0 | 0 | 0
9 | 250 | 3 | 71.6 | 0.87625 | 84.1445 | 0 | 0.40772 | -0.0056483 | 0 | 77.8586 | 77.7894 | 77.7894 | -0.0010998 | -0.0024375 | -0.00029641 | 0 | 0 | 0 | 0 | -0.00016026 | -0.0016873 | -0.0010225 | -2.4624e-05 | -0.00086952 | -0.00011723 | 0.0020667 | 0.00043418 | 0 | 0 | 0 | 0 | 0 | 0 | 0 | 0 | 0 | 0 | 0 | 0.053997 | 0 | 0 | 0 | 0 | 0.82226 | 0 | 0 | 0
9 | 250 | 4 | 71.6 | 0.8434 | 84.1445 | 0 | 0.40772 | -0.0055619 | 0 | 77.7894 | 77.7213 | 77.7213 | -0.0010876 | -0.0024105 | -0.00029313 | 0 | 0 | 0 | 0 | -0.00015847 | -0.0016686 | -0.0010111 | -2.4352e-05 | -0.0008599 | -0.00011487 | 0.0020667 | 0.00043418 | 0 | 0 | 0 | 0 | 0 | 0 | 0 | 0 | 0 | 0 | 0 | 0.054031 | 0 | 0 | 0 | 0 | 0.78937 | 0 | 0 | 0
9 | 250 | 5 | 71.6 | 0.84343 | 84.1445 | 0 | 0.40772 | -0.0054633 | 0 | 77.7213 | 77.6543 | 77.6543 | -0.0010756 | -0.002384 | -0.0002899 | 0 | 0 | 0 | 0 | -0.00015631 | -0.0016502 | -0.00099989 | -2.4084e-05 | -0.00085043 | -9.9514e-05 | 0.0020667 | 0.00043418 | 0 | 0 | 0 | 0 | 0 | 0 | 0 | 0 | 0 | 0 | 0 | 0.054064 | 0 | 0 | 0 | 0 | 0.78937 | 0 | 0 | 0
9 | 250 | 6 | 71.6 | 0.94754 | 84.1445 | 0 | 0.47967 | -0.0039937 | 0 | 77.6543 | 77.6054 | 77.6054 | -0.0010639 | -0.0023579 | -0.00028673 | 0 | 0 | 0 | 0 | -0.00015461 | -0.0016322 | -0.00098895 | -2.382e-05 | -0.00084113 | -9.7405e-05 | 0.0034529 | 0.00072422 | 0 | 0 | 0 | 0 | 0 | 0 | 0 | 0 | 0 | 0 | 0 | 0.059505 | 0 | 0 | 0 | 0 | 0.88804 | 0 | 0 | 0
9 | 250 | 7 | 73.4 | 1.4454 | 84.1445 | 0 | 3.5975 | -0.00071777 | 0 | 77.6054 | 77.5966 | 77.5966 | -0.00073897 | -0.0016378 | -0.00019917 | 0 | 0 | 0.0010416 | 0.00039886 | -0.00010718 | -0.0021707 | -0.0009941 | -1.6546e-05 | -0.00058426 | -4.7765e-05 | 0.0043383 | 0.00091055 | 0 | 0 | 0 | 0 | 0 | 0 | 0 | 0 | 0 | 0 | 0 | 0.29427 | 0 | 0 | 0 | 0 | 1.1512 | 0 | 0 | 0
9 | 250 | 8 | 80.6 | 1.6426 | 84.1445 | 0 | 3.5975 | 0.025508 | 0 | 77.5966 | 77.9092 | 77.9092 | 0.00052777 | 0.0011697 | 0.00014224 | 0 | 0 | 0.0046167 | 0.0023038 | 7.7514e-05 | 0.0037382 | 0.0019803 | 1.1817e-05 | 0.00041727 | 2.4632e-05 | 0.0086767 | 0.0018211 | 0 | 0 | 0 | 0 | 0 | 0 | 0 | 0 | 0 | 0 | 0 | 0.29412 | 0 | 0 | 0 | 0 | 1.3485 | 0 | 0 | 0
9 | 250 | 9 | 82.4 | 1.6392 | 84.1445 | 0 | 3.1179 | 0.033331 | 0 | 77.9092 | 78.3176 | 78.3176 | 0.00078914 | 0.001749 | 0.00021269 | 0 | 0 | 0.0073994 | 0.004666 | 0.00011508 | 0.0085216 | 0.003058 | 1.7669e-05 | 0.00062392 | 5.433e-05 | 0.0050623 | 0.0010617 | 0 | 0 | 0 | 0 | 0 | 0 | 0 | 0 | 0 | 0 | 0 | 0.2578 | 0 | 0 | 0 | 0 | 1.3814 | 0 | 0 | 0
9 | 250 | 10 | 87.8 | 1.6718 | 84.1445 | 0 | 3.1179 | 0.045426 | 0 | 78.3176 | 78.8744 | 78.8744 | 0.0016663 | 0.003693 | 0.00044908 | 0 | 0 | 0.00959 | 0.0066532 | 0.00024623 | 0.013548 | 0.0041199 | 3.7308e-05 | 0.0013174 | 0.00035795 | 0.0030973 | 0.00065039 | 0 | 0 | 0 | 0 | 0 | 0 | 0 | 0 | 0 | 0 | 0 | 0.25753 | 0 | 0 | 0 | 0 | 1.4143 | 0 | 0 | 0
9 | 250 | 11 | 89.6 | 1.7044 | 84.1445 | 0 | 3.1179 | 0.05226 | 0 | 78.8744 | 79.5148 | 79.5148 | 0.0018847 | 0.0041772 | 0.00050797 | 0 | 0 | 0.010809 | 0.0080399 | 0.00027709 | 0.016704 | 0.004194 | 4.2199e-05 | 0.0014901 | 0.00038672 | 0.0030973 | 0.00065039 | 0 | 0 | 0 | 0 | 0 | 0 | 0 | 0 | 0 | 0 | 0 | 0.25721 | 0 | 0 | 0 | 0 | 1.4472 | 0 | 0 | 0
9 | 250 | 12 | 93.2 | 2.6834 | 84.1445 | 0 | 2.2065 | 0.057795 | 0.018204 | 79.5148 | 80.2231 | 80 | 0.0024048 | 0.0053298 | 0.00064813 | 0 | 0 | 0.011053 | 0.0081127 | 0.00035273 | 0.018079 | 0.0043933 | 5.3843e-05 | 0.0019013 | 0.00046872 | 0.0041315 | 0.0008666 | 0 | 0 | 0 | 0 | 0 | 0 | 1.0479 | 0 | 0 | 0 | 0 | 0.18835 | 0 | 0 | 0 | 0 | 1.4472 | 0 | 0 | 0
9 | 250 | 13 | 95 | 5.0391 | 84.1445 | 0 | 2.2065 | 0.059702 | 0.059702 | 80 | 80.7317 | 80 | 0.0026358 | 0.0058419 | 0.0007104 | 0 | 0 | 0.011166 | 0.0085103 | 0.0003879 | 0.019291 | 0.0045873 | 5.9016e-05 | 0.002084 | 0.00068023 | 0.0030973 | 0.00065039 | 0 | 0 | 0 | 0 | 0 | 0 | 3.4365 | 0 | 0 | 0 | 0 | 0.18835 | 0 | 0 | 0 | 0 | 1.4143 | 0 | 0 | 0
9 | 250 | 14 | 95 | 4.854 | 84.1445 | 0 | 1.7748 | 0.057622 | 0.057622 | 80 | 80.7062 | 80 | 0.0026358 | 0.0058419 | 0.0007104 | 0 | 0 | 0.010198 | 0.0081117 | 0.00038908 | 0.018814 | 0.0048344 | 5.9016e-05 | 0.002084 | 0.0008179 | 0.0025838 | 0.00054141 | 0 | 0 | 0 | 0 | 0 | 0 | 3.3168 | 0 | 0 | 0 | 0 | 0.15584 | 0 | 0 | 0 | 0 | 1.3814 | 0 | 0 | 0
9 | 250 | 15 | 96.8 | 14.0962 | 84.1445 | 0 | 1.7748 | 0.055542 | 0.21874 | 80 | 80.6807 | 78 | 0.0029521 | 0.0065429 | 0.00079565 | 0 | 0 | 0.0086749 | 0.0067794 | 0.00043752 | 0.017322 | 0.0053173 | 6.6098e-05 | 0.002334 | 0.0010704 | 0.0026854 | 0.00056426 | 0 | 0 | 0 | 0 | 0 | 0 | 12.5908 | 0 | 0 | 0 | 0 | 0.15683 | 0 | 0 | 0 | 0 | 1.3485 | 0 | 0 | 0
9 | 250 | 16 | 96.8 | 4.4894 | 84.1445 | 0 | 1.7748 | 0.050698 | 0.050698 | 78 | 78.6213 | 78 | 0.0033036 | 0.0073218 | 0.00089037 | 0 | 0 | 0.006412 | 0.0048495 | 0.00048774 | 0.014848 | 0.005483 | 7.3967e-05 | 0.0026119 | 0.0011666 | 0.0026854 | 0.00056426 | 0 | 0 | 0 | 0 | 0 | 0 | 2.9183 | 0 | 0 | 0 | 0 | 0.15683 | 0 | 0 | 0 | 0 | 1.4143 | 0 | 0 | 0
9 | 250 | 17 | 96.8 | 4.2935 | 84.1445 | 0 | 1.7748 | 0.042724 | 0.042724 | 78 | 78.5236 | 78 | 0.0033036 | 0.0073218 | 0.00089037 | 0 | 0 | 0.0040174 | 0.0025533 | 0.00048557 | 0.010868 | 0.0048461 | 7.3967e-05 | 0.0026119 | 0.0010008 | 0.0039265 | 0.00082442 | 0 | 0 | 0 | 0 | 0 | 0 | 2.4592 | 0 | 0 | 0 | 0 | 0.15683 | 0 | 0 | 0 | 0 | 1.6774 | 0 | 0 | 0
9 | 250 | 18 | 95 | 4.1735 | 84.1445 | 0 | 3.0219 | 0.031579 | 0.031579 | 78 | 78.387 | 78 | 0.0029873 | 0.0066208 | 0.00080512 | 0 | 0 | 0.0018738 | 0.0006952 | 0.00043924 | 0.0061048 | 0.0035881 | 6.6885e-05 | 0.0023618 | 0.00091208 | 0.0042349 | 0.00088946 | 0 | 0 | 0 | 0 | 0 | 0 | 1.8178 | 0 | 0 | 0 | 0 | 0.25073 | 0 | 0 | 0 | 0 | 2.105 | 0 | 0 | 0
9 | 250 | 19 | 89.6 | 3.3997 | 84.1445 | 0 | 3.0219 | 0.018709 | 0.018709 | 78 | 78.2293 | 78 | 0.0020384 | 0.0045177 | 0.00054938 | 0 | 0 | 0.00058123 | 0.00016277 | 0.00030004 | 0.0016342 | 0.0012771 | 4.5639e-05 | 0.0016116 | 0.00049149 | 0.0045452 | 0.0009545 | 0 | 0 | 0 | 0 | 0 | 0 | 1.0769 | 0 | 0 | 0 | 0 | 0.25073 | 0 | 0 | 0 | 0 | 2.0721 | 0 | 0 | 0
9 | 250 | 20 | 87.8 | 3.3942 | 84.1445 | 0 | 3.0219 | 0.020899 | 0.020899 | 78 | 78.2561 | 78 | 0.0017221 | 0.0038167 | 0.00046413 | 0 | 0 | 0 | 0 | 0.00025278 | 0.002642 | 0.0016017 | 3.8557e-05 | 0.0013615 | 0.00037681 | 0.0071272 | 0.0014959 | 0 | 0 | 0 | 0 | 0 | 0 | 1.203 | 0 | 0 | 0 | 0 | 0.25073 | 0 | 0 | 0 | 0 | 1.9405 | 0 | 0 | 0
9 | 250 | 21 | 86 | 3.1665 | 84.1445 | 0 | 3.0219 | 0.018656 | 0.018656 | 78 | 78.2286 | 78 | 0.0014058 | 0.0031157 | 0.00037888 | 0 | 0 | 0 | 0 | 0.00020694 | 0.0021567 | 0.0013075 | 3.1475e-05 | 0.0011114 | 0.00031869 | 0.0071272 | 0.0014959 | 0 | 0 | 0 | 0 | 0 | 0 | 1.0739 | 0 | 0 | 0 | 0 | 0.25073 | 0 | 0 | 0 | 0 | 1.8419 | 0 | 0 | 0
9 | 250 | 22 | 84.2 | 2.9129 | 84.1445 | 0 | 2.4463 | 0.016718 | 0.016718 | 78 | 78.2049 | 78 | 0.0010895 | 0.0024146 | 0.00029363 | 0 | 0 | 0 | 0 | 0.00015996 | 0.0016714 | 0.0010132 | 2.4393e-05 | 0.00086137 | 0.00018809 | 0.0074411 | 0.0015609 | 0 | 0 | 0 | 0 | 0 | 0 | 0.96232 | 0 | 0 | 0 | 0 | 0.20739 | 0 | 0 | 0 | 0 | 1.7432 | 0 | 0 | 0
9 | 250 | 23 | 84.2 | 2.6622 | 84.1445 | 0 | 2.4463 | 0.016935 | 0.016935 | 78 | 78.2075 | 78 | 0.0010895 | 0.0024146 | 0.00029363 | 0 | 0 | 0 | 0 | 0.00016233 | 0.0016714 | 0.0010139 | 2.4393e-05 | 0.00086137 | 0.00040145 | 0.0074411 | 0.0015609 | 0 | 0 | 0 | 0 | 0 | 0 | 0.97478 | 0 | 0 | 0 | 0 | 0.20739 | 0 | 0 | 0 | 0 | 1.4801 | 0 | 0 | 0
9 | 250 | 24 | 84.2 | 2.1847 | 84.1445 | 0 | 0.40772 | 0.015876 | 0.015876 | 78 | 78.1946 | 78 | 0.0010895 | 0.0024146 | 0.00029363 | 0 | 0 | 0 | 0 | 0.00016055 | 0.0016714 | 0.0010134 | 2.4393e-05 | 0.00086137 | 0.00022233 | 0.0067153 | 0.0014098 | 0 | 0 | 0 | 0 | 0 | 0 | 0.91386 | 0 | 0 | 0 | 0 | 0.053893 | 0 | 0 | 0 | 0 | 1.2169 | 0 | 0 | 0
9 | 251 | 1 | 82.4 | 1.4331 | 83.9882 | 0 | 0.40897 | 0.0079584 | 0.0079584 | 78 | 78.0975 | 78 | 0.00077317 | 0.0017136 | 0.00020838 | 0 | 0 | 0 | 0 | 0.00011357 | 0.0011862 | 0.00071908 | 1.7311e-05 | 0.0006113 | 0.00011498 | 0.0020667 | 0.00043418 | 0 | 0 | 0 | 0 | 0 | 0 | 0.4581 | 0 | 0 | 0 | 0 | 0.054105 | 0 | 0 | 0 | 0 | 0.92093 | 0 | 0 | 0
9 | 251 | 2 | 82.4 | 1.3673 | 83.9882 | 0 | 0.40897 | 0.0079584 | 0.0079584 | 78 | 78.0975 | 78 | 0.00077317 | 0.0017136 | 0.00020838 | 0 | 0 | 0 | 0 | 0.00011358 | 0.0011862 | 0.00071907 | 1.7311e-05 | 0.0006113 | 0.00011498 | 0.0020667 | 0.00043418 | 0 | 0 | 0 | 0 | 0 | 0 | 0.4581 | 0 | 0 | 0 | 0 | 0.054105 | 0 | 0 | 0 | 0 | 0.85515 | 0 | 0 | 0
9 | 251 | 3 | 80.6 | 1.2053 | 83.9882 | 0 | 0.40897 | 0.0057146 | 0.0057146 | 78 | 78.07 | 78 | 0.00045688 | 0.0010126 | 0.00012314 | 0 | 0 | 0 | 0 | 6.7136e-05 | 0.00070093 | 0.00042491 | 1.023e-05 | 0.00036122 | 5.6722e-05 | 0.0020667 | 0.00043418 | 0 | 0 | 0 | 0 | 0 | 0 | 0.32894 | 0 | 0 | 0 | 0 | 0.054105 | 0 | 0 | 0 | 0 | 0.82226 | 0 | 0 | 0
9 | 251 | 4 | 80.6 | 1.1724 | 83.9882 | 0 | 0.40897 | 0.0057145 | 0.0057145 | 78 | 78.07 | 78 | 0.00045688 | 0.0010126 | 0.00012314 | 0 | 0 | 0 | 0 | 6.7085e-05 | 0.00070093 | 0.0004249 | 1.023e-05 | 0.00036122 | 5.6722e-05 | 0.0020667 | 0.00043418 | 0 | 0 | 0 | 0 | 0 | 0 | 0.32893 | 0 | 0 | 0 | 0 | 0.054105 | 0 | 0 | 0 | 0 | 0.78937 | 0 | 0 | 0
9 | 251 | 5 | 80.6 | 1.1743 | 83.9882 | 0 | 0.40897 | 0.0057472 | 0.0057472 | 78 | 78.0704 | 78 | 0.00045688 | 0.0010126 | 0.00012314 | 0 | 0 | 0 | 0 | 6.7485e-05 | 0.00070093 | 0.00042501 | 1.023e-05 | 0.00036122 | 8.8912e-05 | 0.0020667 | 0.00043418 | 0 | 0 | 0 | 0 | 0 | 0 | 0.33082 | 0 | 0 | 0 | 0 | 0.054105 | 0 | 0 | 0 | 0 | 0.78937 | 0 | 0 | 0
9 | 251 | 6 | 80.6 | 1.3749 | 83.9882 | 0 | 0.48114 | 0.0074235 | 0.0074235 | 78 | 78.091 | 78 | 0.00045688 | 0.0010126 | 0.00012314 | 0 | 0 | 0 | 0 | 6.7484e-05 | 0.00070093 | 0.00042501 | 1.023e-05 | 0.00036122 | 8.8912e-05 | 0.0034529 | 0.00072422 | 0 | 0 | 0 | 0 | 0 | 0 | 0.42731 | 0 | 0 | 0 | 0 | 0.05956 | 0 | 0 | 0 | 0 | 0.88804 | 0 | 0 | 0
9 | 251 | 7 | 78.8 | 1.8 | 83.9882 | 0 | 3.6085 | 0.0061312 | 0.0061312 | 78 | 78.0751 | 78 | 0.00014058 | 0.00031157 | 3.7888e-05 | 0 | 0 | 0.00080805 | 0.00031487 | 2.0782e-05 | -0.00056189 | -0.00032786 | 3.1475e-06 | 0.00011114 | 2.407e-05 | 0.0043383 | 0.00091055 | 0 | 0 | 0 | 0 | 0 | 0 | 0.35292 | 0 | 0 | 0 | 0 | 0.29594 | 0 | 0 | 0 | 0 | 1.1512 | 0 | 0 | 0
9 | 251 | 8 | 82.4 | 3.1422 | 83.9882 | 0 | 3.6085 | 0.02602 | 0.02602 | 78 | 78.3189 | 78 | 0.00077317 | 0.0017136 | 0.00020838 | 0 | 0 | 0.0042522 | 0.0019819 | 0.00011425 | 0.0037781 | 0.0019323 | 1.7311e-05 | 0.0006113 | 0.00013988 | 0.0086767 | 0.0018211 | 0 | 0 | 0 | 0 | 0 | 0 | 1.4978 | 0 | 0 | 0 | 0 | 0.29594 | 0 | 0 | 0 | 0 | 1.3485 | 0 | 0 | 0
9 | 251 | 9 | 84.2 | 1.6408 | 83.9882 | 0 | 3.1274 | 0.034859 | 0 | 78 | 78.4272 | 78.4272 | 0.0010895 | 0.0024146 | 0.00029363 | 0 | 0 | 0.007337 | 0.0042452 | 0.00016295 | 0.008567 | 0.0032739 | 2.4393e-05 | 0.00086137 | 0.00046557 | 0.0050623 | 0.0010617 | 0 | 0 | 0 | 0 | 0 | 0 | 0 | 0 | 0 | 0 | 0 | 0.25936 | 0 | 0 | 0 | 0 | 1.3814 | 0 | 0 | 0
9 | 251 | 10 | 89.6 | 1.6734 | 83.9882 | 0 | 3.1274 | 0.041749 | 0 | 78.4272 | 78.9388 | 78.9388 | 0.0019633 | 0.0043513 | 0.00052914 | 0 | 0 | 0.0085228 | 0.0047211 | 0.00029077 | 0.011235 | 0.0042697 | 4.3959e-05 | 0.0015522 | 0.00052109 | 0.0030973 | 0.00065039 | 0 | 0 | 0 | 0 | 0 | 0 | 0 | 0 | 0 | 0 | 0 | 0.25911 | 0 | 0 | 0 | 0 | 1.4143 | 0 | 0 | 0
9 | 251 | 11 | 91.4 | 1.7061 | 83.9882 | 0 | 3.1274 | 0.035762 | 0 | 78.9388 | 79.3771 | 79.3771 | 0.0021897 | 0.0048531 | 0.00059016 | 0 | 0 | 0.0064471 | 0.0031073 | 0.00032515 | 0.0084312 | 0.0035218 | 4.9027e-05 | 0.0017312 | 0.00076855 | 0.0030973 | 0.00065039 | 0 | 0 | 0 | 0 | 0 | 0 | 0 | 0 | 0 | 0 | 0 | 0.2589 | 0 | 0 | 0 | 0 | 1.4472 | 0 | 0 | 0
9 | 251 | 12 | 95 | 2.0668 | 83.9882 | 0 | 2.2132 | 0.0583 | 0.0074734 | 79.3771 | 80.0916 | 80 | 0.0027453 | 0.0060844 | 0.0007399 | 0 | 0 | 0.012413 | 0.0062998 | 0.00041009 | 0.015409 | 0.0056868 | 6.1467e-05 | 0.0021705 | 0.0012823 | 0.0041315 | 0.0008666 | 0 | 0 | 0 | 0 | 0 | 0 | 0.43018 | 0 | 0 | 0 | 0 | 0.1895 | 0 | 0 | 0 | 0 | 1.4472 | 0 | 0 | 0
9 | 251 | 13 | 96.8 | 4.9797 | 83.9882 | 0 | 2.2132 | 0.058649 | 0.058649 | 80 | 80.7188 | 80 | 0.0029521 | 0.0065429 | 0.00079565 | 0 | 0 | 0.011132 | 0.0069401 | 0.0004375 | 0.017199 | 0.0054321 | 6.6098e-05 | 0.002334 | 0.0010704 | 0.0030973 | 0.00065039 | 0 | 0 | 0 | 0 | 0 | 0 | 3.3759 | 0 | 0 | 0 | 0 | 0.1895 | 0 | 0 | 0 | 0 | 1.4143 | 0 | 0 | 0
9 | 251 | 14 | 98.6 | 5.1352 | 83.9882 | 0 | 1.7802 | 0.062491 | 0.062491 | 80 | 80.7658 | 80 | 0.0032684 | 0.0072439 | 0.0008809 | 0 | 0 | 0.011172 | 0.0073711 | 0.00048335 | 0.018965 | 0.0061765 | 7.318e-05 | 0.0025841 | 0.0011469 | 0.0025838 | 0.00054141 | 0 | 0 | 0 | 0 | 0 | 0 | 3.597 | 0 | 0 | 0 | 0 | 0.15677 | 0 | 0 | 0 | 0 | 1.3814 | 0 | 0 | 0
9 | 251 | 15 | 100.4 | 14.2356 | 83.9882 | 0 | 1.7802 | 0.057947 | 0.22114 | 80 | 80.7102 | 78 | 0.0035847 | 0.0079449 | 0.00096614 | 0 | 0 | 0.011442 | 0.0050783 | 0.0005291 | 0.01462 | 0.0063856 | 8.0262e-05 | 0.0028342 | 0.0012327 | 0.0026854 | 0.00056426 | 0 | 0 | 0 | 0 | 0 | 0 | 12.7293 | 0 | 0 | 0 | 0 | 0.15775 | 0 | 0 | 0 | 0 | 1.3485 | 0 | 0 | 0
9 | 251 | 16 | 100.4 | 4.9309 | 83.9882 | 0 | 1.7802 | 0.058354 | 0.058354 | 78 | 78.7151 | 78 | 0.0039362 | 0.0087238 | 0.0010609 | 0 | 0 | 0.0091802 | 0.0047861 | 0.00057731 | 0.015659 | 0.0067084 | 8.8131e-05 | 0.0031121 | 0.0012717 | 0.0026854 | 0.00056426 | 0 | 0 | 0 | 0 | 0 | 0 | 3.3589 | 0 | 0 | 0 | 0 | 0.15775 | 0 | 0 | 0 | 0 | 1.4143 | 0 | 0 | 0
9 | 251 | 17 | 98.6 | 4.4724 | 83.9882 | 0 | 1.7802 | 0.045816 | 0.045816 | 78 | 78.5615 | 78 | 0.0036199 | 0.0080228 | 0.00097562 | 0 | 0 | 0.0050186 | 0.002515 | 0.00053131 | 0.011045 | 0.0052233 | 8.1049e-05 | 0.002862 | 0.0011713 | 0.0039265 | 0.00082442 | 0 | 0 | 0 | 0 | 0 | 0 | 2.6373 | 0 | 0 | 0 | 0 | 0.15775 | 0 | 0 | 0 | 0 | 1.6774 | 0 | 0 | 0
9 | 251 | 18 | 98.6 | 4.5106 | 83.9882 | 0 | 3.0312 | 0.03741 | 0.03741 | 78 | 78.4585 | 78 | 0.0036199 | 0.0080228 | 0.00097562 | 0 | 0 | 0.0026186 | 0.0010095 | 0.00053234 | 0.0073434 | 0.0040492 | 8.1049e-05 | 0.002862 | 0.0011713 | 0.0042349 | 0.00088946 | 0 | 0 | 0 | 0 | 0 | 0 | 2.1534 | 0 | 0 | 0 | 0 | 0.2523 | 0 | 0 | 0 | 0 | 2.105 | 0 | 0 | 0
9 | 251 | 19 | 96.8 | 3.9755 | 83.9882 | 0 | 3.0312 | 0.028685 | 0.028685 | 78 | 78.3515 | 78 | 0.0033036 | 0.0073218 | 0.00089037 | 0 | 0 | 0.00040175 | 0.00015562 | 0.00048593 | 0.004317 | 0.0025465 | 7.3967e-05 | 0.0026119 | 0.0010766 | 0.0045452 | 0.0009545 | 0 | 0 | 0 | 0 | 0 | 0 | 1.6511 | 0 | 0 | 0 | 0 | 0.2523 | 0 | 0 | 0 | 0 | 2.0721 | 0 | 0 | 0
9 | 251 | 20 | 95 | 3.9258 | 83.9882 | 0 | 3.0312 | 0.030106 | 0.030106 | 78 | 78.369 | 78 | 0.0029873 | 0.0066208 | 0.00080512 | 0 | 0 | 0 | 0 | 0.00043802 | 0.004583 | 0.0027784 | 6.6885e-05 | 0.0023618 | 0.00084218 | 0.0071272 | 0.0014959 | 0 | 0 | 0 | 0 | 0 | 0 | 1.733 | 0 | 0 | 0 | 0 | 0.2523 | 0 | 0 | 0 | 0 | 1.9405 | 0 | 0 | 0
9 | 251 | 21 | 93.2 | 3.701 | 83.9882 | 0 | 3.0312 | 0.027916 | 0.027916 | 78 | 78.3421 | 78 | 0.002671 | 0.0059197 | 0.00071987 | 0 | 0 | 0 | 0 | 0.0003937 | 0.0040977 | 0.0024844 | 5.9803e-05 | 0.0021118 | 0.00083494 | 0.0071272 | 0.0014959 | 0 | 0 | 0 | 0 | 0 | 0 | 1.6069 | 0 | 0 | 0 | 0 | 0.2523 | 0 | 0 | 0 | 0 | 1.8419 | 0 | 0 | 0
9 | 251 | 22 | 89.6 | 3.3091 | 83.9882 | 0 | 2.4538 | 0.023579 | 0.023579 | 78 | 78.289 | 78 | 0.0020384 | 0.0045177 | 0.00054938 | 0 | 0 | 0 | 0 | 0.00029951 | 0.0031272 | 0.0018958 | 4.5639e-05 | 0.0016116 | 0.00049149 | 0.0074411 | 0.0015609 | 0 | 0 | 0 | 0 | 0 | 0 | 1.3572 | 0 | 0 | 0 | 0 | 0.20866 | 0 | 0 | 0 | 0 | 1.7432 | 0 | 0 | 0
9 | 251 | 23 | 88.7 | 2.9796 | 83.9882 | 0 | 2.4538 | 0.022427 | 0.022427 | 78 | 78.2748 | 78 | 0.0018802 | 0.0041672 | 0.00050675 | 0 | 0 | 0 | 0 | 0.00027633 | 0.0028846 | 0.0017487 | 4.2098e-05 | 0.0014866 | 0.0004325 | 0.0074411 | 0.0015609 | 0 | 0 | 0 | 0 | 0 | 0 | 1.2909 | 0 | 0 | 0 | 0 | 0.20866 | 0 | 0 | 0 | 0 | 1.4801 | 0 | 0 | 0
9 | 251 | 24 | 87.8 | 2.4454 | 83.9882 | 0 | 0.40897 | 0.020401 | 0.020401 | 78 | 78.25 | 78 | 0.0017221 | 0.0038167 | 0.00046413 | 0 | 0 | 0 | 0 | 0.00025304 | 0.002642 | 0.0016016 | 3.8557e-05 | 0.0013615 | 0.00037681 | 0.0067153 | 0.0014098 | 0 | 0 | 0 | 0 | 0 | 0 | 1.1743 | 0 | 0 | 0 | 0 | 0.054105 | 0 | 0 | 0 | 0 | 1.2169 | 0 | 0 | 0
9 | 252 | 1 | 86 | 1.6942 | 83.8287 | 0 | 0.41023 | 0.01249 | 0.01249 | 78 | 78.1531 | 78 | 0.0014058 | 0.0031157 | 0.00037888 | 0 | 0 | 0 | 0 | 0.00020631 | 0.0021567 | 0.0013074 | 3.1475e-05 | 0.0011114 | 0.00027553 | 0.0020667 | 0.00043418 | 0 | 0 | 0 | 0 | 0 | 0 | 0.71894 | 0 | 0 | 0 | 0 | 0.054321 | 0 | 0 | 0 | 0 | 0.92093 | 0 | 0 | 0
9 | 252 | 2 | 84.92 | 1.5498 | 83.8287 | 0 | 0.41023 | 0.011125 | 0.011125 | 78 | 78.1363 | 78 | 0.001216 | 0.002695 | 0.00032773 | 0 | 0 | 0 | 0 | 0.00017852 | 0.0018655 | 0.0011309 | 2.7226e-05 | 0.0009614 | 0.00022137 | 0.0020667 | 0.00043418 | 0 | 0 | 0 | 0 | 0 | 0 | 0.64034 | 0 | 0 | 0 | 0 | 0.054321 | 0 | 0 | 0 | 0 | 0.85515 | 0 | 0 | 0
9 | 252 | 3 | 84.2 | 1.4647 | 83.8287 | 0 | 0.41023 | 0.010217 | 0.010217 | 78 | 78.1252 | 78 | 0.0010895 | 0.0024146 | 0.00029363 | 0 | 0 | 0 | 0 | 0.00015998 | 0.0016714 | 0.0010132 | 2.4393e-05 | 0.00086137 | 0.00018809 | 0.0020667 | 0.00043418 | 0 | 0 | 0 | 0 | 0 | 0 | 0.58811 | 0 | 0 | 0 | 0 | 0.054321 | 0 | 0 | 0 | 0 | 0.82226 | 0 | 0 | 0
9 | 252 | 4 | 82.4 | 1.3018 | 83.8287 | 0 | 0.41023 | 0.0079584 | 0.0079584 | 78 | 78.0975 | 78 | 0.00077317 | 0.0017136 | 0.00020838 | 0 | 0 | 0 | 0 | 0.00011357 | 0.0011862 | 0.00071907 | 1.7311e-05 | 0.0006113 | 0.00011498 | 0.0020667 | 0.00043418 | 0 | 0 | 0 | 0 | 0 | 0 | 0.4581 | 0 | 0 | 0 | 0 | 0.054321 | 0 | 0 | 0 | 0 | 0.78937 | 0 | 0 | 0
9 | 252 | 5 | 82.4 | 1.3018 | 83.8287 | 0 | 0.41023 | 0.0079584 | 0.0079584 | 78 | 78.0975 | 78 | 0.00077317 | 0.0017136 | 0.00020838 | 0 | 0 | 0 | 0 | 0.00011358 | 0.0011862 | 0.00071907 | 1.7311e-05 | 0.0006113 | 0.00011498 | 0.0020667 | 0.00043418 | 0 | 0 | 0 | 0 | 0 | 0 | 0.4581 | 0 | 0 | 0 | 0 | 0.054321 | 0 | 0 | 0 | 0 | 0.78937 | 0 | 0 | 0
9 | 252 | 6 | 80.6 | 1.3718 | 83.8287 | 0 | 0.48262 | 0.0073653 | 0.0073653 | 78 | 78.0903 | 78 | 0.00045688 | 0.0010126 | 0.00012314 | 0 | 0 | 0 | 0 | 6.6717e-05 | 0.00070093 | 0.0004248 | 1.023e-05 | 0.00036122 | 3.1654e-05 | 0.0034529 | 0.00072422 | 0 | 0 | 0 | 0 | 0 | 0 | 0.42395 | 0 | 0 | 0 | 0 | 0.059814 | 0 | 0 | 0 | 0 | 0.88804 | 0 | 0 | 0
9 | 252 | 7 | 80.6 | 1.9583 | 83.8287 | 0 | 3.6197 | 0.0088484 | 0.0088484 | 78 | 78.1084 | 78 | 0.00045688 | 0.0010126 | 0.00012314 | 0 | 0 | 0.00095653 | 0.00036765 | 6.6198e-05 | 6.933e-05 | 0.00015719 | 1.023e-05 | 0.00036122 | 1.8529e-05 | 0.0043383 | 0.00091055 | 0 | 0 | 0 | 0 | 0 | 0 | 0.50932 | 0 | 0 | 0 | 0 | 0.29784 | 0 | 0 | 0 | 0 | 1.1512 | 0 | 0 | 0
9 | 252 | 8 | 84.2 | 3.3415 | 83.8287 | 0 | 3.6197 | 0.029449 | 0.029449 | 78 | 78.3609 | 78 | 0.0010895 | 0.0024146 | 0.00029363 | 0 | 0 | 0.0046172 | 0.0021232 | 0.0001603 | 0.0047292 | 0.0024792 | 2.4393e-05 | 0.00086137 | 0.00015899 | 0.0086767 | 0.0018211 | 0 | 0 | 0 | 0 | 0 | 0 | 1.6951 | 0 | 0 | 0 | 0 | 0.29784 | 0 | 0 | 0 | 0 | 1.3485 | 0 | 0 | 0
9 | 252 | 9 | 87.8 | 1.6424 | 83.8287 | 0 | 3.137 | 0.038169 | 0 | 78 | 78.4678 | 78.4678 | 0.0017221 | 0.0038167 | 0.00046413 | 0 | 0 | 0.007155 | 0.0038521 | 0.0002541 | 0.0091361 | 0.0038682 | 3.8557e-05 | 0.0013615 | 0.00037681 | 0.0050623 | 0.0010617 | 0 | 0 | 0 | 0 | 0 | 0 | 0 | 0 | 0 | 0 | 0 | 0.26099 | 0 | 0 | 0 | 0 | 1.3814 | 0 | 0 | 0
9 | 252 | 10 | 91.4 | 1.6751 | 83.8287 | 0 | 3.137 | 0.031785 | 0 | 78.4678 | 78.8573 | 78.8573 | 0.0022725 | 0.0050365 | 0.00061247 | 0 | 0 | 0.0050564 | 0.00213 | 0.00033939 | 0.0066685 | 0.0030742 | 5.0881e-05 | 0.0017967 | 0.00099933 | 0.0030973 | 0.00065039 | 0 | 0 | 0 | 0 | 0 | 0 | 0 | 0 | 0 | 0 | 0 | 0.2608 | 0 | 0 | 0 | 0 | 1.4143 | 0 | 0 | 0
9 | 252 | 11 | 93.2 | 1.7076 | 83.8287 | 0 | 3.137 | 0.057175 | 0 | 78.8573 | 79.558 | 79.558 | 0.0025203 | 0.0055859 | 0.00067927 | 0 | 0 | 0.011569 | 0.0071489 | 0.00037894 | 0.016622 | 0.0053407 | 5.643e-05 | 0.0019926 | 0.0015333 | 0.0030973 | 0.00065039 | 0 | 0 | 0 | 0 | 0 | 0 | 0 | 0 | 0 | 0 | 0 | 0.26046 | 0 | 0 | 0 | 0 | 1.4472 | 0 | 0 | 0
9 | 252 | 12 | 93.2 | 1.9216 | 83.8287 | 0 | 2.2201 | 0.040997 | 0.0049296 | 79.558 | 80.0604 | 80 | 0.0023972 | 0.005313 | 0.00064609 | 0 | 0 | 0.0074955 | 0.0029033 | 0.00036101 | 0.0093081 | 0.0040561 | 5.3673e-05 | 0.0018953 | 0.0015699 | 0.0041315 | 0.0008666 | 0 | 0 | 0 | 0 | 0 | 0 | 0.28375 | 0 | 0 | 0 | 0 | 0.19067 | 0 | 0 | 0 | 0 | 1.4472 | 0 | 0 | 0
9 | 252 | 13 | 93.38 | 4.5424 | 83.8287 | 0 | 2.2201 | 0.051033 | 0.051033 | 80 | 80.6254 | 80 | 0.0023512 | 0.0052109 | 0.00063368 | 0 | 0 | 0.010128 | 0.0059356 | 0.00035143 | 0.014737 | 0.0048729 | 5.2643e-05 | 0.0018589 | 0.0011527 | 0.0030973 | 0.00065039 | 0 | 0 | 0 | 0 | 0 | 0 | 2.9375 | 0 | 0 | 0 | 0 | 0.19067 | 0 | 0 | 0 | 0 | 1.4143 | 0 | 0 | 0
9 | 252 | 14 | 93.2 | 4.4909 | 83.8287 | 0 | 1.7857 | 0.051281 | 0.051281 | 80 | 80.6285 | 80 | 0.0023195 | 0.0051408 | 0.00062515 | 0 | 0 | 0.01079 | 0.0057679 | 0.000344 | 0.014883 | 0.0055676 | 5.1934e-05 | 0.0018339 | 0.00083304 | 0.0025838 | 0.00054141 | 0 | 0 | 0 | 0 | 0 | 0 | 2.9518 | 0 | 0 | 0 | 0 | 0.15771 | 0 | 0 | 0 | 0 | 1.3814 | 0 | 0 | 0
9 | 252 | 15 | 95 | 13.3482 | 83.8287 | 0 | 1.7857 | 0.042515 | 0.20571 | 80 | 80.521 | 78 | 0.0026358 | 0.0058419 | 0.0007104 | 0 | 0 | 0.0066492 | 0.0039719 | 0.00039148 | 0.011502 | 0.004421 | 5.9016e-05 | 0.002084 | 0.00099839 | 0.0026854 | 0.00056426 | 0 | 0 | 0 | 0 | 0 | 0 | 11.841 | 0 | 0 | 0 | 0 | 0.15869 | 0 | 0 | 0 | 0 | 1.3485 | 0 | 0 | 0
9 | 252 | 16 | 96.8 | 4.4934 | 83.8287 | 0 | 1.7857 | 0.050736 | 0.050736 | 78 | 78.6218 | 78 | 0.0033036 | 0.0073218 | 0.00089037 | 0 | 0 | 0.0063378 | 0.0044186 | 0.00049076 | 0.014782 | 0.0058712 | 7.3967e-05 | 0.0026119 | 0.0013848 | 0.0026854 | 0.00056426 | 0 | 0 | 0 | 0 | 0 | 0 | 2.9204 | 0 | 0 | 0 | 0 | 0.15869 | 0 | 0 | 0 | 0 | 1.4143 | 0 | 0 | 0
9 | 252 | 17 | 96.8 | 4.1399 | 83.8287 | 0 | 1.7857 | 0.040024 | 0.040024 | 78 | 78.4905 | 78 | 0.0033036 | 0.0073218 | 0.00089037 | 0 | 0 | 0.0033002 | 0.0019045 | 0.0004954 | 0.009081 | 0.0043119 | 7.3967e-05 | 0.0026119 | 0.0019784 | 0.0039265 | 0.00082442 | 0 | 0 | 0 | 0 | 0 | 0 | 2.3038 | 0 | 0 | 0 | 0 | 0.15869 | 0 | 0 | 0 | 0 | 1.6774 | 0 | 0 | 0
9 | 252 | 18 | 93.2 | 3.9466 | 83.8287 | 0 | 3.0405 | 0.027584 | 0.027584 | 78 | 78.338 | 78 | 0.002671 | 0.0059197 | 0.00071987 | 0 | 0 | 0.0016488 | 0.00063251 | 0.0003946 | 0.0047314 | 0.002649 | 5.9803e-05 | 0.0021118 | 0.00092123 | 0.0042349 | 0.00088946 | 0 | 0 | 0 | 0 | 0 | 0 | 1.5878 | 0 | 0 | 0 | 0 | 0.2539 | 0 | 0 | 0 | 0 | 2.105 | 0 | 0 | 0
9 | 252 | 19 | 89.6 | 3.4368 | 83.8287 | 0 | 3.0405 | 0.019298 | 0.019298 | 78 | 78.2365 | 78 | 0.0020384 | 0.0045177 | 0.00054938 | 0 | 0 | 0.00041751 | 0.00015659 | 0.00030369 | 0.0020598 | 0.0012297 | 4.5639e-05 | 0.0016116 | 0.0008683 | 0.0045452 | 0.0009545 | 0 | 0 | 0 | 0 | 0 | 0 | 1.1108 | 0 | 0 | 0 | 0 | 0.2539 | 0 | 0 | 0 | 0 | 2.0721 | 0 | 0 | 0
9 | 252 | 20 | 87.8 | 3.4004 | 83.8287 | 0 | 3.0405 | 0.020952 | 0.020952 | 78 | 78.2568 | 78 | 0.0017221 | 0.0038167 | 0.00046413 | 0 | 0 | 0 | 0 | 0.00025352 | 0.002642 | 0.0016019 | 3.8557e-05 | 0.0013615 | 0.00042853 | 0.0071272 | 0.0014959 | 0 | 0 | 0 | 0 | 0 | 0 | 1.206 | 0 | 0 | 0 | 0 | 0.2539 | 0 | 0 | 0 | 0 | 1.9405 | 0 | 0 | 0
9 | 252 | 21 | 86 | 3.1671 | 83.8287 | 0 | 3.0405 | 0.018612 | 0.018612 | 78 | 78.2281 | 78 | 0.0014058 | 0.0031157 | 0.00037888 | 0 | 0 | 0 | 0 | 0.00020631 | 0.0021567 | 0.0013074 | 3.1475e-05 | 0.0011114 | 0.00027553 | 0.0071272 | 0.0014959 | 0 | 0 | 0 | 0 | 0 | 0 | 1.0713 | 0 | 0 | 0 | 0 | 0.2539 | 0 | 0 | 0 | 0 | 1.8419 | 0 | 0 | 0
9 | 252 | 22 | 82.4 | 2.7855 | 83.8287 | 0 | 2.4614 | 0.01446 | 0.01446 | 78 | 78.1772 | 78 | 0.00077317 | 0.0017136 | 0.00020838 | 0 | 0 | 0 | 0 | 0.00011378 | 0.0011862 | 0.00071913 | 1.7311e-05 | 0.0006113 | 0.00011498 | 0.0074411 | 0.0015609 | 0 | 0 | 0 | 0 | 0 | 0 | 0.83233 | 0 | 0 | 0 | 0 | 0.20996 | 0 | 0 | 0 | 0 | 1.7432 | 0 | 0 | 0
9 | 252 | 23 | 82.4 | 2.5238 | 83.8287 | 0 | 2.4614 | 0.014485 | 0.014485 | 78 | 78.1775 | 78 | 0.00077317 | 0.0017136 | 0.00020838 | 0 | 0 | 0 | 0 | 0.00011391 | 0.0011862 | 0.00071916 | 1.7311e-05 | 0.0006113 | 0.00013988 | 0.0074411 | 0.0015609 | 0 | 0 | 0 | 0 | 0 | 0 | 0.83377 | 0 | 0 | 0 | 0 | 0.20996 | 0 | 0 | 0 | 0 | 1.4801 | 0 | 0 | 0
9 | 252 | 24 | 80.6 | 1.9239 | 83.8287 | 0 | 0.41023 | 0.011339 | 0.011339 | 78 | 78.139 | 78 | 0.00045688 | 0.0010126 | 0.00012314 | 0 | 0 | 0 | 0 | 6.7137e-05 | 0.00070093 | 0.00042492 | 1.023e-05 | 0.00036122 | 5.6722e-05 | 0.0067153 | 0.0014098 | 0 | 0 | 0 | 0 | 0 | 0 | 0.65268 | 0 | 0 | 0 | 0 | 0.054321 | 0 | 0 | 0 | 0 | 1.2169 | 0 | 0 | 0
9 | 253 | 1 | 78.8 | 1.1761 | 83.6663 | 0 | 0.4115 | 0.0034861 | 0.0034861 | 78 | 78.0427 | 78 | 0.00014058 | 0.00031157 | 3.7888e-05 | 0 | 0 | 0 | 0 | 2.0666e-05 | 0.00021567 | 0.00013075 | 3.1475e-06 | 0.00011114 | 1.3905e-05 | 0.0020667 | 0.00043418 | 0 | 0 | 0 | 0 | 0 | 0 | 0.20067 | 0 | 0 | 0 | 0 | 0.054541 | 0 | 0 | 0 | 0 | 0.92093 | 0 | 0 | 0
9 | 253 | 2 | 78.8 | 1.1104 | 83.6663 | 0 | 0.4115 | 0.0034861 | 0.0034861 | 78 | 78.0427 | 78 | 0.00014058 | 0.00031157 | 3.7888e-05 | 0 | 0 | 0 | 0 | 2.0632e-05 | 0.00021567 | 0.00013074 | 3.1475e-06 | 0.00011114 | 1.3905e-05 | 0.0020667 | 0.00043418 | 0 | 0 | 0 | 0 | 0 | 0 | 0.20066 | 0 | 0 | 0 | 0 | 0.054541 | 0 | 0 | 0 | 0 | 0.85515 | 0 | 0 | 0
9 | 253 | 3 | 77 | 0.8768 | 83.6663 | 0 | 0.4115 | 0.00083451 | 0 | 78 | 78.0102 | 78 | -0.00017572 | -0.00038946 | -4.736e-05 | 0 | 0 | 0 | 0 | -2.5842e-05 | -0.00026959 | -0.00016343 | -3.9344e-06 | -0.00013893 | -1.7881e-05 | 0.0020667 | 0.00043418 | 0 | 0 | 0 | 0 | 0 | 0 | 0 | 0 | 0 | 0 | 0 | 0.054541 | 0 | 0 | 0 | 0 | 0.82226 | 0 | 0 | 0
9 | 253 | 4 | 73.4 | 0.84393 | 83.6663 | 0 | 0.4115 | -0.0036417 | 0 | 78 | 77.9554 | 77.9554 | -0.00080832 | -0.0017915 | -0.00021786 | 0 | 0 | 0 | 0 | -0.00011916 | -0.0012401 | -0.00075187 | -1.8098e-05 | -0.00063908 | -0.00012238 | 0.0020667 | 0.00043418 | 0 | 0 | 0 | 0 | 0 | 0 | 0 | 0 | 0 | 0 | 0 | 0.054563 | 0 | 0 | 0 | 0 | 0.78937 | 0 | 0 | 0
9 | 253 | 5 | 71.6 | 0.84396 | 83.6663 | 0 | 0.4115 | -0.0058458 | 0 | 77.9554 | 77.8837 | 77.8837 | -0.0011168 | -0.0024751 | -0.00030099 | 0 | 0 | 0 | 0 | -0.00016442 | -0.0017133 | -0.0010387 | -2.5005e-05 | -0.00088296 | -0.00019508 | 0.0020667 | 0.00043418 | 0 | 0 | 0 | 0 | 0 | 0 | 0 | 0 | 0 | 0 | 0 | 0.054598 | 0 | 0 | 0 | 0 | 0.78937 | 0 | 0 | 0
9 | 253 | 6 | 71.6 | 0.94819 | 83.6663 | 0 | 0.48412 | -0.0043389 | 0 | 77.8837 | 77.8306 | 77.8306 | -0.0011042 | -0.0024472 | -0.0002976 | 0 | 0 | 0 | 0 | -0.00016181 | -0.001694 | -0.0010268 | -2.4723e-05 | -0.00087301 | -0.00016239 | 0.0034529 | 0.00072422 | 0 | 0 | 0 | 0 | 0 | 0 | 0 | 0 | 0 | 0 | 0 | 0.060156 | 0 | 0 | 0 | 0 | 0.88804 | 0 | 0 | 0
9 | 253 | 7 | 71.6 | 1.451 | 83.6663 | 0 | 3.6309 | -0.0037158 | 0 | 77.8306 | 77.785 | 77.785 | -0.0010948 | -0.0024265 | -0.00029508 | 0 | 0 | 0.00061505 | 0.00024081 | -0.00016136 | -0.0023422 | -0.0014759 | -2.4514e-05 | -0.00086562 | -0.00022385 | 0.0043383 | 0.00091055 | 0 | 0 | 0 | 0 | 0 | 0 | 0 | 0 | 0 | 0 | 0 | 0.29989 | 0 | 0 | 0 | 0 | 1.1512 | 0 | 0 | 0
9 | 253 | 8 | 73.4 | 1.6483 | 83.6663 | 0 | 3.6309 | 0.014067 | 0 | 77.785 | 77.9574 | 77.9574 | -0.00077054 | -0.0017078 | -0.00020767 | 0 | 0 | 0.0039066 | 0.0017335 | -0.00011352 | 0.0011542 | 0.00034009 | -1.7253e-05 | -0.00060922 | -0.00013925 | 0.0086767 | 0.0018211 | 0 | 0 | 0 | 0 | 0 | 0 | 0 | 0 | 0 | 0 | 0 | 0.2998 | 0 | 0 | 0 | 0 | 1.3485 | 0 | 0 | 0
9 | 253 | 9 | 78.8 | 1.6442 | 83.6663 | 0 | 3.1468 | 0.023614 | 0 | 77.9574 | 78.2468 | 78.2468 | 0.00014806 | 0.00032815 | 3.9905e-05 | 0 | 0 | 0.0063099 | 0.0032693 | 2.2084e-05 | 0.0053642 | 0.0018457 | 3.3151e-06 | 0.00011706 | 4.2736e-05 | 0.0050623 | 0.0010617 | 0 | 0 | 0 | 0 | 0 | 0 | 0 | 0 | 0 | 0 | 0 | 0.26278 | 0 | 0 | 0 | 0 | 1.3814 | 0 | 0 | 0
9 | 253 | 10 | 84.2 | 1.6769 | 83.6663 | 0 | 3.1468 | 0.035022 | 0 | 78.2468 | 78.676 | 78.676 | 0.0010461 | 0.0023185 | 0.00028194 | 0 | 0 | 0.0092685 | 0.0045156 | 0.00015739 | 0.0090425 | 0.0032389 | 2.3422e-05 | 0.00082708 | 0.00055478 | 0.0030973 | 0.00065039 | 0 | 0 | 0 | 0 | 0 | 0 | 0 | 0 | 0 | 0 | 0 | 0.26257 | 0 | 0 | 0 | 0 | 1.4143 | 0 | 0 | 0
9 | 253 | 11 | 86 | 1.7095 | 83.6663 | 0 | 3.1468 | 0.04731 | 0 | 78.676 | 79.2558 | 79.2558 | 0.001287 | 0.0028524 | 0.00034686 | 0 | 0 | 0.011315 | 0.0072781 | 0.00019194 | 0.014817 | 0.0039377 | 2.8816e-05 | 0.0010175 | 0.00048993 | 0.0030973 | 0.00065039 | 0 | 0 | 0 | 0 | 0 | 0 | 0 | 0 | 0 | 0 | 0 | 0.26229 | 0 | 0 | 0 | 0 | 1.4472 | 0 | 0 | 0
9 | 253 | 12 | 87.8 | 1.6391 | 83.6663 | 0 | 2.227 | 0.049295 | 0 | 79.2558 | 79.8599 | 79.8599 | 0.0015014 | 0.0033276 | 0.00040465 | 0 | 0 | 0.011188 | 0.0074872 | 0.00022395 | 0.015076 | 0.0032767 | 3.3617e-05 | 0.0011871 | 0.00059123 | 0.0041315 | 0.0008666 | 0 | 0 | 0 | 0 | 0 | 0 | 0 | 0 | 0 | 0 | 0 | 0.19192 | 0 | 0 | 0 | 0 | 1.4472 | 0 | 0 | 0
9 | 253 | 13 | 89.6 | 3.8713 | 83.6663 | 0 | 2.227 | 0.050782 | 0.039352 | 79.8599 | 80.4823 | 80 | 0.0017115 | 0.0037933 | 0.00046129 | 0 | 0 | 0.011123 | 0.0077909 | 0.00025215 | 0.016466 | 0.0036712 | 3.8322e-05 | 0.0013532 | 0.00037322 | 0.0030973 | 0.00065039 | 0 | 0 | 0 | 0 | 0 | 0 | 2.2651 | 0 | 0 | 0 | 0 | 0.19186 | 0 | 0 | 0 | 0 | 1.4143 | 0 | 0 | 0
9 | 253 | 14 | 91.4 | 4.4881 | 83.6663 | 0 | 1.7912 | 0.051216 | 0.051216 | 80 | 80.6277 | 80 | 0.0020032 | 0.0044398 | 0.0005399 | 0 | 0 | 0.010322 | 0.0073492 | 0.00030045 | 0.016295 | 0.0041512 | 4.4852e-05 | 0.0015838 | 0.0010613 | 0.0025838 | 0.00054141 | 0 | 0 | 0 | 0 | 0 | 0 | 2.9481 | 0 | 0 | 0 | 0 | 0.15866 | 0 | 0 | 0 | 0 | 1.3814 | 0 | 0 | 0
9 | 253 | 15 | 91.4 | 13.7228 | 83.6663 | 0 | 1.7912 | 0.049006 | 0.2122 | 80 | 80.6006 | 78 | 0.0020032 | 0.0044398 | 0.0005399 | 0 | 0 | 0.0096448 | 0.0063315 | 0.00030023 | 0.015156 | 0.0046511 | 4.4852e-05 | 0.0015838 | 0.0010613 | 0.0026854 | 0.00056426 | 0 | 0 | 0 | 0 | 0 | 0 | 12.2147 | 0 | 0 | 0 | 0 | 0.15964 | 0 | 0 | 0 | 0 | 1.3485 | 0 | 0 | 0
9 | 253 | 16 | 91.4 | 3.8141 | 83.6663 | 0 | 1.7912 | 0.038919 | 0.038919 | 78 | 78.477 | 78 | 0.0023547 | 0.0052187 | 0.00063462 | 0 | 0 | 0.005906 | 0.0037493 | 0.00035098 | 0.010596 | 0.0038973 | 5.2721e-05 | 0.0018617 | 0.0010468 | 0.0026854 | 0.00056426 | 0 | 0 | 0 | 0 | 0 | 0 | 2.2402 | 0 | 0 | 0 | 0 | 0.15964 | 0 | 0 | 0 | 0 | 1.4143 | 0 | 0 | 0
9 | 253 | 17 | 91.4 | 3.9322 | 83.6663 | 0 | 1.7912 | 0.036399 | 0.036399 | 78 | 78.4461 | 78 | 0.0023547 | 0.0052187 | 0.00063462 | 0 | 0 | 0.0046343 | 0.0025013 | 0.00034651 | 0.00936 | 0.0040642 | 5.2721e-05 | 0.0018617 | 0.00061917 | 0.0039265 | 0.00082442 | 0 | 0 | 0 | 0 | 0 | 0 | 2.0952 | 0 | 0 | 0 | 0 | 0.15964 | 0 | 0 | 0 | 0 | 1.6774 | 0 | 0 | 0
9 | 253 | 18 | 89.6 | 3.7552 | 83.6663 | 0 | 3.05 | 0.02423 | 0.02423 | 78 | 78.2969 | 78 | 0.0020384 | 0.0045177 | 0.00054938 | 0 | 0 | 0.0022199 | 0.00081925 | 0.00030197 | 0.004083 | 0.0022227 | 4.5639e-05 | 0.0016116 | 0.00069591 | 0.0042349 | 0.00088946 | 0 | 0 | 0 | 0 | 0 | 0 | 1.3947 | 0 | 0 | 0 | 0 | 0.25553 | 0 | 0 | 0 | 0 | 2.105 | 0 | 0 | 0
9 | 253 | 19 | 84.2 | 2.969 | 83.6663 | 0 | 3.05 | 0.011142 | 0.011142 | 78 | 78.1365 | 78 | 0.0010895 | 0.0024146 | 0.00029363 | 0 | 0 | 0.0003486 | 0.00013038 | 0.00016055 | 8.2776e-05 | 4.8336e-05 | 2.4393e-05 | 0.00086137 | 0.00018809 | 0.0045452 | 0.0009545 | 0 | 0 | 0 | 0 | 0 | 0 | 0.64134 | 0 | 0 | 0 | 0 | 0.25553 | 0 | 0 | 0 | 0 | 2.0721 | 0 | 0 | 0
9 | 253 | 20 | 80.6 | 2.8774 | 83.6663 | 0 | 3.05 | 0.011837 | 0.011837 | 78 | 78.1451 | 78 | 0.00045688 | 0.0010126 | 0.00012314 | 0 | 0 | 0 | 0 | 6.7259e-05 | 0.00070093 | 0.00042493 | 1.023e-05 | 0.00036122 | 5.6722e-05 | 0.0071272 | 0.0014959 | 0 | 0 | 0 | 0 | 0 | 0 | 0.68135 | 0 | 0 | 0 | 0 | 0.25553 | 0 | 0 | 0 | 0 | 1.9405 | 0 | 0 | 0
9 | 253 | 21 | 77 | 2.0974 | 83.6663 | 0 | 3.05 | 0.005895 | 0 | 78 | 78.0722 | 78 | -0.00017572 | -0.00038946 | -4.736e-05 | 0 | 0 | 0 | 0 | -2.5887e-05 | -0.00026959 | -0.00016345 | -3.9344e-06 | -0.00013893 | -1.7881e-05 | 0.0071272 | 0.0014959 | 0 | 0 | 0 | 0 | 0 | 0 | 0 | 0 | 0 | 0 | 0 | 0.25553 | 0 | 0 | 0 | 0 | 1.8419 | 0 | 0 | 0
9 | 253 | 22 | 75.2 | 1.9545 | 83.6663 | 0 | 2.469 | 0.0039786 | 0 | 78 | 78.0488 | 78 | -0.00049202 | -0.0010905 | -0.00013261 | 0 | 0 | 0 | 0 | -7.2386e-05 | -0.00075484 | -0.00045762 | -1.1016e-05 | -0.00038901 | -6.2444e-05 | 0.0074411 | 0.0015609 | 0 | 0 | 0 | 0 | 0 | 0 | 0 | 0 | 0 | 0 | 0 | 0.21127 | 0 | 0 | 0 | 0 | 1.7432 | 0 | 0 | 0
9 | 253 | 23 | 75.2 | 1.6913 | 83.6663 | 0 | 2.469 | 0.0039929 | 0 | 78 | 78.0489 | 78 | -0.00049202 | -0.0010905 | -0.00013261 | 0 | 0 | 0 | 0 | -7.2028e-05 | -0.00075484 | -0.00045752 | -1.1016e-05 | -0.00038901 | -4.8629e-05 | 0.0074411 | 0.0015609 | 0 | 0 | 0 | 0 | 0 | 0 | 0 | 0 | 0 | 0 | 0 | 0.21127 | 0 | 0 | 0 | 0 | 1.4801 | 0 | 0 | 0
9 | 253 | 24 | 73.22 | 1.2715 | 83.6663 | 0 | 0.4115 | 0.00083014 | 0 | 78 | 78.0102 | 78 | -0.00083995 | -0.0018616 | -0.00022638 | 0 | 0 | 0 | 0 | -0.00012294 | -0.0012886 | -0.00078105 | -1.8807e-05 | -0.00066409 | -8.1688e-05 | 0.0067153 | 0.0014098 | 0 | 0 | 0 | 0 | 0 | 0 | 0 | 0 | 0 | 0 | 0 | 0.054541 | 0 | 0 | 0 | 0 | 1.2169 | 0 | 0 | 0
9 | 254 | 1 | 71.6 | 0.97573 | 83.5008 | 0 | 0.41279 | -0.0058183 | 0 | 78 | 77.9287 | 77.9287 | -0.0011246 | -0.0024925 | -0.0003031 | 0 | 0 | 0 | 0 | -0.00016421 | -0.0017254 | -0.0010456 | -2.518e-05 | -0.00088916 | -0.00011521 | 0.0020667 | 0.00043418 | 0 | 0 | 0 | 0 | 0 | 0 | 0 | 0 | 0 | 0 | 0 | 0.0548 | 0 | 0 | 0 | 0 | 0.92093 | 0 | 0 | 0
9 | 254 | 2 | 69.8 | 0.90999 | 83.5008 | 0 | 0.41279 | -0.0079744 | 0 | 77.9287 | 77.831 | 77.831 | -0.0014284 | -0.0031658 | -0.00038498 | 0 | 0 | 0 | 0 | -0.00020859 | -0.0021914 | -0.0013281 | -3.1982e-05 | -0.0011293 | -0.00017257 | 0.0020667 | 0.00043418 | 0 | 0 | 0 | 0 | 0 | 0 | 0 | 0 | 0 | 0 | 0 | 0.054848 | 0 | 0 | 0 | 0 | 0.85515 | 0 | 0 | 0
9 | 254 | 3 | 68 | 0.87717 | 83.5008 | 0 | 0.41279 | -0.010118 | 0 | 77.831 | 77.707 | 77.707 | -0.0017275 | -0.0038287 | -0.00046559 | 0 | 0 | 0 | 0 | -0.00025244 | -0.0026503 | -0.0016063 | -3.8679e-05 | -0.0013658 | -0.000249 | 0.0020667 | 0.00043418 | 0 | 0 | 0 | 0 | 0 | 0 | 0 | 0 | 0 | 0 | 0 | 0.054909 | 0 | 0 | 0 | 0 | 0.82226 | 0 | 0 | 0
9 | 254 | 4 | 66.2 | 0.84435 | 83.5008 | 0 | 0.41279 | -0.01224 | 0 | 77.707 | 77.557 | 77.557 | -0.002022 | -0.0044815 | -0.00054497 | 0 | 0 | 0 | 0 | -0.00029565 | -0.0031021 | -0.0018801 | -4.5273e-05 | -0.0015987 | -0.00033677 | 0.0020667 | 0.00043418 | 0 | 0 | 0 | 0 | 0 | 0 | 0 | 0 | 0 | 0 | 0 | 0.054983 | 0 | 0 | 0 | 0 | 0.78937 | 0 | 0 | 0
9 | 254 | 5 | 66.2 | 0.84442 | 83.5008 | 0 | 0.41279 | -0.0121 | 0 | 77.557 | 77.4087 | 77.4087 | -0.0019957 | -0.004423 | -0.00053787 | 0 | 0 | 0 | 0 | -0.00029202 | -0.0030617 | -0.0018557 | -4.4683e-05 | -0.0015778 | -0.00037851 | 0.0020667 | 0.00043418 | 0 | 0 | 0 | 0 | 0 | 0 | 0 | 0 | 0 | 0 | 0 | 0.055056 | 0 | 0 | 0 | 0 | 0.78937 | 0 | 0 | 0
9 | 254 | 6 | 66.2 | 0.94873 | 83.5008 | 0 | 0.48564 | -0.010474 | 0 | 77.4087 | 77.2803 | 77.2803 | -0.0019696 | -0.0043653 | -0.00053084 | 0 | 0 | 0 | 0 | -0.00028701 | -0.0030217 | -0.0018311 | -4.41e-05 | -0.0015572 | -0.00032026 | 0.0034529 | 0.00072422 | 0 | 0 | 0 | 0 | 0 | 0 | 0 | 0 | 0 | 0 | 0 | 0.060691 | 0 | 0 | 0 | 0 | 0.88804 | 0 | 0 | 0
9 | 254 | 7 | 69.8 | 1.4533 | 83.5008 | 0 | 3.6423 | -0.0046579 | 0 | 77.2803 | 77.2232 | 77.2232 | -0.0013145 | -0.0029133 | -0.00035427 | 0 | 0 | 0.00055449 | 0.00021649 | -0.00019127 | -0.0022902 | -0.0014881 | -2.9431e-05 | -0.0010392 | -0.00014692 | 0.0043383 | 0.00091055 | 0 | 0 | 0 | 0 | 0 | 0 | 0 | 0 | 0 | 0 | 0 | 0.30214 | 0 | 0 | 0 | 0 | 1.1512 | 0 | 0 | 0
9 | 254 | 8 | 73.4 | 1.6506 | 83.5008 | 0 | 3.6423 | 0.014468 | 0 | 77.2232 | 77.4005 | 77.4005 | -0.00067182 | -0.001489 | -0.00018107 | 0 | 0 | 0.0040371 | 0.0016949 | -9.833e-05 | 0.0011077 | 0.00017491 | -1.5042e-05 | -0.00053117 | -5.851e-05 | 0.0086767 | 0.0018211 | 0 | 0 | 0 | 0 | 0 | 0 | 0 | 0 | 0 | 0 | 0 | 0.30205 | 0 | 0 | 0 | 0 | 1.3485 | 0 | 0 | 0
9 | 254 | 9 | 77 | 1.6461 | 83.5008 | 0 | 3.1566 | 0.025444 | 0 | 77.4005 | 77.7123 | 77.7123 | -7.0381e-05 | -0.00015599 | -1.8969e-05 | 0 | 0 | 0.0077101 | 0.0040189 | -1.0366e-05 | 0.0060324 | 0.0018777 | -1.5758e-06 | -5.5646e-05 | -6.5608e-06 | 0.0050623 | 0.0010617 | 0 | 0 | 0 | 0 | 0 | 0 | 0 | 0 | 0 | 0 | 0 | 0.26476 | 0 | 0 | 0 | 0 | 1.3814 | 0 | 0 | 0
9 | 254 | 10 | 80.78 | 1.6788 | 83.5008 | 0 | 3.1566 | 0.03465 | 0 | 77.7123 | 78.137 | 78.137 | 0.00053905 | 0.0011947 | 0.00014528 | 0 | 0 | 0.0096314 | 0.0058633 | 7.928e-05 | 0.010235 | 0.0027209 | 1.2069e-05 | 0.00042619 | 5.5324e-05 | 0.0030973 | 0.00065039 | 0 | 0 | 0 | 0 | 0 | 0 | 0 | 0 | 0 | 0 | 0 | 0.26455 | 0 | 0 | 0 | 0 | 1.4143 | 0 | 0 | 0
9 | 254 | 11 | 84.2 | 1.7115 | 83.5008 | 0 | 3.1566 | 0.045362 | 0 | 78.137 | 78.6929 | 78.6929 | 0.0010654 | 0.0023613 | 0.00028714 | 0 | 0 | 0.011514 | 0.0076372 | 0.00015636 | 0.014356 | 0.0032443 | 2.3854e-05 | 0.00084234 | 0.00012656 | 0.0030973 | 0.00065039 | 0 | 0 | 0 | 0 | 0 | 0 | 0 | 0 | 0 | 0 | 0 | 0.26428 | 0 | 0 | 0 | 0 | 1.4472 | 0 | 0 | 0
9 | 254 | 12 | 87.8 | 1.6406 | 83.5008 | 0 | 2.2339 | 0.052765 | 0 | 78.6929 | 79.3395 | 79.3395 | 0.0016003 | 0.0035468 | 0.00043131 | 0 | 0 | 0.011967 | 0.0084121 | 0.0002351 | 0.016743 | 0.0032734 | 3.5831e-05 | 0.0012653 | 0.00025636 | 0.0041315 | 0.0008666 | 0 | 0 | 0 | 0 | 0 | 0 | 0 | 0 | 0 | 0 | 0 | 0.19339 | 0 | 0 | 0 | 0 | 1.4472 | 0 | 0 | 0
9 | 254 | 13 | 89.6 | 1.6074 | 83.5008 | 0 | 2.2339 | 0.053128 | 0 | 79.3395 | 79.9906 | 79.9906 | 0.001803 | 0.003996 | 0.00048594 | 0 | 0 | 0.011868 | 0.0084475 | 0.0002644 | 0.017261 | 0.0034717 | 4.0369e-05 | 0.0014255 | 0.00031627 | 0.0030973 | 0.00065039 | 0 | 0 | 0 | 0 | 0 | 0 | 0 | 0 | 0 | 0 | 0 | 0.19307 | 0 | 0 | 0 | 0 | 1.4143 | 0 | 0 | 0
9 | 254 | 14 | 91.4 | 4.4999 | 83.5008 | 0 | 1.7969 | 0.052168 | 0.051404 | 79.9906 | 80.63 | 80 | 0.0020049 | 0.0044435 | 0.00054035 | 0 | 0 | 0.011057 | 0.0077573 | 0.0002941 | 0.016787 | 0.0041461 | 4.4889e-05 | 0.0015851 | 0.00038161 | 0.0025838 | 0.00054141 | 0 | 0 | 0 | 0 | 0 | 0 | 2.9589 | 0 | 0 | 0 | 0 | 0.15964 | 0 | 0 | 0 | 0 | 1.3814 | 0 | 0 | 0
9 | 254 | 15 | 91.4 | 13.629 | 83.5008 | 0 | 1.7969 | 0.04736 | 0.21056 | 80 | 80.5804 | 78 | 0.0020032 | 0.0044398 | 0.0005399 | 0 | 0 | 0.0094634 | 0.0064101 | 0.0002919 | 0.014753 | 0.0042499 | 4.4852e-05 | 0.0015838 | 0.0003308 | 0.0026854 | 0.00056426 | 0 | 0 | 0 | 0 | 0 | 0 | 12.1199 | 0 | 0 | 0 | 0 | 0.16062 | 0 | 0 | 0 | 0 | 1.3485 | 0 | 0 | 0
9 | 254 | 16 | 91.4 | 4.0115 | 83.5008 | 0 | 1.7969 | 0.042331 | 0.042331 | 78 | 78.5188 | 78 | 0.0023547 | 0.0052187 | 0.00063462 | 0 | 0 | 0.0070959 | 0.0044959 | 0.00034456 | 0.012209 | 0.0043049 | 5.2721e-05 | 0.0018617 | 0.00050786 | 0.0026854 | 0.00056426 | 0 | 0 | 0 | 0 | 0 | 0 | 2.4366 | 0 | 0 | 0 | 0 | 0.16062 | 0 | 0 | 0 | 0 | 1.4143 | 0 | 0 | 0
9 | 254 | 17 | 91.4 | 3.7829 | 83.5008 | 0 | 1.7969 | 0.033788 | 0.033788 | 78 | 78.4141 | 78 | 0.0023547 | 0.0052187 | 0.00063462 | 0 | 0 | 0.003912 | 0.002341 | 0.00034475 | 0.00826 | 0.0035486 | 5.2721e-05 | 0.0018617 | 0.00050786 | 0.0039265 | 0.00082442 | 0 | 0 | 0 | 0 | 0 | 0 | 1.9449 | 0 | 0 | 0 | 0 | 0.16062 | 0 | 0 | 0 | 0 | 1.6774 | 0 | 0 | 0
9 | 254 | 18 | 89.6 | 3.6784 | 83.5008 | 0 | 3.0595 | 0.022866 | 0.022866 | 78 | 78.2802 | 78 | 0.0020384 | 0.0045177 | 0.00054938 | 0 | 0 | 0.0020876 | 0.00076515 | 0.00029846 | 0.0034916 | 0.0018955 | 4.5639e-05 | 0.0016116 | 0.00044075 | 0.0042349 | 0.00088946 | 0 | 0 | 0 | 0 | 0 | 0 | 1.3162 | 0 | 0 | 0 | 0 | 0.25719 | 0 | 0 | 0 | 0 | 2.105 | 0 | 0 | 0
9 | 254 | 19 | 86 | 3.0555 | 83.5008 | 0 | 3.0595 | 0.012617 | 0.012617 | 78 | 78.1546 | 78 | 0.0014058 | 0.0031157 | 0.00037888 | 0 | 0 | 0.00032103 | 0.00012096 | 0.00020614 | 0.00011941 | 6.7349e-05 | 3.1475e-05 | 0.0011114 | 0.0002389 | 0.0045452 | 0.0009545 | 0 | 0 | 0 | 0 | 0 | 0 | 0.72623 | 0 | 0 | 0 | 0 | 0.25719 | 0 | 0 | 0 | 0 | 2.0721 | 0 | 0 | 0
9 | 254 | 20 | 84.2 | 3.1425 | 83.5008 | 0 | 3.0595 | 0.016414 | 0.016414 | 78 | 78.2012 | 78 | 0.0010895 | 0.0024146 | 0.00029363 | 0 | 0 | 0 | 0 | 0.00016091 | 0.0016714 | 0.0010137 | 2.4393e-05 | 0.00086137 | 0.00026124 | 0.0071272 | 0.0014959 | 0 | 0 | 0 | 0 | 0 | 0 | 0.9448 | 0 | 0 | 0 | 0 | 0.25719 | 0 | 0 | 0 | 0 | 1.9405 | 0 | 0 | 0
9 | 254 | 21 | 82.4 | 2.911 | 83.5008 | 0 | 3.0595 | 0.014106 | 0.014106 | 78 | 78.1729 | 78 | 0.00077317 | 0.0017136 | 0.00020838 | 0 | 0 | 0 | 0 | 0.00011391 | 0.0011862 | 0.00071917 | 1.7311e-05 | 0.0006113 | 0.00013988 | 0.0071272 | 0.0014959 | 0 | 0 | 0 | 0 | 0 | 0 | 0.81196 | 0 | 0 | 0 | 0 | 0.25719 | 0 | 0 | 0 | 0 | 1.8419 | 0 | 0 | 0
9 | 254 | 22 | 78.8 | 2.531 | 83.5008 | 0 | 2.4767 | 0.0099922 | 0.0099922 | 78 | 78.1225 | 78 | 0.00014058 | 0.00031157 | 3.7888e-05 | 0 | 0 | 0 | 0 | 2.0755e-05 | 0.00021567 | 0.00013077 | 3.1475e-06 | 0.00011114 | 1.8677e-05 | 0.0074411 | 0.0015609 | 0 | 0 | 0 | 0 | 0 | 0 | 0.57516 | 0 | 0 | 0 | 0 | 0.21262 | 0 | 0 | 0 | 0 | 1.7432 | 0 | 0 | 0
9 | 254 | 23 | 80.6 | 2.3988 | 83.5008 | 0 | 2.4767 | 0.012268 | 0.012268 | 78 | 78.1503 | 78 | 0.00045688 | 0.0010126 | 0.00012314 | 0 | 0 | 0 | 0 | 6.7755e-05 | 0.00070093 | 0.00042508 | 1.023e-05 | 0.00036122 | 0.00010779 | 0.0074411 | 0.0015609 | 0 | 0 | 0 | 0 | 0 | 0 | 0.70614 | 0 | 0 | 0 | 0 | 0.21262 | 0 | 0 | 0 | 0 | 1.4801 | 0 | 0 | 0
9 | 254 | 24 | 77 | 1.2717 | 83.5008 | 0 | 0.41279 | 0.0054831 | 0 | 78 | 78.0672 | 78 | -0.00017572 | -0.00038946 | -4.736e-05 | 0 | 0 | 0 | 0 | -2.5888e-05 | -0.00026959 | -0.00016345 | -3.9344e-06 | -0.00013893 | -1.7881e-05 | 0.0067153 | 0.0014098 | 0 | 0 | 0 | 0 | 0 | 0 | 0 | 0 | 0 | 0 | 0 | 0.054765 | 0 | 0 | 0 | 0 | 1.2169 | 0 | 0 | 0
9 | 255 | 1 | 75.2 | 0.97593 | 83.3324 | 0 | 0.41409 | -0.0014514 | 0 | 78 | 77.9822 | 77.9822 | -0.00049202 | -0.0010905 | -0.00013261 | 0 | 0 | 0 | 0 | -7.2969e-05 | -0.00075484 | -0.00045778 | -1.1016e-05 | -0.00038901 | -0.00011729 | 0.0020667 | 0.00043418 | 0 | 0 | 0 | 0 | 0 | 0 | 0 | 0 | 0 | 0 | 0 | 0.055001 | 0 | 0 | 0 | 0 | 0.92093 | 0 | 0 | 0
9 | 255 | 2 | 73.4 | 0.91017 | 83.3324 | 0 | 0.41409 | -0.0036752 | 0 | 77.9822 | 77.9372 | 77.9372 | -0.00080519 | -0.0017846 | -0.00021701 | 0 | 0 | 0 | 0 | -0.00011913 | -0.0012353 | -0.00074908 | -1.8028e-05 | -0.00063661 | -0.00017693 | 0.0020667 | 0.00043418 | 0 | 0 | 0 | 0 | 0 | 0 | 0 | 0 | 0 | 0 | 0 | 0.055024 | 0 | 0 | 0 | 0 | 0.85515 | 0 | 0 | 0
9 | 255 | 3 | 73.4 | 0.8773 | 83.3324 | 0 | 0.41409 | -0.0036181 | 0 | 77.9372 | 77.8928 | 77.8928 | -0.00079728 | -0.001767 | -0.00021488 | 0 | 0 | 0 | 0 | -0.0001178 | -0.0012232 | -0.00074168 | -1.7851e-05 | -0.00063035 | -0.00017474 | 0.0020667 | 0.00043418 | 0 | 0 | 0 | 0 | 0 | 0 | 0 | 0 | 0 | 0 | 0 | 0.055045 | 0 | 0 | 0 | 0 | 0.82226 | 0 | 0 | 0
9 | 255 | 4 | 71.6 | 0.84445 | 83.3324 | 0 | 0.41409 | -0.0058022 | 0 | 77.8928 | 77.8217 | 77.8217 | -0.0011058 | -0.0024508 | -0.00029803 | 0 | 0 | 0 | 0 | -0.00016322 | -0.0016965 | -0.0010286 | -2.4759e-05 | -0.00087427 | -0.00022697 | 0.0020667 | 0.00043418 | 0 | 0 | 0 | 0 | 0 | 0 | 0 | 0 | 0 | 0 | 0 | 0.05508 | 0 | 0 | 0 | 0 | 0.78937 | 0 | 0 | 0
9 | 255 | 5 | 71.6 | 0.84448 | 83.3324 | 0 | 0.41409 | -0.005894 | 0 | 77.8217 | 77.7495 | 77.7495 | -0.0010933 | -0.0024231 | -0.00029466 | 0 | 0 | 0 | 0 | -0.0001629 | -0.0016773 | -0.0010174 | -2.4479e-05 | -0.00086439 | -0.00040311 | 0.0020667 | 0.00043418 | 0 | 0 | 0 | 0 | 0 | 0 | 0 | 0 | 0 | 0 | 0 | 0.055116 | 0 | 0 | 0 | 0 | 0.78937 | 0 | 0 | 0
9 | 255 | 6 | 71.6 | 0.94879 | 83.3324 | 0 | 0.48717 | -0.0042737 | 0 | 77.7495 | 77.6971 | 77.6971 | -0.0010806 | -0.002395 | -0.00029124 | 0 | 0 | 0 | 0 | -0.0001597 | -0.0016578 | -0.0010052 | -2.4195e-05 | -0.00085436 | -0.00025845 | 0.0034529 | 0.00072422 | 0 | 0 | 0 | 0 | 0 | 0 | 0 | 0 | 0 | 0 | 0 | 0.060753 | 0 | 0 | 0 | 0 | 0.88804 | 0 | 0 | 0
9 | 255 | 7 | 71.6 | 1.4551 | 83.3324 | 0 | 3.6537 | -0.003813 | 0 | 77.6971 | 77.6504 | 77.6504 | -0.0010714 | -0.0023746 | -0.00028876 | 0 | 0 | 0.00094563 | 0.00034333 | -0.00015878 | -0.0029398 | -0.0014379 | -2.3989e-05 | -0.00084708 | -0.00029801 | 0.0043383 | 0.00091055 | 0 | 0 | 0 | 0 | 0 | 0 | 0 | 0 | 0 | 0 | 0 | 0.30394 | 0 | 0 | 0 | 0 | 1.1512 | 0 | 0 | 0
9 | 255 | 8 | 75.2 | 1.6523 | 83.3324 | 0 | 3.6537 | 0.018159 | 0 | 77.6504 | 77.8729 | 77.8729 | -0.00043059 | -0.00095432 | -0.00011605 | 0 | 0 | 0.0047616 | 0.0021996 | -6.405e-05 | 0.0017901 | 0.00094465 | -9.6409e-06 | -0.00034044 | -0.0001201 | 0.0086767 | 0.0018211 | 0 | 0 | 0 | 0 | 0 | 0 | 0 | 0 | 0 | 0 | 0 | 0.30383 | 0 | 0 | 0 | 0 | 1.3485 | 0 | 0 | 0
9 | 255 | 9 | 78.8 | 1.6476 | 83.3324 | 0 | 3.1666 | 0.028924 | 0 | 77.8729 | 78.2274 | 78.2274 | 0.00016291 | 0.00036106 | 4.3906e-05 | 0 | 0 | 0.0077055 | 0.0045336 | 2.4302e-05 | 0.007302 | 0.0024842 | 3.6475e-06 | 0.0001288 | 5.0409e-05 | 0.0050623 | 0.0010617 | 0 | 0 | 0 | 0 | 0 | 0 | 0 | 0 | 0 | 0 | 0 | 0.26625 | 0 | 0 | 0 | 0 | 1.3814 | 0 | 0 | 0
9 | 255 | 10 | 82.4 | 1.6803 | 83.3324 | 0 | 3.1666 | 0.03926 | 0 | 78.2274 | 78.7085 | 78.7085 | 0.00073322 | 0.001625 | 0.00019761 | 0 | 0 | 0.0099599 | 0.0065017 | 0.00010973 | 0.012094 | 0.0033972 | 1.6417e-05 | 0.0005797 | 0.00029776 | 0.0030973 | 0.00065039 | 0 | 0 | 0 | 0 | 0 | 0 | 0 | 0 | 0 | 0 | 0 | 0.26601 | 0 | 0 | 0 | 0 | 1.4143 | 0 | 0 | 0
9 | 255 | 11 | 89.6 | 1.7129 | 83.3324 | 0 | 3.1666 | 0.052687 | 0 | 78.7085 | 79.3542 | 79.3542 | 0.0019139 | 0.0042418 | 0.00051582 | 0 | 0 | 0.011288 | 0.0073166 | 0.0002888 | 0.016005 | 0.0046076 | 4.2852e-05 | 0.0015132 | 0.0012069 | 0.0030973 | 0.00065039 | 0 | 0 | 0 | 0 | 0 | 0 | 0 | 0 | 0 | 0 | 0 | 0.2657 | 0 | 0 | 0 | 0 | 1.4472 | 0 | 0 | 0
9 | 255 | 12 | 91.4 | 2.0855 | 83.3324 | 0 | 2.241 | 0.060408 | 0.0077143 | 79.3542 | 80.0945 | 80 | 0.0021167 | 0.0046913 | 0.00057049 | 0 | 0 | 0.012839 | 0.0084545 | 0.00031581 | 0.018883 | 0.0049065 | 4.7393e-05 | 0.0016735 | 0.00091146 | 0.0041315 | 0.0008666 | 0 | 0 | 0 | 0 | 0 | 0 | 0.44404 | 0 | 0 | 0 | 0 | 0.1943 | 0 | 0 | 0 | 0 | 1.4472 | 0 | 0 | 0
9 | 255 | 13 | 91.4 | 3.7274 | 83.3324 | 0 | 2.241 | 0.03681 | 0.03681 | 80 | 80.4511 | 80 | 0.0020032 | 0.0044398 | 0.0005399 | 0 | 0 | 0.0076326 | 0.0029564 | 0.00030096 | 0.0087266 | 0.0036698 | 4.4852e-05 | 0.0015838 | 0.0011649 | 0.0030973 | 0.00065039 | 0 | 0 | 0 | 0 | 0 | 0 | 2.1189 | 0 | 0 | 0 | 0 | 0.1943 | 0 | 0 | 0 | 0 | 1.4143 | 0 | 0 | 0
9 | 255 | 14 | 93.2 | 4.4316 | 83.3324 | 0 | 1.8025 | 0.0502 | 0.0502 | 80 | 80.6152 | 80 | 0.0023195 | 0.0051408 | 0.00062515 | 0 | 0 | 0.011298 | 0.0051665 | 0.00034791 | 0.013484 | 0.0055385 | 5.1934e-05 | 0.0018339 | 0.0012686 | 0.0025838 | 0.00054141 | 0 | 0 | 0 | 0 | 0 | 0 | 2.8896 | 0 | 0 | 0 | 0 | 0.16063 | 0 | 0 | 0 | 0 | 1.3814 | 0 | 0 | 0
9 | 255 | 15 | 95 | 13.2511 | 83.3324 | 0 | 1.8025 | 0.040777 | 0.20397 | 80 | 80.4997 | 78 | 0.0026358 | 0.0058419 | 0.0007104 | 0 | 0 | 0.0076393 | 0.0032036 | 0.00039335 | 0.0095033 | 0.0042422 | 5.9016e-05 | 0.002084 | 0.0012147 | 0.0026854 | 0.00056426 | 0 | 0 | 0 | 0 | 0 | 0 | 11.741 | 0 | 0 | 0 | 0 | 0.16161 | 0 | 0 | 0 | 0 | 1.3485 | 0 | 0 | 0
9 | 255 | 16 | 95 | 4.4252 | 83.3324 | 0 | 1.8025 | 0.0495 | 0.0495 | 78 | 78.6066 | 78 | 0.0029873 | 0.0066208 | 0.00080512 | 0 | 0 | 0.0075329 | 0.0043777 | 0.00044544 | 0.013978 | 0.0056378 | 6.6885e-05 | 0.0023618 | 0.0014365 | 0.0026854 | 0.00056426 | 0 | 0 | 0 | 0 | 0 | 0 | 2.8493 | 0 | 0 | 0 | 0 | 0.16161 | 0 | 0 | 0 | 0 | 1.4143 | 0 | 0 | 0
9 | 255 | 17 | 93.2 | 4.0833 | 83.3324 | 0 | 1.8025 | 0.03899 | 0.03899 | 78 | 78.4778 | 78 | 0.002671 | 0.0059197 | 0.00071987 | 0 | 0 | 0.0039429 | 0.0023725 | 0.00039793 | 0.010144 | 0.0046635 | 5.9803e-05 | 0.0021118 | 0.0012363 | 0.0039265 | 0.00082442 | 0 | 0 | 0 | 0 | 0 | 0 | 2.2443 | 0 | 0 | 0 | 0 | 0.16161 | 0 | 0 | 0 | 0 | 1.6774 | 0 | 0 | 0
9 | 255 | 18 | 91.4 | 3.9326 | 83.3324 | 0 | 3.0691 | 0.027254 | 0.027254 | 78 | 78.334 | 78 | 0.0023547 | 0.0052187 | 0.00063462 | 0 | 0 | 0.0016942 | 0.00055784 | 0.00034982 | 0.0052658 | 0.0031939 | 5.2721e-05 | 0.0018617 | 0.00094518 | 0.0042349 | 0.00088946 | 0 | 0 | 0 | 0 | 0 | 0 | 1.5687 | 0 | 0 | 0 | 0 | 0.25888 | 0 | 0 | 0 | 0 | 2.105 | 0 | 0 | 0
9 | 255 | 19 | 87.8 | 3.2769 | 83.3324 | 0 | 3.0691 | 0.016434 | 0.016434 | 78 | 78.2014 | 78 | 0.0017221 | 0.0038167 | 0.00046413 | 0 | 0 | 0.00039957 | 0.00013232 | 0.00025528 | 0.001215 | 0.00097611 | 3.8557e-05 | 0.0013615 | 0.00055297 | 0.0045452 | 0.0009545 | 0 | 0 | 0 | 0 | 0 | 0 | 0.94596 | 0 | 0 | 0 | 0 | 0.25888 | 0 | 0 | 0 | 0 | 2.0721 | 0 | 0 | 0
9 | 255 | 20 | 87.8 | 3.4089 | 83.3324 | 0 | 3.0691 | 0.021012 | 0.021012 | 78 | 78.2575 | 78 | 0.0017221 | 0.0038167 | 0.00046413 | 0 | 0 | 0 | 0 | 0.00025464 | 0.002642 | 0.0016022 | 3.8557e-05 | 0.0013615 | 0.00048747 | 0.0071272 | 0.0014959 | 0 | 0 | 0 | 0 | 0 | 0 | 1.2095 | 0 | 0 | 0 | 0 | 0.25888 | 0 | 0 | 0 | 0 | 1.9405 | 0 | 0 | 0
9 | 255 | 21 | 86 | 3.1841 | 83.3324 | 0 | 3.0691 | 0.018822 | 0.018822 | 78 | 78.2307 | 78 | 0.0014058 | 0.0031157 | 0.00037888 | 0 | 0 | 0 | 0 | 0.00020877 | 0.0021567 | 0.001308 | 3.1475e-05 | 0.0011114 | 0.0004817 | 0.0071272 | 0.0014959 | 0 | 0 | 0 | 0 | 0 | 0 | 1.0834 | 0 | 0 | 0 | 0 | 0.25888 | 0 | 0 | 0 | 0 | 1.8419 | 0 | 0 | 0
9 | 255 | 22 | 86 | 3.0589 | 83.3324 | 0 | 2.4845 | 0.019141 | 0.019141 | 78 | 78.2346 | 78 | 0.0014058 | 0.0031157 | 0.00037888 | 0 | 0 | 0 | 0 | 0.00020838 | 0.0021567 | 0.0013079 | 3.1475e-05 | 0.0011114 | 0.00042235 | 0.0074411 | 0.0015609 | 0 | 0 | 0 | 0 | 0 | 0 | 1.1018 | 0 | 0 | 0 | 0 | 0.21399 | 0 | 0 | 0 | 0 | 1.7432 | 0 | 0 | 0
9 | 255 | 23 | 84.2 | 2.6688 | 83.3324 | 0 | 2.4845 | 0.016935 | 0.016935 | 78 | 78.2075 | 78 | 0.0010895 | 0.0024146 | 0.00029363 | 0 | 0 | 0 | 0 | 0.00016227 | 0.0016714 | 0.0010139 | 2.4393e-05 | 0.00086137 | 0.00040145 | 0.0074411 | 0.0015609 | 0 | 0 | 0 | 0 | 0 | 0 | 0.97477 | 0 | 0 | 0 | 0 | 0.21399 | 0 | 0 | 0 | 0 | 1.4801 | 0 | 0 | 0
9 | 255 | 24 | 82.4 | 2.0569 | 83.3324 | 0 | 0.41409 | 0.013637 | 0.013637 | 78 | 78.1671 | 78 | 0.00077317 | 0.0017136 | 0.00020838 | 0 | 0 | 0 | 0 | 0.00011424 | 0.0011862 | 0.00071926 | 1.7311e-05 | 0.0006113 | 0.00016813 | 0.0067153 | 0.0014098 | 0 | 0 | 0 | 0 | 0 | 0 | 0.78494 | 0 | 0 | 0 | 0 | 0.054993 | 0 | 0 | 0 | 0 | 1.2169 | 0 | 0 | 0
9 | 256 | 1 | 82.4 | 1.4392 | 83.1612 | 0 | 0.4154 | 0.0080441 | 0.0080441 | 78 | 78.0986 | 78 | 0.00077317 | 0.0017136 | 0.00020838 | 0 | 0 | 0 | 0 | 0.00011456 | 0.0011862 | 0.00071934 | 1.7311e-05 | 0.0006113 | 0.00019938 | 0.0020667 | 0.00043418 | 0 | 0 | 0 | 0 | 0 | 0 | 0.46303 | 0 | 0 | 0 | 0 | 0.055224 | 0 | 0 | 0 | 0 | 0.92093 | 0 | 0 | 0
9 | 256 | 2 | 80.6 | 1.2435 | 83.1612 | 0 | 0.4154 | 0.0057871 | 0.0057871 | 78 | 78.0709 | 78 | 0.00045688 | 0.0010126 | 0.00012314 | 0 | 0 | 0 | 0 | 6.7893e-05 | 0.00070093 | 0.00042512 | 1.023e-05 | 0.00036122 | 0.00012824 | 0.0020667 | 0.00043418 | 0 | 0 | 0 | 0 | 0 | 0 | 0.33311 | 0 | 0 | 0 | 0 | 0.055224 | 0 | 0 | 0 | 0 | 0.85515 | 0 | 0 | 0
9 | 256 | 3 | 78.8 | 1.0795 | 83.1612 | 0 | 0.4154 | 0.003509 | 0.003509 | 78 | 78.043 | 78 | 0.00014058 | 0.00031157 | 3.7888e-05 | 0 | 0 | 0 | 0 | 2.0894e-05 | 0.00021567 | 0.00013081 | 3.1475e-06 | 0.00011114 | 3.6442e-05 | 0.0020667 | 0.00043418 | 0 | 0 | 0 | 0 | 0 | 0 | 0.20198 | 0 | 0 | 0 | 0 | 0.055224 | 0 | 0 | 0 | 0 | 0.82226 | 0 | 0 | 0
9 | 256 | 4 | 78.8 | 1.0462 | 83.1612 | 0 | 0.4154 | 0.0035025 | 0.0035025 | 78 | 78.0429 | 78 | 0.00014058 | 0.00031157 | 3.7888e-05 | 0 | 0 | 0 | 0 | 2.0818e-05 | 0.00021567 | 0.00013079 | 3.1475e-06 | 0.00011114 | 3.0014e-05 | 0.0020667 | 0.00043418 | 0 | 0 | 0 | 0 | 0 | 0 | 0.20161 | 0 | 0 | 0 | 0 | 0.055224 | 0 | 0 | 0 | 0 | 0.78937 | 0 | 0 | 0
9 | 256 | 5 | 77 | 0.84459 | 83.1612 | 0 | 0.4154 | 0.00082847 | 0 | 78 | 78.0102 | 78 | -0.00017572 | -0.00038946 | -4.736e-05 | 0 | 0 | 0 | 0 | -2.5913e-05 | -0.00026959 | -0.00016345 | -3.9344e-06 | -0.00013893 | -2.3826e-05 | 0.0020667 | 0.00043418 | 0 | 0 | 0 | 0 | 0 | 0 | 0 | 0 | 0 | 0 | 0 | 0.055224 | 0 | 0 | 0 | 0 | 0.78937 | 0 | 0 | 0
9 | 256 | 6 | 77 | 0.94891 | 83.1612 | 0 | 0.48871 | 0.0022079 | 0 | 78 | 78.0271 | 78 | -0.00017572 | -0.00038946 | -4.736e-05 | 0 | 0 | 0 | 0 | -2.5949e-05 | -0.00026959 | -0.00016346 | -3.9344e-06 | -0.00013893 | -3.0549e-05 | 0.0034529 | 0.00072422 | 0 | 0 | 0 | 0 | 0 | 0 | 0 | 0 | 0 | 0 | 0 | 0.060877 | 0 | 0 | 0 | 0 | 0.88804 | 0 | 0 | 0
9 | 256 | 7 | 77 | 1.457 | 83.1612 | 0 | 3.6653 | 0.0039714 | 0 | 78 | 78.0487 | 78 | -0.00017572 | -0.00038946 | -4.736e-05 | 0 | 0 | 0.0008871 | 0.00033219 | -2.6024e-05 | -0.00055057 | -0.00021626 | -3.9344e-06 | -0.00013893 | -3.796e-05 | 0.0043383 | 0.00091055 | 0 | 0 | 0 | 0 | 0 | 0 | 0 | 0 | 0 | 0 | 0 | 0.30582 | 0 | 0 | 0 | 0 | 1.1512 | 0 | 0 | 0
9 | 256 | 8 | 78.8 | 2.5957 | 83.1612 | 0 | 3.6653 | 0.016354 | 0.016354 | 78 | 78.2004 | 78 | 0.00014058 | 0.00031157 | 3.7888e-05 | 0 | 0 | 0.0024686 | 0.00097086 | 2.1067e-05 | 0.0013676 | 0.000364 | 3.1475e-06 | 0.00011114 | 5.9604e-05 | 0.0086767 | 0.0018211 | 0 | 0 | 0 | 0 | 0 | 0 | 0.94135 | 0 | 0 | 0 | 0 | 0.30582 | 0 | 0 | 0 | 0 | 1.3485 | 0 | 0 | 0
9 | 256 | 9 | 82.4 | 1.6494 | 83.1612 | 0 | 3.1766 | 0.026849 | 0 | 78 | 78.329 | 78.329 | 0.00077317 | 0.0017136 | 0.00020838 | 0 | 0 | 0.0063357 | 0.0026554 | 0.00011571 | 0.0056842 | 0.0022944 | 1.7311e-05 | 0.0006113 | 0.00031584 | 0.0050623 | 0.0010617 | 0 | 0 | 0 | 0 | 0 | 0 | 0 | 0 | 0 | 0 | 0 | 0.26797 | 0 | 0 | 0 | 0 | 1.3814 | 0 | 0 | 0
9 | 256 | 10 | 87.8 | 1.682 | 83.1612 | 0 | 3.1766 | 0.034401 | 0 | 78.329 | 78.7506 | 78.7506 | 0.0016643 | 0.0036885 | 0.00044854 | 0 | 0 | 0.0074608 | 0.0033174 | 0.00025044 | 0.008127 | 0.0034053 | 3.7263e-05 | 0.0013158 | 0.00093797 | 0.0030973 | 0.00065039 | 0 | 0 | 0 | 0 | 0 | 0 | 0 | 0 | 0 | 0 | 0 | 0.26777 | 0 | 0 | 0 | 0 | 1.4143 | 0 | 0 | 0
9 | 256 | 11 | 89.6 | 1.7147 | 83.1612 | 0 | 3.1766 | 0.047235 | 0 | 78.7506 | 79.3295 | 79.3295 | 0.0019065 | 0.0042254 | 0.00051383 | 0 | 0 | 0.011387 | 0.0053839 | 0.00028524 | 0.012526 | 0.0048049 | 4.2686e-05 | 0.0015073 | 0.000905 | 0.0030973 | 0.00065039 | 0 | 0 | 0 | 0 | 0 | 0 | 0 | 0 | 0 | 0 | 0 | 0.26748 | 0 | 0 | 0 | 0 | 1.4472 | 0 | 0 | 0
9 | 256 | 12 | 93.2 | 1.6428 | 83.1612 | 0 | 2.2481 | 0.044536 | 0 | 79.3295 | 79.8753 | 79.8753 | 0.0024373 | 0.005402 | 0.00065691 | 0 | 0 | 0.0090866 | 0.0037308 | 0.00036402 | 0.01033 | 0.0044534 | 5.4572e-05 | 0.001927 | 0.0010952 | 0.0041315 | 0.0008666 | 0 | 0 | 0 | 0 | 0 | 0 | 0 | 0 | 0 | 0 | 0 | 0.19562 | 0 | 0 | 0 | 0 | 1.4472 | 0 | 0 | 0
9 | 256 | 13 | 95 | 3.4613 | 83.1612 | 0 | 2.2481 | 0.042341 | 0.032166 | 79.8753 | 80.3942 | 80 | 0.0026577 | 0.0058904 | 0.00071631 | 0 | 0 | 0.0078273 | 0.0030441 | 0.00040138 | 0.0097033 | 0.0042733 | 5.9507e-05 | 0.0021013 | 0.0019187 | 0.0030973 | 0.00065039 | 0 | 0 | 0 | 0 | 0 | 0 | 1.8515 | 0 | 0 | 0 | 0 | 0.19556 | 0 | 0 | 0 | 0 | 1.4143 | 0 | 0 | 0
9 | 256 | 14 | 96.8 | 4.5438 | 83.1612 | 0 | 1.8082 | 0.052131 | 0.052131 | 80 | 80.6389 | 80 | 0.0029521 | 0.0065429 | 0.00079565 | 0 | 0 | 0.01121 | 0.0048218 | 0.00043742 | 0.013131 | 0.0056445 | 6.6098e-05 | 0.002334 | 0.0010704 | 0.0025838 | 0.00054141 | 0 | 0 | 0 | 0 | 0 | 0 | 3.0007 | 0 | 0 | 0 | 0 | 0.16164 | 0 | 0 | 0 | 0 | 1.3814 | 0 | 0 | 0
9 | 256 | 15 | 96.8 | 13.4056 | 83.1612 | 0 | 1.8082 | 0.043444 | 0.20664 | 80 | 80.5324 | 78 | 0.0029521 | 0.0065429 | 0.00079565 | 0 | 0 | 0.0077848 | 0.00335 | 0.00043697 | 0.010254 | 0.004607 | 6.6098e-05 | 0.002334 | 0.0010704 | 0.0026854 | 0.00056426 | 0 | 0 | 0 | 0 | 0 | 0 | 11.8945 | 0 | 0 | 0 | 0 | 0.16262 | 0 | 0 | 0 | 0 | 1.3485 | 0 | 0 | 0
9 | 256 | 16 | 95 | 4.4129 | 83.1612 | 0 | 1.8082 | 0.049268 | 0.049268 | 78 | 78.6038 | 78 | 0.0029873 | 0.0066208 | 0.00080512 | 0 | 0 | 0.0099309 | 0.0040555 | 0.00044391 | 0.012065 | 0.0053701 | 6.6885e-05 | 0.0023618 | 0.0013115 | 0.0026854 | 0.00056426 | 0 | 0 | 0 | 0 | 0 | 0 | 2.836 | 0 | 0 | 0 | 0 | 0.16262 | 0 | 0 | 0 | 0 | 1.4143 | 0 | 0 | 0
9 | 256 | 17 | 95 | 3.6677 | 83.1612 | 0 | 1.8082 | 0.031753 | 0.031753 | 78 | 78.3891 | 78 | 0.0029873 | 0.0066208 | 0.00080512 | 0 | 0 | 0.002599 | 0.0011115 | 0.00043992 | 0.0059779 | 0.0031196 | 6.6885e-05 | 0.0023618 | 0.00091208 | 0.0039265 | 0.00082442 | 0 | 0 | 0 | 0 | 0 | 0 | 1.8277 | 0 | 0 | 0 | 0 | 0.16262 | 0 | 0 | 0 | 0 | 1.6774 | 0 | 0 | 0
9 | 256 | 18 | 93.2 | 4.0468 | 83.1612 | 0 | 3.0789 | 0.029208 | 0.029208 | 78 | 78.358 | 78 | 0.002671 | 0.0059197 | 0.00071987 | 0 | 0 | 0.0016781 | 0.00056591 | 0.00039478 | 0.0056474 | 0.0033943 | 5.9803e-05 | 0.0021118 | 0.00092123 | 0.0042349 | 0.00088946 | 0 | 0 | 0 | 0 | 0 | 0 | 1.6813 | 0 | 0 | 0 | 0 | 0.2606 | 0 | 0 | 0 | 0 | 2.105 | 0 | 0 | 0
9 | 256 | 19 | 91.4 | 3.5601 | 83.1612 | 0 | 3.0789 | 0.021323 | 0.021323 | 78 | 78.2613 | 78 | 0.0023547 | 0.0052187 | 0.00063462 | 0 | 0 | 0.0003409 | 0.0001156 | 0.00034692 | 0.0024813 | 0.0017293 | 5.2721e-05 | 0.0018617 | 0.00068701 | 0.0045452 | 0.0009545 | 0 | 0 | 0 | 0 | 0 | 0 | 1.2274 | 0 | 0 | 0 | 0 | 0.2606 | 0 | 0 | 0 | 0 | 2.0721 | 0 | 0 | 0
9 | 256 | 20 | 89.6 | 3.5365 | 83.1612 | 0 | 3.0789 | 0.0232 | 0.0232 | 78 | 78.2843 | 78 | 0.0020384 | 0.0045177 | 0.00054938 | 0 | 0 | 0 | 0 | 0.00029933 | 0.0031272 | 0.0018959 | 4.5639e-05 | 0.0016116 | 0.00049149 | 0.0071272 | 0.0014959 | 0 | 0 | 0 | 0 | 0 | 0 | 1.3354 | 0 | 0 | 0 | 0 | 0.2606 | 0 | 0 | 0 | 0 | 1.9405 | 0 | 0 | 0
9 | 256 | 21 | 87.8 | 3.3244 | 83.1612 | 0 | 3.0789 | 0.021228 | 0.021228 | 78 | 78.2602 | 78 | 0.0017221 | 0.0038167 | 0.00046413 | 0 | 0 | 0 | 0 | 0.00025645 | 0.002642 | 0.0016025 | 3.8557e-05 | 0.0013615 | 0.00070109 | 0.0071272 | 0.0014959 | 0 | 0 | 0 | 0 | 0 | 0 | 1.2219 | 0 | 0 | 0 | 0 | 0.2606 | 0 | 0 | 0 | 0 | 1.8419 | 0 | 0 | 0
9 | 256 | 22 | 87.8 | 3.1978 | 83.1612 | 0 | 2.4924 | 0.02153 | 0.02153 | 78 | 78.2639 | 78 | 0.0017221 | 0.0038167 | 0.00046413 | 0 | 0 | 0 | 0 | 0.000256 | 0.002642 | 0.0016024 | 3.8557e-05 | 0.0013615 | 0.00062438 | 0.0074411 | 0.0015609 | 0 | 0 | 0 | 0 | 0 | 0 | 1.2393 | 0 | 0 | 0 | 0 | 0.21538 | 0 | 0 | 0 | 0 | 1.7432 | 0 | 0 | 0
9 | 256 | 23 | 86 | 2.8043 | 83.1612 | 0 | 2.4924 | 0.019265 | 0.019265 | 78 | 78.2361 | 78 | 0.0014058 | 0.0031157 | 0.00037888 | 0 | 0 | 0 | 0 | 0.00020934 | 0.0021567 | 0.0013082 | 3.1475e-05 | 0.0011114 | 0.00054538 | 0.0074411 | 0.0015609 | 0 | 0 | 0 | 0 | 0 | 0 | 1.1089 | 0 | 0 | 0 | 0 | 0.21538 | 0 | 0 | 0 | 0 | 1.4801 | 0 | 0 | 0
9 | 256 | 24 | 84.2 | 2.186 | 83.1612 | 0 | 0.4154 | 0.015876 | 0.015876 | 78 | 78.1946 | 78 | 0.0010895 | 0.0024146 | 0.00029363 | 0 | 0 | 0 | 0 | 0.00016046 | 0.0016714 | 0.0010134 | 2.4393e-05 | 0.00086137 | 0.00022233 | 0.0067153 | 0.0014098 | 0 | 0 | 0 | 0 | 0 | 0 | 0.91385 | 0 | 0 | 0 | 0 | 0.055224 | 0 | 0 | 0 | 0 | 1.2169 | 0 | 0 | 0
9 | 257 | 1 | 82.4 | 1.4435 | 82.9871 | 0 | 0.41673 | 0.0081151 | 0.0081151 | 78 | 78.0995 | 78 | 0.00077317 | 0.0017136 | 0.00020838 | 0 | 0 | 0 | 0 | 0.00011517 | 0.0011862 | 0.00071952 | 1.7311e-05 | 0.0006113 | 0.00026958 | 0.0020667 | 0.00043418 | 0 | 0 | 0 | 0 | 0 | 0 | 0.46711 | 0 | 0 | 0 | 0 | 0.05546 | 0 | 0 | 0 | 0 | 0.92093 | 0 | 0 | 0
9 | 257 | 2 | 82.4 | 1.3804 | 82.9871 | 0 | 0.41673 | 0.0081618 | 0.0081618 | 78 | 78.1 | 78 | 0.00077317 | 0.0017136 | 0.00020838 | 0 | 0 | 0 | 0 | 0.00011553 | 0.0011862 | 0.00071961 | 1.7311e-05 | 0.0006113 | 0.00031584 | 0.0020667 | 0.00043418 | 0 | 0 | 0 | 0 | 0 | 0 | 0.4698 | 0 | 0 | 0 | 0 | 0.05546 | 0 | 0 | 0 | 0 | 0.85515 | 0 | 0 | 0
9 | 257 | 3 | 80.6 | 1.2121 | 82.9871 | 0 | 0.41673 | 0.0058091 | 0.0058091 | 78 | 78.0712 | 78 | 0.00045688 | 0.0010126 | 0.00012314 | 0 | 0 | 0 | 0 | 6.8073e-05 | 0.00070093 | 0.00042517 | 1.023e-05 | 0.00036122 | 0.00015009 | 0.0020667 | 0.00043418 | 0 | 0 | 0 | 0 | 0 | 0 | 0.33438 | 0 | 0 | 0 | 0 | 0.05546 | 0 | 0 | 0 | 0 | 0.82226 | 0 | 0 | 0
9 | 257 | 4 | 78.8 | 1.0458 | 82.9871 | 0 | 0.41673 | 0.003491 | 0.003491 | 78 | 78.0428 | 78 | 0.00014058 | 0.00031157 | 3.7888e-05 | 0 | 0 | 0 | 0 | 2.0724e-05 | 0.00021567 | 0.00013076 | 3.1475e-06 | 0.00011114 | 1.8677e-05 | 0.0020667 | 0.00043418 | 0 | 0 | 0 | 0 | 0 | 0 | 0.20095 | 0 | 0 | 0 | 0 | 0.05546 | 0 | 0 | 0 | 0 | 0.78937 | 0 | 0 | 0
9 | 257 | 5 | 78.8 | 1.0453 | 82.9871 | 0 | 0.41673 | 0.0034819 | 0.0034819 | 78 | 78.0427 | 78 | 0.00014058 | 0.00031157 | 3.7888e-05 | 0 | 0 | 0 | 0 | 2.0567e-05 | 0.00021567 | 0.00013072 | 3.1475e-06 | 0.00011114 | 9.8296e-06 | 0.0020667 | 0.00043418 | 0 | 0 | 0 | 0 | 0 | 0 | 0.20043 | 0 | 0 | 0 | 0 | 0.05546 | 0 | 0 | 0 | 0 | 0.78937 | 0 | 0 | 0
9 | 257 | 6 | 78.8 | 1.2463 | 82.9871 | 0 | 0.49026 | 0.0051624 | 0.0051624 | 78 | 78.0633 | 78 | 0.00014058 | 0.00031157 | 3.7888e-05 | 0 | 0 | 0 | 0 | 2.0633e-05 | 0.00021567 | 0.00013074 | 3.1475e-06 | 0.00011114 | 1.3905e-05 | 0.0034529 | 0.00072422 | 0 | 0 | 0 | 0 | 0 | 0 | 0.29715 | 0 | 0 | 0 | 0 | 0.061154 | 0 | 0 | 0 | 0 | 0.88804 | 0 | 0 | 0
9 | 257 | 7 | 78.8 | 1.8151 | 82.9871 | 0 | 3.677 | 0.0061857 | 0.0061857 | 78 | 78.0758 | 78 | 0.00014058 | 0.00031157 | 3.7888e-05 | 0 | 0 | 0.000673 | 0.00025565 | 2.0758e-05 | -0.00042304 | -0.00021795 | 3.1475e-06 | 0.00011114 | 2.407e-05 | 0.0043383 | 0.00091055 | 0 | 0 | 0 | 0 | 0 | 0 | 0.35606 | 0 | 0 | 0 | 0 | 0.3079 | 0 | 0 | 0 | 0 | 1.1512 | 0 | 0 | 0
9 | 257 | 8 | 80.6 | 2.9543 | 82.9871 | 0 | 3.677 | 0.022549 | 0.022549 | 78 | 78.2763 | 78 | 0.00045688 | 0.0010126 | 0.00012314 | 0 | 0 | 0.0038824 | 0.0016901 | 6.7394e-05 | 0.0028375 | 0.0015376 | 1.023e-05 | 0.00036122 | 7.1816e-05 | 0.0086767 | 0.0018211 | 0 | 0 | 0 | 0 | 0 | 0 | 1.2979 | 0 | 0 | 0 | 0 | 0.3079 | 0 | 0 | 0 | 0 | 1.3485 | 0 | 0 | 0
9 | 257 | 9 | 84.2 | 1.6511 | 82.9871 | 0 | 3.1867 | 0.034635 | 0 | 78 | 78.4245 | 78.4245 | 0.0010895 | 0.0024146 | 0.00029363 | 0 | 0 | 0.0076818 | 0.0039463 | 0.00016103 | 0.0084019 | 0.0034142 | 2.4393e-05 | 0.00086137 | 0.00022233 | 0.0050623 | 0.0010617 | 0 | 0 | 0 | 0 | 0 | 0 | 0 | 0 | 0 | 0 | 0 | 0.26973 | 0 | 0 | 0 | 0 | 1.3814 | 0 | 0 | 0
9 | 257 | 10 | 87.8 | 1.6837 | 82.9871 | 0 | 3.1867 | 0.044043 | 0 | 78.4245 | 78.9642 | 78.9642 | 0.0016475 | 0.0036514 | 0.00044403 | 0 | 0 | 0.0097833 | 0.0058656 | 0.00024309 | 0.012684 | 0.004285 | 3.6887e-05 | 0.0013026 | 0.0003517 | 0.0030973 | 0.00065039 | 0 | 0 | 0 | 0 | 0 | 0 | 0 | 0 | 0 | 0 | 0 | 0.26947 | 0 | 0 | 0 | 0 | 1.4143 | 0 | 0 | 0
9 | 257 | 11 | 91.4 | 1.7163 | 82.9871 | 0 | 3.1867 | 0.04963 | 0 | 78.9642 | 79.5724 | 79.5724 | 0.0021852 | 0.0048432 | 0.00058896 | 0 | 0 | 0.010669 | 0.0059741 | 0.00032559 | 0.013913 | 0.0047519 | 4.8928e-05 | 0.0017277 | 0.00085472 | 0.0030973 | 0.00065039 | 0 | 0 | 0 | 0 | 0 | 0 | 0 | 0 | 0 | 0 | 0 | 0.26917 | 0 | 0 | 0 | 0 | 1.4472 | 0 | 0 | 0
9 | 257 | 12 | 93.2 | 2.9676 | 82.9871 | 0 | 2.2552 | 0.057883 | 0.022995 | 79.5724 | 80.2818 | 80 | 0.0023947 | 0.0053073 | 0.0006454 | 0 | 0 | 0.012278 | 0.0071518 | 0.00035736 | 0.016639 | 0.005094 | 5.3617e-05 | 0.0018933 | 0.0010701 | 0.0041315 | 0.0008666 | 0 | 0 | 0 | 0 | 0 | 0 | 1.3236 | 0 | 0 | 0 | 0 | 0.19683 | 0 | 0 | 0 | 0 | 1.4472 | 0 | 0 | 0
9 | 257 | 13 | 96.8 | 4.1126 | 82.9871 | 0 | 2.2552 | 0.043457 | 0.043457 | 80 | 80.5326 | 80 | 0.0029521 | 0.0065429 | 0.00079565 | 0 | 0 | 0.0075171 | 0.0034885 | 0.00043701 | 0.010232 | 0.0043676 | 6.6098e-05 | 0.002334 | 0.00097654 | 0.0030973 | 0.00065039 | 0 | 0 | 0 | 0 | 0 | 0 | 2.5015 | 0 | 0 | 0 | 0 | 0.19683 | 0 | 0 | 0 | 0 | 1.4143 | 0 | 0 | 0
9 | 257 | 14 | 98.6 | 5.0204 | 82.9871 | 0 | 1.814 | 0.060394 | 0.060394 | 80 | 80.7401 | 80 | 0.0032684 | 0.0072439 | 0.0008809 | 0 | 0 | 0.012399 | 0.0063233 | 0.00048336 | 0.01651 | 0.0063562 | 7.318e-05 | 0.0025841 | 0.0011469 | 0.0025838 | 0.00054141 | 0 | 0 | 0 | 0 | 0 | 0 | 3.4764 | 0 | 0 | 0 | 0 | 0.16267 | 0 | 0 | 0 | 0 | 1.3814 | 0 | 0 | 0
9 | 257 | 15 | 96.8 | 13.6831 | 82.9871 | 0 | 1.814 | 0.048248 | 0.21144 | 80 | 80.5913 | 78 | 0.0029521 | 0.0065429 | 0.00079565 | 0 | 0 | 0.008688 | 0.0044732 | 0.00043278 | 0.012728 | 0.0051598 | 6.6098e-05 | 0.002334 | 0.0008253 | 0.0026854 | 0.00056426 | 0 | 0 | 0 | 0 | 0 | 0 | 12.171 | 0 | 0 | 0 | 0 | 0.16365 | 0 | 0 | 0 | 0 | 1.3485 | 0 | 0 | 0
9 | 257 | 16 | 96.8 | 4.1054 | 82.9871 | 0 | 1.814 | 0.04391 | 0.04391 | 78 | 78.5381 | 78 | 0.0033036 | 0.0073218 | 0.00089037 | 0 | 0 | 0.0067567 | 0.0030206 | 0.0004866 | 0.010334 | 0.0047836 | 7.3967e-05 | 0.0026119 | 0.0010766 | 0.0026854 | 0.00056426 | 0 | 0 | 0 | 0 | 0 | 0 | 2.5275 | 0 | 0 | 0 | 0 | 0.16365 | 0 | 0 | 0 | 0 | 1.4143 | 0 | 0 | 0
9 | 257 | 17 | 96.8 | 4.1066 | 82.9871 | 0 | 1.814 | 0.039358 | 0.039358 | 78 | 78.4823 | 78 | 0.0033036 | 0.0073218 | 0.00089037 | 0 | 0 | 0.0044381 | 0.0018619 | 0.00049163 | 0.0080678 | 0.0040354 | 7.3967e-05 | 0.0026119 | 0.001511 | 0.0039265 | 0.00082442 | 0 | 0 | 0 | 0 | 0 | 0 | 2.2655 | 0 | 0 | 0 | 0 | 0.16365 | 0 | 0 | 0 | 0 | 1.6774 | 0 | 0 | 0
9 | 257 | 18 | 95 | 4.0757 | 82.9871 | 0 | 3.0887 | 0.029679 | 0.029679 | 78 | 78.3637 | 78 | 0.0029873 | 0.0066208 | 0.00080512 | 0 | 0 | 0.0017042 | 0.00065231 | 0.00044158 | 0.0050302 | 0.0027947 | 6.6885e-05 | 0.0023618 | 0.0010897 | 0.0042349 | 0.00088946 | 0 | 0 | 0 | 0 | 0 | 0 | 1.7084 | 0 | 0 | 0 | 0 | 0.26234 | 0 | 0 | 0 | 0 | 2.105 | 0 | 0 | 0
9 | 257 | 19 | 91.4 | 3.5696 | 82.9871 | 0 | 3.0887 | 0.021459 | 0.021459 | 78 | 78.263 | 78 | 0.0023547 | 0.0052187 | 0.00063462 | 0 | 0 | 0.0002904 | 0.0001116 | 0.00034688 | 0.0027756 | 0.0016253 | 5.2721e-05 | 0.0018617 | 0.00068701 | 0.0045452 | 0.0009545 | 0 | 0 | 0 | 0 | 0 | 0 | 1.2352 | 0 | 0 | 0 | 0 | 0.26234 | 0 | 0 | 0 | 0 | 2.0721 | 0 | 0 | 0
9 | 257 | 20 | 91.4 | 3.6755 | 82.9871 | 0 | 3.0887 | 0.025583 | 0.025583 | 78 | 78.3135 | 78 | 0.0023547 | 0.0052187 | 0.00063462 | 0 | 0 | 0 | 0 | 0.00034747 | 0.0036125 | 0.0021906 | 5.2721e-05 | 0.0018617 | 0.00068701 | 0.0071272 | 0.0014959 | 0 | 0 | 0 | 0 | 0 | 0 | 1.4726 | 0 | 0 | 0 | 0 | 0.26234 | 0 | 0 | 0 | 0 | 1.9405 | 0 | 0 | 0
9 | 257 | 21 | 89.6 | 3.4396 | 82.9871 | 0 | 3.0887 | 0.023199 | 0.023199 | 78 | 78.2843 | 78 | 0.0020384 | 0.0045177 | 0.00054938 | 0 | 0 | 0 | 0 | 0.00029932 | 0.0031272 | 0.0018957 | 4.5639e-05 | 0.0016116 | 0.00049149 | 0.0071272 | 0.0014959 | 0 | 0 | 0 | 0 | 0 | 0 | 1.3354 | 0 | 0 | 0 | 0 | 0.26234 | 0 | 0 | 0 | 0 | 1.8419 | 0 | 0 | 0
9 | 257 | 22 | 87.8 | 3.1878 | 82.9871 | 0 | 2.5004 | 0.021331 | 0.021331 | 78 | 78.2614 | 78 | 0.0017221 | 0.0038167 | 0.00046413 | 0 | 0 | 0 | 0 | 0.00025356 | 0.002642 | 0.0016017 | 3.8557e-05 | 0.0013615 | 0.00042853 | 0.0074411 | 0.0015609 | 0 | 0 | 0 | 0 | 0 | 0 | 1.2278 | 0 | 0 | 0 | 0 | 0.21679 | 0 | 0 | 0 | 0 | 1.7432 | 0 | 0 | 0
9 | 257 | 23 | 86 | 2.7986 | 82.9871 | 0 | 2.5004 | 0.01914 | 0.01914 | 78 | 78.2346 | 78 | 0.0014058 | 0.0031157 | 0.00037888 | 0 | 0 | 0 | 0 | 0.00020818 | 0.0021567 | 0.0013079 | 3.1475e-05 | 0.0011114 | 0.00042235 | 0.0074411 | 0.0015609 | 0 | 0 | 0 | 0 | 0 | 0 | 1.1017 | 0 | 0 | 0 | 0 | 0.21679 | 0 | 0 | 0 | 0 | 1.4801 | 0 | 0 | 0
9 | 257 | 24 | 86 | 2.3356 | 82.9871 | 0 | 0.41673 | 0.01847 | 0.01847 | 78 | 78.2264 | 78 | 0.0014058 | 0.0031157 | 0.00037888 | 0 | 0 | 0 | 0 | 0.00021013 | 0.0021567 | 0.0013084 | 3.1475e-05 | 0.0011114 | 0.00062682 | 0.0067153 | 0.0014098 | 0 | 0 | 0 | 0 | 0 | 0 | 1.0632 | 0 | 0 | 0 | 0 | 0.05546 | 0 | 0 | 0 | 0 | 1.2169 | 0 | 0 | 0
9 | 258 | 1 | 84.2 | 1.569 | 82.8102 | 0 | 0.41806 | 0.010291 | 0.010291 | 78 | 78.1261 | 78 | 0.0010895 | 0.0024146 | 0.00029363 | 0 | 0 | 0 | 0 | 0.00016093 | 0.0016714 | 0.0010135 | 2.4393e-05 | 0.00086137 | 0.00026124 | 0.0020667 | 0.00043418 | 0 | 0 | 0 | 0 | 0 | 0 | 0.59239 | 0 | 0 | 0 | 0 | 0.0557 | 0 | 0 | 0 | 0 | 0.92093 | 0 | 0 | 0
9 | 258 | 2 | 82.4 | 1.3721 | 82.8102 | 0 | 0.41806 | 0.0080124 | 0.0080124 | 78 | 78.0982 | 78 | 0.00077317 | 0.0017136 | 0.00020838 | 0 | 0 | 0 | 0 | 0.00011423 | 0.0011862 | 0.00071926 | 1.7311e-05 | 0.0006113 | 0.00016813 | 0.0020667 | 0.00043418 | 0 | 0 | 0 | 0 | 0 | 0 | 0.4612 | 0 | 0 | 0 | 0 | 0.0557 | 0 | 0 | 0 | 0 | 0.85515 | 0 | 0 | 0
9 | 258 | 3 | 82.4 | 1.3375 | 82.8102 | 0 | 0.41806 | 0.0079838 | 0.0079838 | 78 | 78.0978 | 78 | 0.00077317 | 0.0017136 | 0.00020838 | 0 | 0 | 0 | 0 | 0.00011391 | 0.0011862 | 0.00071916 | 1.7311e-05 | 0.0006113 | 0.00013988 | 0.0020667 | 0.00043418 | 0 | 0 | 0 | 0 | 0 | 0 | 0.45955 | 0 | 0 | 0 | 0 | 0.0557 | 0 | 0 | 0 | 0 | 0.82226 | 0 | 0 | 0
9 | 258 | 4 | 82.4 | 1.3046 | 82.8102 | 0 | 0.41806 | 0.0079838 | 0.0079838 | 78 | 78.0978 | 78 | 0.00077317 | 0.0017136 | 0.00020838 | 0 | 0 | 0 | 0 | 0.00011391 | 0.0011862 | 0.00071916 | 1.7311e-05 | 0.0006113 | 0.00013988 | 0.0020667 | 0.00043418 | 0 | 0 | 0 | 0 | 0 | 0 | 0.45955 | 0 | 0 | 0 | 0 | 0.0557 | 0 | 0 | 0 | 0 | 0.78937 | 0 | 0 | 0
9 | 258 | 5 | 82.4 | 1.3046 | 82.8102 | 0 | 0.41806 | 0.0079838 | 0.0079838 | 78 | 78.0978 | 78 | 0.00077317 | 0.0017136 | 0.00020838 | 0 | 0 | 0 | 0 | 0.00011391 | 0.0011862 | 0.00071916 | 1.7311e-05 | 0.0006113 | 0.00013988 | 0.0020667 | 0.00043418 | 0 | 0 | 0 | 0 | 0 | 0 | 0.45955 | 0 | 0 | 0 | 0 | 0.0557 | 0 | 0 | 0 | 0 | 0.78937 | 0 | 0 | 0
9 | 258 | 6 | 80.6 | 1.3749 | 82.8102 | 0 | 0.49183 | 0.0073909 | 0.0073909 | 78 | 78.0906 | 78 | 0.00045688 | 0.0010126 | 0.00012314 | 0 | 0 | 0 | 0 | 6.7137e-05 | 0.00070093 | 0.00042492 | 1.023e-05 | 0.00036122 | 5.6722e-05 | 0.0034529 | 0.00072422 | 0 | 0 | 0 | 0 | 0 | 0 | 0.42543 | 0 | 0 | 0 | 0 | 0.061436 | 0 | 0 | 0 | 0 | 0.88804 | 0 | 0 | 0
9 | 258 | 7 | 80.6 | 1.9841 | 82.8102 | 0 | 3.6887 | 0.0090857 | 0.0090857 | 78 | 78.1113 | 78 | 0.00045688 | 0.0010126 | 0.00012314 | 0 | 0 | 0.00070085 | 0.0002461 | 6.7085e-05 | 0.00034969 | 0.00045226 | 1.023e-05 | 0.00036122 | 5.6722e-05 | 0.0043383 | 0.00091055 | 0 | 0 | 0 | 0 | 0 | 0 | 0.52298 | 0 | 0 | 0 | 0 | 0.31001 | 0 | 0 | 0 | 0 | 1.1512 | 0 | 0 | 0
9 | 258 | 8 | 84.2 | 3.0877 | 82.8102 | 0 | 3.6887 | 0.024829 | 0.024829 | 78 | 78.3043 | 78 | 0.0010895 | 0.0024146 | 0.00029363 | 0 | 0 | 0.0030016 | 0.0012451 | 0.00016104 | 0.0032939 | 0.001724 | 2.4393e-05 | 0.00086137 | 0.00022233 | 0.0086767 | 0.0018211 | 0 | 0 | 0 | 0 | 0 | 0 | 1.4292 | 0 | 0 | 0 | 0 | 0.31001 | 0 | 0 | 0 | 0 | 1.3485 | 0 | 0 | 0
9 | 258 | 9 | 87.8 | 1.6529 | 82.8102 | 0 | 3.1969 | 0.038252 | 0 | 78 | 78.4688 | 78.4688 | 0.0017221 | 0.0038167 | 0.00046413 | 0 | 0 | 0.0074645 | 0.0036548 | 0.00025527 | 0.0089481 | 0.0039149 | 3.8557e-05 | 0.0013615 | 0.00048747 | 0.0050623 | 0.0010617 | 0 | 0 | 0 | 0 | 0 | 0 | 0 | 0 | 0 | 0 | 0 | 0.27154 | 0 | 0 | 0 | 0 | 1.3814 | 0 | 0 | 0
9 | 258 | 10 | 91.4 | 1.6855 | 82.8102 | 0 | 3.1969 | 0.051142 | 0 | 78.4688 | 79.0955 | 79.0955 | 0.0022723 | 0.0050362 | 0.00061242 | 0 | 0 | 0.010452 | 0.0064003 | 0.00033622 | 0.01464 | 0.0051461 | 5.0877e-05 | 0.0017965 | 0.00065049 | 0.0030973 | 0.00065039 | 0 | 0 | 0 | 0 | 0 | 0 | 0 | 0 | 0 | 0 | 0 | 0.27123 | 0 | 0 | 0 | 0 | 1.4143 | 0 | 0 | 0
9 | 258 | 11 | 95 | 1.7181 | 82.8102 | 0 | 3.1969 | 0.056831 | 0 | 79.0955 | 79.792 | 79.792 | 0.0027948 | 0.0061941 | 0.00075324 | 0 | 0 | 0.010515 | 0.0071458 | 0.00041655 | 0.016731 | 0.005065 | 6.2575e-05 | 0.0022096 | 0.0011953 | 0.0030973 | 0.00065039 | 0 | 0 | 0 | 0 | 0 | 0 | 0 | 0 | 0 | 0 | 0 | 0.27089 | 0 | 0 | 0 | 0 | 1.4472 | 0 | 0 | 0
9 | 258 | 12 | 96.8 | 4.2572 | 82.8102 | 0 | 2.2624 | 0.062348 | 0.045376 | 79.792 | 80.5561 | 80 | 0.0029887 | 0.0066239 | 0.0008055 | 0 | 0 | 0.011558 | 0.0075347 | 0.00044508 | 0.018348 | 0.0053038 | 6.6917e-05 | 0.0023629 | 0.0013123 | 0.0041315 | 0.0008666 | 0 | 0 | 0 | 0 | 0 | 0 | 2.6119 | 0 | 0 | 0 | 0 | 0.19813 | 0 | 0 | 0 | 0 | 1.4472 | 0 | 0 | 0
9 | 258 | 13 | 96.98 | 4.9327 | 82.8102 | 0 | 2.2624 | 0.057682 | 0.057682 | 80 | 80.7069 | 80 | 0.0029838 | 0.006613 | 0.00080417 | 0 | 0 | 0.011717 | 0.0064943 | 0.0004417 | 0.01597 | 0.0053966 | 6.6807e-05 | 0.0023591 | 0.0010878 | 0.0030973 | 0.00065039 | 0 | 0 | 0 | 0 | 0 | 0 | 3.3202 | 0 | 0 | 0 | 0 | 0.19813 | 0 | 0 | 0 | 0 | 1.4143 | 0 | 0 | 0
9 | 258 | 14 | 96.8 | 3.9757 | 82.8102 | 0 | 1.8198 | 0.042227 | 0.042227 | 80 | 80.5175 | 80 | 0.0029521 | 0.0065429 | 0.00079565 | 0 | 0 | 0.0068619 | 0.0032744 | 0.00043468 | 0.010385 | 0.0045601 | 6.6098e-05 | 0.002334 | 0.00089452 | 0.0025838 | 0.00054141 | 0 | 0 | 0 | 0 | 0 | 0 | 2.4306 | 0 | 0 | 0 | 0 | 0.16371 | 0 | 0 | 0 | 0 | 1.3814 | 0 | 0 | 0
9 | 258 | 15 | 96.8 | 12.8156 | 82.8102 | 0 | 1.8198 | 0.033158 | 0.19635 | 80 | 80.4064 | 78 | 0.0029521 | 0.0065429 | 0.00079565 | 0 | 0 | 0.0037666 | 0.0016299 | 0.00043923 | 0.0067626 | 0.0033294 | 6.6098e-05 | 0.002334 | 0.0012899 | 0.0026854 | 0.00056426 | 0 | 0 | 0 | 0 | 0 | 0 | 11.3024 | 0 | 0 | 0 | 0 | 0.16469 | 0 | 0 | 0 | 0 | 1.3485 | 0 | 0 | 0
9 | 258 | 16 | 98.6 | 4.5614 | 82.8102 | 0 | 1.8198 | 0.051813 | 0.051813 | 78 | 78.635 | 78 | 0.0036199 | 0.0080228 | 0.00097562 | 0 | 0 | 0.0084361 | 0.0037043 | 0.00053913 | 0.012711 | 0.0058908 | 8.1049e-05 | 0.002862 | 0.0017213 | 0.0026854 | 0.00056426 | 0 | 0 | 0 | 0 | 0 | 0 | 2.9824 | 0 | 0 | 0 | 0 | 0.16469 | 0 | 0 | 0 | 0 | 1.4143 | 0 | 0 | 0
9 | 258 | 17 | 98.6 | 4.426 | 82.8102 | 0 | 1.8198 | 0.04489 | 0.04489 | 78 | 78.5501 | 78 | 0.0036199 | 0.0080228 | 0.00097562 | 0 | 0 | 0.0052597 | 0.0023222 | 0.00053605 | 0.010043 | 0.0049553 | 8.1049e-05 | 0.002862 | 0.0014608 | 0.0039265 | 0.00082442 | 0 | 0 | 0 | 0 | 0 | 0 | 2.5839 | 0 | 0 | 0 | 0 | 0.16469 | 0 | 0 | 0 | 0 | 1.6774 | 0 | 0 | 0
9 | 258 | 18 | 95 | 4.3128 | 82.8102 | 0 | 3.0985 | 0.033768 | 0.033768 | 78 | 78.4138 | 78 | 0.0029873 | 0.0066208 | 0.00080512 | 0 | 0 | 0.0024007 | 0.00085842 | 0.00044736 | 0.0066006 | 0.0037548 | 6.6885e-05 | 0.0023618 | 0.0017397 | 0.0042349 | 0.00088946 | 0 | 0 | 0 | 0 | 0 | 0 | 1.9437 | 0 | 0 | 0 | 0 | 0.26412 | 0 | 0 | 0 | 0 | 2.105 | 0 | 0 | 0
9 | 258 | 19 | 89.6 | 3.4477 | 82.8102 | 0 | 3.0985 | 0.019309 | 0.019309 | 78 | 78.2366 | 78 | 0.0020384 | 0.0045177 | 0.00054938 | 0 | 0 | 0.00034816 | 0.00013007 | 0.00030091 | 0.0021875 | 0.0015289 | 4.5639e-05 | 0.0016116 | 0.00055142 | 0.0045452 | 0.0009545 | 0 | 0 | 0 | 0 | 0 | 0 | 1.1115 | 0 | 0 | 0 | 0 | 0.26412 | 0 | 0 | 0 | 0 | 2.0721 | 0 | 0 | 0
9 | 258 | 20 | 89.6 | 3.5621 | 82.8102 | 0 | 3.0985 | 0.023582 | 0.023582 | 78 | 78.289 | 78 | 0.0020384 | 0.0045177 | 0.00054938 | 0 | 0 | 0 | 0 | 0.00030387 | 0.0031272 | 0.001897 | 4.5639e-05 | 0.0016116 | 0.0008683 | 0.0071272 | 0.0014959 | 0 | 0 | 0 | 0 | 0 | 0 | 1.3574 | 0 | 0 | 0 | 0 | 0.26412 | 0 | 0 | 0 | 0 | 1.9405 | 0 | 0 | 0
9 | 258 | 21 | 89.6 | 3.4634 | 82.8102 | 0 | 3.0985 | 0.023582 | 0.023582 | 78 | 78.289 | 78 | 0.0020384 | 0.0045177 | 0.00054938 | 0 | 0 | 0 | 0 | 0.00030385 | 0.0031272 | 0.0018969 | 4.5639e-05 | 0.0016116 | 0.0008683 | 0.0071272 | 0.0014959 | 0 | 0 | 0 | 0 | 0 | 0 | 1.3574 | 0 | 0 | 0 | 0 | 0.26412 | 0 | 0 | 0 | 0 | 1.8419 | 0 | 0 | 0
9 | 258 | 22 | 87.8 | 3.2159 | 82.8102 | 0 | 2.5083 | 0.021793 | 0.021793 | 78 | 78.2671 | 78 | 0.0017221 | 0.0038167 | 0.00046413 | 0 | 0 | 0 | 0 | 0.00025789 | 0.002642 | 0.0016029 | 3.8557e-05 | 0.0013615 | 0.00088576 | 0.0074411 | 0.0015609 | 0 | 0 | 0 | 0 | 0 | 0 | 1.2545 | 0 | 0 | 0 | 0 | 0.21823 | 0 | 0 | 0 | 0 | 1.7432 | 0 | 0 | 0
9 | 258 | 23 | 87.8 | 2.942 | 82.8102 | 0 | 2.5083 | 0.021607 | 0.021607 | 78 | 78.2648 | 78 | 0.0017221 | 0.0038167 | 0.00046413 | 0 | 0 | 0 | 0 | 0.00025665 | 0.002642 | 0.0016026 | 3.8557e-05 | 0.0013615 | 0.00070109 | 0.0074411 | 0.0015609 | 0 | 0 | 0 | 0 | 0 | 0 | 1.2437 | 0 | 0 | 0 | 0 | 0.21823 | 0 | 0 | 0 | 0 | 1.4801 | 0 | 0 | 0
9 | 258 | 24 | 86 | 2.3311 | 82.8102 | 0 | 0.41806 | 0.018388 | 0.018388 | 78 | 78.2253 | 78 | 0.0014058 | 0.0031157 | 0.00037888 | 0 | 0 | 0 | 0 | 0.00020934 | 0.0021567 | 0.0013082 | 3.1475e-05 | 0.0011114 | 0.00054538 | 0.0067153 | 0.0014098 | 0 | 0 | 0 | 0 | 0 | 0 | 1.0584 | 0 | 0 | 0 | 0 | 0.0557 | 0 | 0 | 0 | 0 | 1.2169 | 0 | 0 | 0
9 | 259 | 1 | 84.2 | 1.5812 | 82.6306 | 0 | 0.4194 | 0.010498 | 0.010498 | 78 | 78.1287 | 78 | 0.0010895 | 0.0024146 | 0.00029363 | 0 | 0 | 0 | 0 | 0.00016277 | 0.0016714 | 0.001014 | 2.4393e-05 | 0.00086137 | 0.00046557 | 0.0020667 | 0.00043418 | 0 | 0 | 0 | 0 | 0 | 0 | 0.60429 | 0 | 0 | 0 | 0 | 0.055943 | 0 | 0 | 0 | 0 | 0.92093 | 0 | 0 | 0
9 | 259 | 2 | 84.2 | 1.506 | 82.6306 | 0 | 0.4194 | 0.010335 | 0.010335 | 78 | 78.1267 | 78 | 0.0010895 | 0.0024146 | 0.00029363 | 0 | 0 | 0 | 0 | 0.00016145 | 0.0016714 | 0.0010136 | 2.4393e-05 | 0.00086137 | 0.00030436 | 0.0020667 | 0.00043418 | 0 | 0 | 0 | 0 | 0 | 0 | 0.59491 | 0 | 0 | 0 | 0 | 0.055943 | 0 | 0 | 0 | 0 | 0.85515 | 0 | 0 | 0
9 | 259 | 3 | 82.4 | 1.3412 | 82.6306 | 0 | 0.4194 | 0.0080441 | 0.0080441 | 78 | 78.0986 | 78 | 0.00077317 | 0.0017136 | 0.00020838 | 0 | 0 | 0 | 0 | 0.00011456 | 0.0011862 | 0.00071935 | 1.7311e-05 | 0.0006113 | 0.00019938 | 0.0020667 | 0.00043418 | 0 | 0 | 0 | 0 | 0 | 0 | 0.46303 | 0 | 0 | 0 | 0 | 0.055943 | 0 | 0 | 0 | 0 | 0.82226 | 0 | 0 | 0
9 | 259 | 4 | 80.6 | 1.1784 | 82.6306 | 0 | 0.4194 | 0.0057871 | 0.0057871 | 78 | 78.0709 | 78 | 0.00045688 | 0.0010126 | 0.00012314 | 0 | 0 | 0 | 0 | 6.7893e-05 | 0.00070093 | 0.00042512 | 1.023e-05 | 0.00036122 | 0.00012824 | 0.0020667 | 0.00043418 | 0 | 0 | 0 | 0 | 0 | 0 | 0.33311 | 0 | 0 | 0 | 0 | 0.055943 | 0 | 0 | 0 | 0 | 0.78937 | 0 | 0 | 0
9 | 259 | 5 | 80.6 | 1.1784 | 82.6306 | 0 | 0.4194 | 0.005787 | 0.005787 | 78 | 78.0709 | 78 | 0.00045688 | 0.0010126 | 0.00012314 | 0 | 0 | 0 | 0 | 6.7863e-05 | 0.00070093 | 0.00042511 | 1.023e-05 | 0.00036122 | 0.00012824 | 0.0020667 | 0.00043418 | 0 | 0 | 0 | 0 | 0 | 0 | 0.33311 | 0 | 0 | 0 | 0 | 0.055943 | 0 | 0 | 0 | 0 | 0.78937 | 0 | 0 | 0
9 | 259 | 6 | 80.6 | 1.3761 | 82.6306 | 0 | 0.49341 | 0.0074062 | 0.0074062 | 78 | 78.0908 | 78 | 0.00045688 | 0.0010126 | 0.00012314 | 0 | 0 | 0 | 0 | 6.7285e-05 | 0.00070093 | 0.00042495 | 1.023e-05 | 0.00036122 | 7.1816e-05 | 0.0034529 | 0.00072422 | 0 | 0 | 0 | 0 | 0 | 0 | 0.42631 | 0 | 0 | 0 | 0 | 0.061722 | 0 | 0 | 0 | 0 | 0.88804 | 0 | 0 | 0
9 | 259 | 7 | 80.6 | 1.9303 | 82.6306 | 0 | 3.7006 | 0.0081136 | 0.0081136 | 78 | 78.0994 | 78 | 0.00045688 | 0.0010126 | 0.00012314 | 0 | 0 | 0.00056414 | 0.000214 | 6.7484e-05 | -1.3954e-05 | -1.9965e-05 | 1.023e-05 | 0.00036122 | 8.8912e-05 | 0.0043383 | 0.00091055 | 0 | 0 | 0 | 0 | 0 | 0 | 0.46703 | 0 | 0 | 0 | 0 | 0.31215 | 0 | 0 | 0 | 0 | 1.1512 | 0 | 0 | 0
9 | 259 | 8 | 84.2 | 3.286 | 82.6306 | 0 | 3.7006 | 0.028236 | 0.028236 | 78 | 78.346 | 78 | 0.0010895 | 0.0024146 | 0.00029363 | 0 | 0 | 0.0044271 | 0.0018588 | 0.00016182 | 0.0040823 | 0.0022207 | 2.4393e-05 | 0.00086137 | 0.00030436 | 0.0086767 | 0.0018211 | 0 | 0 | 0 | 0 | 0 | 0 | 1.6253 | 0 | 0 | 0 | 0 | 0.31215 | 0 | 0 | 0 | 0 | 1.3485 | 0 | 0 | 0
9 | 259 | 9 | 87.8 | 1.6548 | 82.6306 | 0 | 3.2072 | 0.036258 | 0 | 78 | 78.4443 | 78.4443 | 0.0017221 | 0.0038167 | 0.00046413 | 0 | 0 | 0.0069137 | 0.0033056 | 0.00025588 | 0.0081149 | 0.0035879 | 3.8557e-05 | 0.0013615 | 0.00055297 | 0.0050623 | 0.0010617 | 0 | 0 | 0 | 0 | 0 | 0 | 0 | 0 | 0 | 0 | 0 | 0.27341 | 0 | 0 | 0 | 0 | 1.3814 | 0 | 0 | 0
9 | 259 | 10 | 91.4 | 1.6874 | 82.6306 | 0 | 3.2072 | 0.045349 | 0 | 78.4443 | 79.0001 | 79.0001 | 0.0022766 | 0.0050457 | 0.00061358 | 0 | 0 | 0.0093917 | 0.0047853 | 0.00033999 | 0.01167 | 0.0046258 | 5.0973e-05 | 0.0017999 | 0.0010017 | 0.0030973 | 0.00065039 | 0 | 0 | 0 | 0 | 0 | 0 | 0 | 0 | 0 | 0 | 0 | 0.27314 | 0 | 0 | 0 | 0 | 1.4143 | 0 | 0 | 0
9 | 259 | 11 | 93.2 | 1.7201 | 82.6306 | 0 | 3.2072 | 0.037239 | 0 | 79.0001 | 79.4565 | 79.4565 | 0.0024952 | 0.0055302 | 0.00067251 | 0 | 0 | 0.0063986 | 0.0024784 | 0.00037431 | 0.0083953 | 0.00373 | 5.5868e-05 | 0.0019728 | 0.0013882 | 0.0030973 | 0.00065039 | 0 | 0 | 0 | 0 | 0 | 0 | 0 | 0 | 0 | 0 | 0 | 0.27291 | 0 | 0 | 0 | 0 | 1.4472 | 0 | 0 | 0
9 | 259 | 12 | 96.8 | 2.7579 | 82.6306 | 0 | 2.2697 | 0.063658 | 0.019307 | 79.4565 | 80.2366 | 80 | 0.0030476 | 0.0067546 | 0.00082139 | 0 | 0 | 0.012379 | 0.0074552 | 0.00045529 | 0.018177 | 0.0056155 | 6.8237e-05 | 0.0024096 | 0.001476 | 0.0041315 | 0.0008666 | 0 | 0 | 0 | 0 | 0 | 0 | 1.1113 | 0 | 0 | 0 | 0 | 0.19944 | 0 | 0 | 0 | 0 | 1.4472 | 0 | 0 | 0
9 | 259 | 13 | 96.8 | 4.2089 | 82.6306 | 0 | 2.2697 | 0.045085 | 0.045085 | 80 | 80.5525 | 80 | 0.0029521 | 0.0065429 | 0.00079565 | 0 | 0 | 0.0073212 | 0.0040623 | 0.00043808 | 0.011413 | 0.0042376 | 6.6098e-05 | 0.002334 | 0.0011752 | 0.0030973 | 0.00065039 | 0 | 0 | 0 | 0 | 0 | 0 | 2.5952 | 0 | 0 | 0 | 0 | 0.19944 | 0 | 0 | 0 | 0 | 1.4143 | 0 | 0 | 0
9 | 259 | 14 | 100.4 | 5.3525 | 82.6306 | 0 | 1.8256 | 0.066126 | 0.066126 | 80 | 80.8104 | 80 | 0.0035847 | 0.0079449 | 0.00096614 | 0 | 0 | 0.011473 | 0.0073056 | 0.00053832 | 0.019529 | 0.0065458 | 8.0262e-05 | 0.0028342 | 0.0021987 | 0.0025838 | 0.00054141 | 0 | 0 | 0 | 0 | 0 | 0 | 3.8063 | 0 | 0 | 0 | 0 | 0.16477 | 0 | 0 | 0 | 0 | 1.3814 | 0 | 0 | 0
9 | 259 | 15 | 100.4 | 14.1042 | 82.6306 | 0 | 1.8256 | 0.055526 | 0.21872 | 80 | 80.6805 | 78 | 0.0035847 | 0.0079449 | 0.00096614 | 0 | 0 | 0.0092664 | 0.0046474 | 0.00053882 | 0.014096 | 0.0059437 | 8.0262e-05 | 0.0028342 | 0.0023734 | 0.0026854 | 0.00056426 | 0 | 0 | 0 | 0 | 0 | 0 | 12.5899 | 0 | 0 | 0 | 0 | 0.16575 | 0 | 0 | 0 | 0 | 1.3485 | 0 | 0 | 0
9 | 259 | 16 | 100.4 | 4.7965 | 82.6306 | 0 | 1.8256 | 0.055879 | 0.055879 | 78 | 78.6848 | 78 | 0.0039362 | 0.0087238 | 0.0010609 | 0 | 0 | 0.0071756 | 0.0041085 | 0.00058888 | 0.01505 | 0.0064809 | 8.8131e-05 | 0.0031121 | 0.002304 | 0.0026854 | 0.00056426 | 0 | 0 | 0 | 0 | 0 | 0 | 3.2164 | 0 | 0 | 0 | 0 | 0.16575 | 0 | 0 | 0 | 0 | 1.4143 | 0 | 0 | 0
9 | 259 | 17 | 98.6 | 4.3555 | 82.6306 | 0 | 1.8256 | 0.043646 | 0.043646 | 78 | 78.5349 | 78 | 0.0036199 | 0.0080228 | 0.00097562 | 0 | 0 | 0.0045043 | 0.002038 | 0.00053956 | 0.0095722 | 0.0048115 | 8.1049e-05 | 0.002862 | 0.0018686 | 0.0039265 | 0.00082442 | 0 | 0 | 0 | 0 | 0 | 0 | 2.5123 | 0 | 0 | 0 | 0 | 0.16575 | 0 | 0 | 0 | 0 | 1.6774 | 0 | 0 | 0
9 | 259 | 18 | 96.8 | 4.2766 | 82.6306 | 0 | 3.1085 | 0.033108 | 0.033108 | 78 | 78.4057 | 78 | 0.0033036 | 0.0073218 | 0.00089037 | 0 | 0 | 0.0018338 | 0.00066556 | 0.00049108 | 0.00589 | 0.0033908 | 7.3967e-05 | 0.0026119 | 0.001511 | 0.0042349 | 0.00088946 | 0 | 0 | 0 | 0 | 0 | 0 | 1.9057 | 0 | 0 | 0 | 0 | 0.26592 | 0 | 0 | 0 | 0 | 2.105 | 0 | 0 | 0
9 | 259 | 19 | 95 | 3.8215 | 82.6306 | 0 | 3.1085 | 0.025772 | 0.025772 | 78 | 78.3158 | 78 | 0.0029873 | 0.0066208 | 0.00080512 | 0 | 0 | 0.00017621 | 6.9354e-05 | 0.0004428 | 0.0034606 | 0.0020862 | 6.6885e-05 | 0.0023618 | 0.0011955 | 0.0045452 | 0.0009545 | 0 | 0 | 0 | 0 | 0 | 0 | 1.4835 | 0 | 0 | 0 | 0 | 0.26592 | 0 | 0 | 0 | 0 | 2.0721 | 0 | 0 | 0
9 | 259 | 20 | 93.2 | 3.824 | 82.6306 | 0 | 3.1085 | 0.028101 | 0.028101 | 78 | 78.3444 | 78 | 0.002671 | 0.0059197 | 0.00071987 | 0 | 0 | 0 | 0 | 0.00039584 | 0.0040977 | 0.0024853 | 5.9803e-05 | 0.0021118 | 0.0010175 | 0.0071272 | 0.0014959 | 0 | 0 | 0 | 0 | 0 | 0 | 1.6176 | 0 | 0 | 0 | 0 | 0.26592 | 0 | 0 | 0 | 0 | 1.9405 | 0 | 0 | 0
9 | 259 | 21 | 91.4 | 3.6013 | 82.6306 | 0 | 3.1085 | 0.025947 | 0.025947 | 78 | 78.318 | 78 | 0.0023547 | 0.0052187 | 0.00063462 | 0 | 0 | 0 | 0 | 0.00035077 | 0.0036125 | 0.0021912 | 5.2721e-05 | 0.0018617 | 0.0010468 | 0.0071272 | 0.0014959 | 0 | 0 | 0 | 0 | 0 | 0 | 1.4935 | 0 | 0 | 0 | 0 | 0.26592 | 0 | 0 | 0 | 0 | 1.8419 | 0 | 0 | 0
9 | 259 | 22 | 89.6 | 3.3546 | 82.6306 | 0 | 2.5164 | 0.024178 | 0.024178 | 78 | 78.2963 | 78 | 0.0020384 | 0.0045177 | 0.00054938 | 0 | 0 | 0 | 0 | 0.0003053 | 0.0031272 | 0.0018973 | 4.5639e-05 | 0.0016116 | 0.0010838 | 0.0074411 | 0.0015609 | 0 | 0 | 0 | 0 | 0 | 0 | 1.3917 | 0 | 0 | 0 | 0 | 0.21969 | 0 | 0 | 0 | 0 | 1.7432 | 0 | 0 | 0
9 | 259 | 23 | 87.8 | 2.9435 | 82.6306 | 0 | 2.5164 | 0.021607 | 0.021607 | 78 | 78.2648 | 78 | 0.0017221 | 0.0038167 | 0.00046413 | 0 | 0 | 0 | 0 | 0.00025642 | 0.002642 | 0.0016025 | 3.8557e-05 | 0.0013615 | 0.00070109 | 0.0074411 | 0.0015609 | 0 | 0 | 0 | 0 | 0 | 0 | 1.2437 | 0 | 0 | 0 | 0 | 0.21969 | 0 | 0 | 0 | 0 | 1.4801 | 0 | 0 | 0
9 | 259 | 24 | 86 | 2.336 | 82.6306 | 0 | 0.4194 | 0.01847 | 0.01847 | 78 | 78.2264 | 78 | 0.0014058 | 0.0031157 | 0.00037888 | 0 | 0 | 0 | 0 | 0.00021 | 0.0021567 | 0.0013084 | 3.1475e-05 | 0.0011114 | 0.00062682 | 0.0067153 | 0.0014098 | 0 | 0 | 0 | 0 | 0 | 0 | 1.0632 | 0 | 0 | 0 | 0 | 0.055943 | 0 | 0 | 0 | 0 | 1.2169 | 0 | 0 | 0
9 | 260 | 1 | 84.92 | 1.6326 | 82.4483 | 0 | 0.42075 | 0.011387 | 0.011387 | 78 | 78.1396 | 78 | 0.001216 | 0.002695 | 0.00032773 | 0 | 0 | 0 | 0 | 0.00018127 | 0.0018655 | 0.0011316 | 2.7226e-05 | 0.0009614 | 0.0004808 | 0.0020667 | 0.00043418 | 0 | 0 | 0 | 0 | 0 | 0 | 0.65548 | 0 | 0 | 0 | 0 | 0.056189 | 0 | 0 | 0 | 0 | 0.92093 | 0 | 0 | 0
9 | 260 | 2 | 83.48 | 1.4579 | 82.4483 | 0 | 0.42075 | 0.0094953 | 0.0094953 | 78 | 78.1164 | 78 | 0.00096295 | 0.0021342 | 0.00025953 | 0 | 0 | 0 | 0 | 0.00014333 | 0.0014773 | 0.00089609 | 2.1561e-05 | 0.00076134 | 0.00033808 | 0.0020667 | 0.00043418 | 0 | 0 | 0 | 0 | 0 | 0 | 0.54656 | 0 | 0 | 0 | 0 | 0.056189 | 0 | 0 | 0 | 0 | 0.85515 | 0 | 0 | 0
9 | 260 | 3 | 82.4 | 1.3434 | 82.4483 | 0 | 0.42075 | 0.0080783 | 0.0080783 | 78 | 78.099 | 78 | 0.00077317 | 0.0017136 | 0.00020838 | 0 | 0 | 0 | 0 | 0.00011483 | 0.0011862 | 0.00071942 | 1.7311e-05 | 0.0006113 | 0.0002333 | 0.0020667 | 0.00043418 | 0 | 0 | 0 | 0 | 0 | 0 | 0.465 | 0 | 0 | 0 | 0 | 0.056189 | 0 | 0 | 0 | 0 | 0.82226 | 0 | 0 | 0
9 | 260 | 4 | 82.4 | 1.3127 | 82.4483 | 0 | 0.42075 | 0.0081151 | 0.0081151 | 78 | 78.0995 | 78 | 0.00077317 | 0.0017136 | 0.00020838 | 0 | 0 | 0 | 0 | 0.00011518 | 0.0011862 | 0.00071951 | 1.7311e-05 | 0.0006113 | 0.00026958 | 0.0020667 | 0.00043418 | 0 | 0 | 0 | 0 | 0 | 0 | 0.46711 | 0 | 0 | 0 | 0 | 0.056189 | 0 | 0 | 0 | 0 | 0.78937 | 0 | 0 | 0
9 | 260 | 5 | 82.4 | 1.3127 | 82.4483 | 0 | 0.42075 | 0.0081151 | 0.0081151 | 78 | 78.0995 | 78 | 0.00077317 | 0.0017136 | 0.00020838 | 0 | 0 | 0 | 0 | 0.00011517 | 0.0011862 | 0.00071951 | 1.7311e-05 | 0.0006113 | 0.00026958 | 0.0020667 | 0.00043418 | 0 | 0 | 0 | 0 | 0 | 0 | 0.46711 | 0 | 0 | 0 | 0 | 0.056189 | 0 | 0 | 0 | 0 | 0.78937 | 0 | 0 | 0
9 | 260 | 6 | 82.4 | 1.5077 | 82.4483 | 0 | 0.495 | 0.0096887 | 0.0096887 | 78 | 78.1187 | 78 | 0.00077317 | 0.0017136 | 0.00020838 | 0 | 0 | 0 | 0 | 0.00011423 | 0.0011862 | 0.00071925 | 1.7311e-05 | 0.0006113 | 0.00016813 | 0.0034529 | 0.00072422 | 0 | 0 | 0 | 0 | 0 | 0 | 0.55769 | 0 | 0 | 0 | 0 | 0.062012 | 0 | 0 | 0 | 0 | 0.88804 | 0 | 0 | 0
9 | 260 | 7 | 82.4 | 2.0926 | 82.4483 | 0 | 3.7125 | 0.010895 | 0.010895 | 78 | 78.1335 | 78 | 0.00077317 | 0.0017136 | 0.00020838 | 0 | 0 | 0.00073815 | 0.00025612 | 0.00011424 | 0.00050782 | 0.0005377 | 1.7311e-05 | 0.0006113 | 0.00016813 | 0.0043383 | 0.00091055 | 0 | 0 | 0 | 0 | 0 | 0 | 0.62712 | 0 | 0 | 0 | 0 | 0.31433 | 0 | 0 | 0 | 0 | 1.1512 | 0 | 0 | 0
9 | 260 | 8 | 84.2 | 3.2453 | 82.4483 | 0 | 3.7125 | 0.027493 | 0.027493 | 78 | 78.3369 | 78 | 0.0010895 | 0.0024146 | 0.00029363 | 0 | 0 | 0.0040508 | 0.0016885 | 0.00016164 | 0.0038988 | 0.0022073 | 2.4393e-05 | 0.00086137 | 0.00030436 | 0.0086767 | 0.0018211 | 0 | 0 | 0 | 0 | 0 | 0 | 1.5825 | 0 | 0 | 0 | 0 | 0.31433 | 0 | 0 | 0 | 0 | 1.3485 | 0 | 0 | 0
9 | 260 | 9 | 87.8 | 1.6567 | 82.4483 | 0 | 3.2175 | 0.03945 | 0 | 78 | 78.4835 | 78.4835 | 0.0017221 | 0.0038167 | 0.00046413 | 0 | 0 | 0.0077211 | 0.0041302 | 0.00025649 | 0.0092381 | 0.0039522 | 3.8557e-05 | 0.0013615 | 0.00062438 | 0.0050623 | 0.0010617 | 0 | 0 | 0 | 0 | 0 | 0 | 0 | 0 | 0 | 0 | 0 | 0.27528 | 0 | 0 | 0 | 0 | 1.3814 | 0 | 0 | 0
9 | 260 | 10 | 91.4 | 1.6893 | 82.4483 | 0 | 3.2175 | 0.048408 | 0 | 78.4835 | 79.0767 | 79.0767 | 0.0022697 | 0.0050304 | 0.00061173 | 0 | 0 | 0.010193 | 0.0056501 | 0.0003366 | 0.013156 | 0.0048434 | 5.0819e-05 | 0.0017945 | 0.00072444 | 0.0030973 | 0.00065039 | 0 | 0 | 0 | 0 | 0 | 0 | 0 | 0 | 0 | 0 | 0 | 0.27499 | 0 | 0 | 0 | 0 | 1.4143 | 0 | 0 | 0
9 | 260 | 11 | 95 | 1.7218 | 82.4483 | 0 | 3.2175 | 0.059153 | 0 | 79.0767 | 79.8016 | 79.8016 | 0.0027981 | 0.0062014 | 0.00075413 | 0 | 0 | 0.011553 | 0.0076569 | 0.00041703 | 0.017415 | 0.0051377 | 6.2649e-05 | 0.0022122 | 0.0011973 | 0.0030973 | 0.00065039 | 0 | 0 | 0 | 0 | 0 | 0 | 0 | 0 | 0 | 0 | 0 | 0.27463 | 0 | 0 | 0 | 0 | 1.4472 | 0 | 0 | 0
9 | 260 | 12 | 96.8 | 4.4015 | 82.4483 | 0 | 2.277 | 0.064023 | 0.047836 | 79.8016 | 80.5862 | 80 | 0.002987 | 0.0066201 | 0.00080504 | 0 | 0 | 0.011847 | 0.0083346 | 0.00044589 | 0.019285 | 0.0048354 | 6.6879e-05 | 0.0023616 | 0.0014363 | 0.0041315 | 0.0008666 | 0 | 0 | 0 | 0 | 0 | 0 | 2.7535 | 0 | 0 | 0 | 0 | 0.20078 | 0 | 0 | 0 | 0 | 1.4472 | 0 | 0 | 0
9 | 260 | 13 | 98.6 | 5.3442 | 82.4483 | 0 | 2.277 | 0.064786 | 0.064786 | 80 | 80.794 | 80 | 0.0032684 | 0.0072439 | 0.0008809 | 0 | 0 | 0.011684 | 0.0083104 | 0.00048446 | 0.020005 | 0.005255 | 7.318e-05 | 0.0025841 | 0.0012491 | 0.0030973 | 0.00065039 | 0 | 0 | 0 | 0 | 0 | 0 | 3.7292 | 0 | 0 | 0 | 0 | 0.20078 | 0 | 0 | 0 | 0 | 1.4143 | 0 | 0 | 0
9 | 260 | 14 | 100.4 | 5.0022 | 82.4483 | 0 | 1.8315 | 0.060022 | 0.060022 | 80 | 80.7356 | 80 | 0.0035847 | 0.0079449 | 0.00096614 | 0 | 0 | 0.0096366 | 0.0063135 | 0.00053527 | 0.017335 | 0.0058232 | 8.0262e-05 | 0.0028342 | 0.0018435 | 0.0025838 | 0.00054141 | 0 | 0 | 0 | 0 | 0 | 0 | 3.455 | 0 | 0 | 0 | 0 | 0.16584 | 0 | 0 | 0 | 0 | 1.3814 | 0 | 0 | 0
9 | 260 | 15 | 100.4 | 14.4089 | 82.4483 | 0 | 1.8315 | 0.060801 | 0.224 | 80 | 80.7451 | 78 | 0.0035847 | 0.0079449 | 0.00096614 | 0 | 0 | 0.0094797 | 0.0062172 | 0.00053215 | 0.017925 | 0.0064243 | 8.0262e-05 | 0.0028342 | 0.0015622 | 0.0026854 | 0.00056426 | 0 | 0 | 0 | 0 | 0 | 0 | 12.8935 | 0 | 0 | 0 | 0 | 0.16682 | 0 | 0 | 0 | 0 | 1.3485 | 0 | 0 | 0
9 | 260 | 16 | 100.4 | 4.7996 | 82.4483 | 0 | 1.8315 | 0.055914 | 0.055914 | 78 | 78.6852 | 78 | 0.0039362 | 0.0087238 | 0.0010609 | 0 | 0 | 0.0072446 | 0.0041098 | 0.00059034 | 0.014912 | 0.0064017 | 8.8131e-05 | 0.0031121 | 0.0024847 | 0.0026854 | 0.00056426 | 0 | 0 | 0 | 0 | 0 | 0 | 3.2185 | 0 | 0 | 0 | 0 | 0.16682 | 0 | 0 | 0 | 0 | 1.4143 | 0 | 0 | 0
9 | 260 | 17 | 100.4 | 4.544 | 82.4483 | 0 | 1.8315 | 0.046902 | 0.046902 | 78 | 78.5748 | 78 | 0.0039362 | 0.0087238 | 0.0010609 | 0 | 0 | 0.0031699 | 0.0020344 | 0.00059037 | 0.011281 | 0.0056698 | 8.8131e-05 | 0.0031121 | 0.0024847 | 0.0039265 | 0.00082442 | 0 | 0 | 0 | 0 | 0 | 0 | 2.6997 | 0 | 0 | 0 | 0 | 0.16682 | 0 | 0 | 0 | 0 | 1.6774 | 0 | 0 | 0
9 | 260 | 18 | 96.8 | 4.3485 | 82.4483 | 0 | 3.1185 | 0.034324 | 0.034324 | 78 | 78.4206 | 78 | 0.0033036 | 0.0073218 | 0.00089037 | 0 | 0 | 0.0015625 | 0.00044482 | 0.00049711 | 0.0062253 | 0.0039581 | 7.3967e-05 | 0.0026119 | 0.0023103 | 0.0042349 | 0.00088946 | 0 | 0 | 0 | 0 | 0 | 0 | 1.9757 | 0 | 0 | 0 | 0 | 0.26775 | 0 | 0 | 0 | 0 | 2.105 | 0 | 0 | 0
9 | 260 | 19 | 93.2 | 3.7382 | 82.4483 | 0 | 3.1185 | 0.024293 | 0.024293 | 78 | 78.2977 | 78 | 0.002671 | 0.0059197 | 0.00071987 | 0 | 0 | 0.00021502 | 8.7033e-05 | 0.00040293 | 0.002847 | 0.0018293 | 5.9803e-05 | 0.0021118 | 0.00193 | 0.0045452 | 0.0009545 | 0 | 0 | 0 | 0 | 0 | 0 | 1.3983 | 0 | 0 | 0 | 0 | 0.26775 | 0 | 0 | 0 | 0 | 2.0721 | 0 | 0 | 0
9 | 260 | 20 | 91.4 | 3.6959 | 82.4483 | 0 | 3.1185 | 0.025844 | 0.025844 | 78 | 78.3167 | 78 | 0.0023547 | 0.0052187 | 0.00063462 | 0 | 0 | 0 | 0 | 0.00034978 | 0.0036125 | 0.0021911 | 5.2721e-05 | 0.0018617 | 0.00094518 | 0.0071272 | 0.0014959 | 0 | 0 | 0 | 0 | 0 | 0 | 1.4876 | 0 | 0 | 0 | 0 | 0.26775 | 0 | 0 | 0 | 0 | 1.9405 | 0 | 0 | 0
9 | 260 | 21 | 89.6 | 3.4985 | 82.4483 | 0 | 3.1185 | 0.024129 | 0.024129 | 78 | 78.2957 | 78 | 0.0020384 | 0.0045177 | 0.00054938 | 0 | 0 | 0 | 0 | 0.00030747 | 0.0031272 | 0.0018979 | 4.5639e-05 | 0.0016116 | 0.0014109 | 0.0071272 | 0.0014959 | 0 | 0 | 0 | 0 | 0 | 0 | 1.3889 | 0 | 0 | 0 | 0 | 0.26775 | 0 | 0 | 0 | 0 | 1.8419 | 0 | 0 | 0
9 | 260 | 22 | 89.6 | 3.3622 | 82.4483 | 0 | 2.5245 | 0.024285 | 0.024285 | 78 | 78.2976 | 78 | 0.0020384 | 0.0045177 | 0.00054938 | 0 | 0 | 0 | 0 | 0.00030621 | 0.0031272 | 0.0018976 | 4.5639e-05 | 0.0016116 | 0.0011891 | 0.0074411 | 0.0015609 | 0 | 0 | 0 | 0 | 0 | 0 | 1.3979 | 0 | 0 | 0 | 0 | 0.22117 | 0 | 0 | 0 | 0 | 1.7432 | 0 | 0 | 0
9 | 260 | 23 | 86 | 2.8234 | 82.4483 | 0 | 2.5245 | 0.019495 | 0.019495 | 78 | 78.2389 | 78 | 0.0014058 | 0.0031157 | 0.00037888 | 0 | 0 | 0 | 0 | 0.00021118 | 0.0021567 | 0.0013087 | 3.1475e-05 | 0.0011114 | 0.00077288 | 0.0074411 | 0.0015609 | 0 | 0 | 0 | 0 | 0 | 0 | 1.1221 | 0 | 0 | 0 | 0 | 0.22117 | 0 | 0 | 0 | 0 | 1.4801 | 0 | 0 | 0
9 | 260 | 24 | 86 | 2.3493 | 82.4483 | 0 | 0.42075 | 0.018695 | 0.018695 | 78 | 78.2291 | 78 | 0.0014058 | 0.0031157 | 0.00037888 | 0 | 0 | 0 | 0 | 0.00021163 | 0.0021567 | 0.0013088 | 3.1475e-05 | 0.0011114 | 0.00084999 | 0.0067153 | 0.0014098 | 0 | 0 | 0 | 0 | 0 | 0 | 1.0761 | 0 | 0 | 0 | 0 | 0.056189 | 0 | 0 | 0 | 0 | 1.2169 | 0 | 0 | 0
9 | 261 | 1 | 84.2 | 1.5849 | 82.2634 | 0 | 0.42211 | 0.010555 | 0.010555 | 78 | 78.1294 | 78 | 0.0010895 | 0.0024146 | 0.00029363 | 0 | 0 | 0 | 0 | 0.00016319 | 0.0016714 | 0.0010141 | 2.4393e-05 | 0.00086137 | 0.00052184 | 0.0020667 | 0.00043418 | 0 | 0 | 0 | 0 | 0 | 0 | 0.60755 | 0 | 0 | 0 | 0 | 0.05644 | 0 | 0 | 0 | 0 | 0.92093 | 0 | 0 | 0
9 | 261 | 2 | 84.2 | 1.5191 | 82.2634 | 0 | 0.42211 | 0.010555 | 0.010555 | 78 | 78.1294 | 78 | 0.0010895 | 0.0024146 | 0.00029363 | 0 | 0 | 0 | 0 | 0.00016322 | 0.0016714 | 0.0010141 | 2.4393e-05 | 0.00086137 | 0.00052184 | 0.0020667 | 0.00043418 | 0 | 0 | 0 | 0 | 0 | 0 | 0.60756 | 0 | 0 | 0 | 0 | 0.05644 | 0 | 0 | 0 | 0 | 0.85515 | 0 | 0 | 0
9 | 261 | 3 | 82.4 | 1.3417 | 82.2634 | 0 | 0.42211 | 0.0080441 | 0.0080441 | 78 | 78.0986 | 78 | 0.00077317 | 0.0017136 | 0.00020838 | 0 | 0 | 0 | 0 | 0.00011456 | 0.0011862 | 0.00071935 | 1.7311e-05 | 0.0006113 | 0.00019938 | 0.0020667 | 0.00043418 | 0 | 0 | 0 | 0 | 0 | 0 | 0.46303 | 0 | 0 | 0 | 0 | 0.05644 | 0 | 0 | 0 | 0 | 0.82226 | 0 | 0 | 0
9 | 261 | 4 | 80.6 | 1.1789 | 82.2634 | 0 | 0.42211 | 0.0057871 | 0.0057871 | 78 | 78.0709 | 78 | 0.00045688 | 0.0010126 | 0.00012314 | 0 | 0 | 0 | 0 | 6.7893e-05 | 0.00070093 | 0.00042512 | 1.023e-05 | 0.00036122 | 0.00012824 | 0.0020667 | 0.00043418 | 0 | 0 | 0 | 0 | 0 | 0 | 0.33311 | 0 | 0 | 0 | 0 | 0.05644 | 0 | 0 | 0 | 0 | 0.78937 | 0 | 0 | 0
9 | 261 | 5 | 80.6 | 1.1802 | 82.2634 | 0 | 0.42211 | 0.0058091 | 0.0058091 | 78 | 78.0712 | 78 | 0.00045688 | 0.0010126 | 0.00012314 | 0 | 0 | 0 | 0 | 6.8046e-05 | 0.00070093 | 0.00042516 | 1.023e-05 | 0.00036122 | 0.00015009 | 0.0020667 | 0.00043418 | 0 | 0 | 0 | 0 | 0 | 0 | 0.33438 | 0 | 0 | 0 | 0 | 0.05644 | 0 | 0 | 0 | 0 | 0.78937 | 0 | 0 | 0
9 | 261 | 6 | 80.6 | 1.3776 | 82.2634 | 0 | 0.4966 | 0.0074235 | 0.0074235 | 78 | 78.091 | 78 | 0.00045688 | 0.0010126 | 0.00012314 | 0 | 0 | 0 | 0 | 6.7483e-05 | 0.00070093 | 0.00042501 | 1.023e-05 | 0.00036122 | 8.8912e-05 | 0.0034529 | 0.00072422 | 0 | 0 | 0 | 0 | 0 | 0 | 0.42731 | 0 | 0 | 0 | 0 | 0.062307 | 0 | 0 | 0 | 0 | 0.88804 | 0 | 0 | 0
9 | 261 | 7 | 80.6 | 1.9921 | 82.2634 | 0 | 3.7245 | 0.0091097 | 0.0091097 | 78 | 78.1116 | 78 | 0.00045688 | 0.0010126 | 0.00012314 | 0 | 0 | 0.00083766 | 0.00028239 | 6.7286e-05 | 0.00020819 | 0.00042945 | 1.023e-05 | 0.00036122 | 7.1816e-05 | 0.0043383 | 0.00091055 | 0 | 0 | 0 | 0 | 0 | 0 | 0.52437 | 0 | 0 | 0 | 0 | 0.31654 | 0 | 0 | 0 | 0 | 1.1512 | 0 | 0 | 0
9 | 261 | 8 | 82.4 | 3.2451 | 82.2634 | 0 | 3.7245 | 0.027451 | 0.027451 | 78 | 78.3364 | 78 | 0.00077317 | 0.0017136 | 0.00020838 | 0 | 0 | 0.0048901 | 0.0020101 | 0.00011439 | 0.0041175 | 0.0023291 | 1.7311e-05 | 0.0006113 | 0.00016813 | 0.0086767 | 0.0018211 | 0 | 0 | 0 | 0 | 0 | 0 | 1.5801 | 0 | 0 | 0 | 0 | 0.31654 | 0 | 0 | 0 | 0 | 1.3485 | 0 | 0 | 0
9 | 261 | 9 | 86 | 1.6586 | 82.2634 | 0 | 3.2279 | 0.038331 | 0 | 78 | 78.4698 | 78.4698 | 0.0014058 | 0.0031157 | 0.00037888 | 0 | 0 | 0.0081412 | 0.0044242 | 0.00020934 | 0.0090926 | 0.0038148 | 3.1475e-05 | 0.0011114 | 0.0004817 | 0.0050623 | 0.0010617 | 0 | 0 | 0 | 0 | 0 | 0 | 0 | 0 | 0 | 0 | 0 | 0.2772 | 0 | 0 | 0 | 0 | 1.3814 | 0 | 0 | 0
9 | 261 | 10 | 89.6 | 1.6912 | 82.2634 | 0 | 3.2279 | 0.048169 | 0 | 78.4698 | 79.0601 | 79.0601 | 0.0019558 | 0.0043348 | 0.00052713 | 0 | 0 | 0.010425 | 0.0063656 | 0.00029204 | 0.013549 | 0.004558 | 4.3791e-05 | 0.0015463 | 0.00082357 | 0.0030973 | 0.00065039 | 0 | 0 | 0 | 0 | 0 | 0 | 0 | 0 | 0 | 0 | 0 | 0.27691 | 0 | 0 | 0 | 0 | 1.4143 | 0 | 0 | 0
9 | 261 | 11 | 93.2 | 1.7237 | 82.2634 | 0 | 3.2279 | 0.057131 | 0 | 79.0601 | 79.7602 | 79.7602 | 0.0024847 | 0.0055069 | 0.00066967 | 0 | 0 | 0.011643 | 0.0076877 | 0.00037111 | 0.017009 | 0.0048679 | 5.5632e-05 | 0.0019645 | 0.0011233 | 0.0030973 | 0.00065039 | 0 | 0 | 0 | 0 | 0 | 0 | 0 | 0 | 0 | 0 | 0 | 0.27657 | 0 | 0 | 0 | 0 | 1.4472 | 0 | 0 | 0
9 | 261 | 12 | 95 | 4.0737 | 82.2634 | 0 | 2.2843 | 0.061684 | 0.042118 | 79.7602 | 80.5162 | 80 | 0.002678 | 0.0059352 | 0.00072176 | 0 | 0 | 0.01191 | 0.0083445 | 0.00039969 | 0.018791 | 0.0044874 | 5.996e-05 | 0.0021173 | 0.0012406 | 0.0041315 | 0.0008666 | 0 | 0 | 0 | 0 | 0 | 0 | 2.4244 | 0 | 0 | 0 | 0 | 0.20213 | 0 | 0 | 0 | 0 | 1.4472 | 0 | 0 | 0
9 | 261 | 13 | 96.8 | 5.2703 | 82.2634 | 0 | 2.2843 | 0.063479 | 0.063479 | 80 | 80.7779 | 80 | 0.0029521 | 0.0065429 | 0.00079565 | 0 | 0 | 0.011723 | 0.0083078 | 0.00044491 | 0.019584 | 0.0049668 | 6.6098e-05 | 0.002334 | 0.0020141 | 0.0030973 | 0.00065039 | 0 | 0 | 0 | 0 | 0 | 0 | 3.6539 | 0 | 0 | 0 | 0 | 0.20213 | 0 | 0 | 0 | 0 | 1.4143 | 0 | 0 | 0
9 | 261 | 14 | 98.6 | 5.1911 | 82.2634 | 0 | 1.8374 | 0.063286 | 0.063286 | 80 | 80.7756 | 80 | 0.0032684 | 0.0072439 | 0.0008809 | 0 | 0 | 0.011006 | 0.007616 | 0.00048789 | 0.019459 | 0.0059181 | 7.318e-05 | 0.0025841 | 0.0016234 | 0.0025838 | 0.00054141 | 0 | 0 | 0 | 0 | 0 | 0 | 3.6428 | 0 | 0 | 0 | 0 | 0.16693 | 0 | 0 | 0 | 0 | 1.3814 | 0 | 0 | 0
9 | 261 | 15 | 98.6 | 13.9701 | 82.2634 | 0 | 1.8374 | 0.053159 | 0.21636 | 80 | 80.6515 | 78 | 0.0032684 | 0.0072439 | 0.0008809 | 0 | 0 | 0.0083738 | 0.0050405 | 0.00048752 | 0.014787 | 0.0055466 | 7.318e-05 | 0.0025841 | 0.0016234 | 0.0026854 | 0.00056426 | 0 | 0 | 0 | 0 | 0 | 0 | 12.4537 | 0 | 0 | 0 | 0 | 0.16791 | 0 | 0 | 0 | 0 | 1.3485 | 0 | 0 | 0
9 | 261 | 16 | 98.6 | 4.557 | 82.2634 | 0 | 1.8374 | 0.05168 | 0.05168 | 78 | 78.6333 | 78 | 0.0036199 | 0.0080228 | 0.00097562 | 0 | 0 | 0.0064269 | 0.0039503 | 0.00053995 | 0.014138 | 0.0059457 | 8.1049e-05 | 0.002862 | 0.0018686 | 0.0026854 | 0.00056426 | 0 | 0 | 0 | 0 | 0 | 0 | 2.9748 | 0 | 0 | 0 | 0 | 0.16791 | 0 | 0 | 0 | 0 | 1.4143 | 0 | 0 | 0
9 | 261 | 17 | 96.8 | 4.2159 | 82.2634 | 0 | 1.8374 | 0.041183 | 0.041183 | 78 | 78.5047 | 78 | 0.0033036 | 0.0073218 | 0.00089037 | 0 | 0 | 0.0040363 | 0.0019796 | 0.00049235 | 0.0094051 | 0.0046699 | 7.3967e-05 | 0.0026119 | 0.0016474 | 0.0039265 | 0.00082442 | 0 | 0 | 0 | 0 | 0 | 0 | 2.3705 | 0 | 0 | 0 | 0 | 0.16791 | 0 | 0 | 0 | 0 | 1.6774 | 0 | 0 | 0
9 | 261 | 18 | 95 | 4.1737 | 82.2634 | 0 | 3.1286 | 0.031256 | 0.031256 | 78 | 78.383 | 78 | 0.0029873 | 0.0066208 | 0.00080512 | 0 | 0 | 0.0014859 | 0.00038917 | 0.00044514 | 0.0057603 | 0.0037723 | 6.6885e-05 | 0.0023618 | 0.0014365 | 0.0042349 | 0.00088946 | 0 | 0 | 0 | 0 | 0 | 0 | 1.7991 | 0 | 0 | 0 | 0 | 0.2696 | 0 | 0 | 0 | 0 | 2.105 | 0 | 0 | 0
9 | 261 | 19 | 93.2 | 3.7019 | 82.2634 | 0 | 3.1286 | 0.023631 | 0.023631 | 78 | 78.2896 | 78 | 0.002671 | 0.0059197 | 0.00071987 | 0 | 0 | 0.00023738 | 9.8077e-05 | 0.00039581 | 0.0029947 | 0.0019059 | 5.9803e-05 | 0.0021118 | 0.0010175 | 0.0045452 | 0.0009545 | 0 | 0 | 0 | 0 | 0 | 0 | 1.3602 | 0 | 0 | 0 | 0 | 0.2696 | 0 | 0 | 0 | 0 | 2.0721 | 0 | 0 | 0
9 | 261 | 20 | 91.4 | 3.6922 | 82.2634 | 0 | 3.1286 | 0.025749 | 0.025749 | 78 | 78.3156 | 78 | 0.0023547 | 0.0052187 | 0.00063462 | 0 | 0 | 0 | 0 | 0.00034888 | 0.0036125 | 0.0021909 | 5.2721e-05 | 0.0018617 | 0.00085083 | 0.0071272 | 0.0014959 | 0 | 0 | 0 | 0 | 0 | 0 | 1.4821 | 0 | 0 | 0 | 0 | 0.2696 | 0 | 0 | 0 | 0 | 1.9405 | 0 | 0 | 0
9 | 261 | 21 | 91.4 | 3.6126 | 82.2634 | 0 | 3.1286 | 0.026079 | 0.026079 | 78 | 78.3196 | 78 | 0.0023547 | 0.0052187 | 0.00063462 | 0 | 0 | 0 | 0 | 0.00035212 | 0.0036125 | 0.0021916 | 5.2721e-05 | 0.0018617 | 0.0011772 | 0.0071272 | 0.0014959 | 0 | 0 | 0 | 0 | 0 | 0 | 1.5011 | 0 | 0 | 0 | 0 | 0.2696 | 0 | 0 | 0 | 0 | 1.8419 | 0 | 0 | 0
9 | 261 | 22 | 87.8 | 3.2366 | 82.2634 | 0 | 2.5326 | 0.022076 | 0.022076 | 78 | 78.2705 | 78 | 0.0017221 | 0.0038167 | 0.00046413 | 0 | 0 | 0 | 0 | 0.00025985 | 0.002642 | 0.0016035 | 3.8557e-05 | 0.0013615 | 0.0011654 | 0.0074411 | 0.0015609 | 0 | 0 | 0 | 0 | 0 | 0 | 1.2707 | 0 | 0 | 0 | 0 | 0.22267 | 0 | 0 | 0 | 0 | 1.7432 | 0 | 0 | 0
9 | 261 | 23 | 86 | 2.8205 | 82.2634 | 0 | 2.5326 | 0.019419 | 0.019419 | 78 | 78.238 | 78 | 0.0014058 | 0.0031157 | 0.00037888 | 0 | 0 | 0 | 0 | 0.00021054 | 0.0021567 | 0.0013085 | 3.1475e-05 | 0.0011114 | 0.00069837 | 0.0074411 | 0.0015609 | 0 | 0 | 0 | 0 | 0 | 0 | 1.1178 | 0 | 0 | 0 | 0 | 0.22267 | 0 | 0 | 0 | 0 | 1.4801 | 0 | 0 | 0
9 | 261 | 24 | 86 | 2.3797 | 82.2634 | 0 | 0.42211 | 0.01922 | 0.01922 | 78 | 78.2355 | 78 | 0.0014058 | 0.0031157 | 0.00037888 | 0 | 0 | 0 | 0 | 0.00021441 | 0.0021567 | 0.0013096 | 3.1475e-05 | 0.0011114 | 0.0013709 | 0.0067153 | 0.0014098 | 0 | 0 | 0 | 0 | 0 | 0 | 1.1063 | 0 | 0 | 0 | 0 | 0.05644 | 0 | 0 | 0 | 0 | 1.2169 | 0 | 0 | 0
9 | 262 | 1 | 84.2 | 1.5782 | 82.0759 | 0 | 0.42347 | 0.010433 | 0.010433 | 78 | 78.1279 | 78 | 0.0010895 | 0.0024146 | 0.00029363 | 0 | 0 | 0 | 0 | 0.00016229 | 0.0016714 | 0.0010139 | 2.4393e-05 | 0.00086137 | 0.00040145 | 0.0020667 | 0.00043418 | 0 | 0 | 0 | 0 | 0 | 0 | 0.60056 | 0 | 0 | 0 | 0 | 0.056694 | 0 | 0 | 0 | 0 | 0.92093 | 0 | 0 | 0
9 | 262 | 2 | 82.4 | 1.384 | 82.0759 | 0 | 0.42347 | 0.0082027 | 0.0082027 | 78 | 78.1005 | 78 | 0.00077317 | 0.0017136 | 0.00020838 | 0 | 0 | 0 | 0 | 0.00011582 | 0.0011862 | 0.00071969 | 1.7311e-05 | 0.0006113 | 0.00035637 | 0.0020667 | 0.00043418 | 0 | 0 | 0 | 0 | 0 | 0 | 0.47216 | 0 | 0 | 0 | 0 | 0.056694 | 0 | 0 | 0 | 0 | 0.85515 | 0 | 0 | 0
9 | 262 | 3 | 82.4 | 1.3461 | 82.0759 | 0 | 0.42347 | 0.0081151 | 0.0081151 | 78 | 78.0995 | 78 | 0.00077317 | 0.0017136 | 0.00020838 | 0 | 0 | 0 | 0 | 0.00011517 | 0.0011862 | 0.00071951 | 1.7311e-05 | 0.0006113 | 0.00026958 | 0.0020667 | 0.00043418 | 0 | 0 | 0 | 0 | 0 | 0 | 0.46711 | 0 | 0 | 0 | 0 | 0.056694 | 0 | 0 | 0 | 0 | 0.82226 | 0 | 0 | 0
9 | 262 | 4 | 82.4 | 1.3132 | 82.0759 | 0 | 0.42347 | 0.0081151 | 0.0081151 | 78 | 78.0995 | 78 | 0.00077317 | 0.0017136 | 0.00020838 | 0 | 0 | 0 | 0 | 0.00011517 | 0.0011862 | 0.00071951 | 1.7311e-05 | 0.0006113 | 0.00026958 | 0.0020667 | 0.00043418 | 0 | 0 | 0 | 0 | 0 | 0 | 0.46711 | 0 | 0 | 0 | 0 | 0.056694 | 0 | 0 | 0 | 0 | 0.78937 | 0 | 0 | 0
9 | 262 | 5 | 81.32 | 1.2312 | 82.0759 | 0 | 0.42347 | 0.0066913 | 0.0066913 | 78 | 78.082 | 78 | 0.0005834 | 0.001293 | 0.00015724 | 0 | 0 | 0 | 0 | 8.6557e-05 | 0.00089503 | 0.00054281 | 1.3062e-05 | 0.00046125 | 0.00015811 | 0.0020667 | 0.00043418 | 0 | 0 | 0 | 0 | 0 | 0 | 0.38516 | 0 | 0 | 0 | 0 | 0.056694 | 0 | 0 | 0 | 0 | 0.78937 | 0 | 0 | 0
9 | 262 | 6 | 80.6 | 1.3779 | 82.0759 | 0 | 0.4982 | 0.0074235 | 0.0074235 | 78 | 78.091 | 78 | 0.00045688 | 0.0010126 | 0.00012314 | 0 | 0 | 0 | 0 | 6.7466e-05 | 0.00070093 | 0.00042501 | 1.023e-05 | 0.00036122 | 8.8912e-05 | 0.0034529 | 0.00072422 | 0 | 0 | 0 | 0 | 0 | 0 | 0.4273 | 0 | 0 | 0 | 0 | 0.062605 | 0 | 0 | 0 | 0 | 0.88804 | 0 | 0 | 0
9 | 262 | 7 | 78.8 | 1.8043 | 82.0759 | 0 | 3.7365 | 0.0058079 | 0.0058079 | 78 | 78.0712 | 78 | 0.00014058 | 0.00031157 | 3.7888e-05 | 0 | 0 | 0.00067629 | 0.0002409 | 2.0838e-05 | -0.00070993 | -0.00030339 | 3.1475e-06 | 0.00011114 | 3.0014e-05 | 0.0043383 | 0.00091055 | 0 | 0 | 0 | 0 | 0 | 0 | 0.33431 | 0 | 0 | 0 | 0 | 0.31878 | 0 | 0 | 0 | 0 | 1.1512 | 0 | 0 | 0
9 | 262 | 8 | 82.4 | 3.2183 | 82.0759 | 0 | 3.7365 | 0.026946 | 0.026946 | 78 | 78.3302 | 78 | 0.00077317 | 0.0017136 | 0.00020838 | 0 | 0 | 0.0047105 | 0.00191 | 0.0001151 | 0.003916 | 0.0022399 | 1.7311e-05 | 0.0006113 | 0.0002333 | 0.0086767 | 0.0018211 | 0 | 0 | 0 | 0 | 0 | 0 | 1.5511 | 0 | 0 | 0 | 0 | 0.31878 | 0 | 0 | 0 | 0 | 1.3485 | 0 | 0 | 0
9 | 262 | 9 | 84.2 | 1.6605 | 82.0759 | 0 | 3.2383 | 0.034988 | 0 | 78 | 78.4288 | 78.4288 | 0.0010895 | 0.0024146 | 0.00029363 | 0 | 0 | 0.0078371 | 0.00388 | 0.00016246 | 0.0083832 | 0.0035165 | 2.4393e-05 | 0.00086137 | 0.00040145 | 0.0050623 | 0.0010617 | 0 | 0 | 0 | 0 | 0 | 0 | 0 | 0 | 0 | 0 | 0 | 0.27916 | 0 | 0 | 0 | 0 | 1.3814 | 0 | 0 | 0
9 | 262 | 10 | 87.8 | 1.6932 | 82.0759 | 0 | 3.2383 | 0.039867 | 0 | 78.4288 | 78.9174 | 78.9174 | 0.0016467 | 0.0036497 | 0.00044382 | 0 | 0 | 0.0093504 | 0.0044447 | 0.00024654 | 0.010214 | 0.0040264 | 3.687e-05 | 0.001302 | 0.00075723 | 0.0030973 | 0.00065039 | 0 | 0 | 0 | 0 | 0 | 0 | 0 | 0 | 0 | 0 | 0 | 0.27892 | 0 | 0 | 0 | 0 | 1.4143 | 0 | 0 | 0
9 | 262 | 11 | 91.4 | 1.7257 | 82.0759 | 0 | 3.2383 | 0.057362 | 0 | 78.9174 | 79.6203 | 79.6203 | 0.0021935 | 0.0048615 | 0.00059118 | 0 | 0 | 0.013083 | 0.0075222 | 0.00032756 | 0.016953 | 0.0053452 | 4.9112e-05 | 0.0017342 | 0.00095443 | 0.0030973 | 0.00065039 | 0 | 0 | 0 | 0 | 0 | 0 | 0 | 0 | 0 | 0 | 0 | 0.27858 | 0 | 0 | 0 | 0 | 1.4472 | 0 | 0 | 0
9 | 262 | 12 | 93.2 | 3.4068 | 82.0759 | 0 | 2.2917 | 0.061488 | 0.030509 | 79.6203 | 80.3739 | 80 | 0.0023862 | 0.0052887 | 0.00064313 | 0 | 0 | 0.012924 | 0.0081121 | 0.00035712 | 0.018631 | 0.0050102 | 5.3428e-05 | 0.0018866 | 0.0011972 | 0.0041315 | 0.0008666 | 0 | 0 | 0 | 0 | 0 | 0 | 1.7561 | 0 | 0 | 0 | 0 | 0.20351 | 0 | 0 | 0 | 0 | 1.4472 | 0 | 0 | 0
9 | 262 | 13 | 96.8 | 4.9249 | 82.0759 | 0 | 2.2917 | 0.057454 | 0.057454 | 80 | 80.7041 | 80 | 0.0029521 | 0.0065429 | 0.00079565 | 0 | 0 | 0.010808 | 0.0065056 | 0.00044221 | 0.016476 | 0.0052106 | 6.6098e-05 | 0.002334 | 0.001573 | 0.0030973 | 0.00065039 | 0 | 0 | 0 | 0 | 0 | 0 | 3.3071 | 0 | 0 | 0 | 0 | 0.20351 | 0 | 0 | 0 | 0 | 1.4143 | 0 | 0 | 0
9 | 262 | 14 | 96.8 | 5.005 | 82.0759 | 0 | 1.8433 | 0.060032 | 0.060032 | 80 | 80.7357 | 80 | 0.0029521 | 0.0065429 | 0.00079565 | 0 | 0 | 0.01112 | 0.0071762 | 0.00044026 | 0.018312 | 0.0057539 | 6.6098e-05 | 0.002334 | 0.0014137 | 0.0025838 | 0.00054141 | 0 | 0 | 0 | 0 | 0 | 0 | 3.4555 | 0 | 0 | 0 | 0 | 0.16803 | 0 | 0 | 0 | 0 | 1.3814 | 0 | 0 | 0
9 | 262 | 15 | 96.8 | 14.0258 | 82.0759 | 0 | 1.8433 | 0.054107 | 0.2173 | 80 | 80.6631 | 78 | 0.0029521 | 0.0065429 | 0.00079565 | 0 | 0 | 0.0091099 | 0.0057278 | 0.00044028 | 0.01588 | 0.0055945 | 6.6098e-05 | 0.002334 | 0.0014137 | 0.0026854 | 0.00056426 | 0 | 0 | 0 | 0 | 0 | 0 | 12.5083 | 0 | 0 | 0 | 0 | 0.16902 | 0 | 0 | 0 | 0 | 1.3485 | 0 | 0 | 0
9 | 262 | 16 | 97.16 | 4.4742 | 82.0759 | 0 | 1.8433 | 0.050224 | 0.050224 | 78 | 78.6155 | 78 | 0.0033668 | 0.007462 | 0.00090742 | 0 | 0 | 0.006882 | 0.0039734 | 0.00050098 | 0.013821 | 0.0057706 | 7.5384e-05 | 0.0026619 | 0.0015522 | 0.0026854 | 0.00056426 | 0 | 0 | 0 | 0 | 0 | 0 | 2.8909 | 0 | 0 | 0 | 0 | 0.16902 | 0 | 0 | 0 | 0 | 1.4143 | 0 | 0 | 0
9 | 262 | 17 | 96.8 | 4.0615 | 82.0759 | 0 | 1.8433 | 0.038483 | 0.038483 | 78 | 78.4716 | 78 | 0.0033036 | 0.0073218 | 0.00089037 | 0 | 0 | 0.0032813 | 0.0016446 | 0.00049023 | 0.0084386 | 0.0042908 | 7.3967e-05 | 0.0026119 | 0.0013848 | 0.0039265 | 0.00082442 | 0 | 0 | 0 | 0 | 0 | 0 | 2.2151 | 0 | 0 | 0 | 0 | 0.16902 | 0 | 0 | 0 | 0 | 1.6774 | 0 | 0 | 0
9 | 262 | 18 | 95 | 4.1462 | 82.0759 | 0 | 3.1387 | 0.030745 | 0.030745 | 78 | 78.3768 | 78 | 0.0029873 | 0.0066208 | 0.00080512 | 0 | 0 | 0.0017304 | 0.00055714 | 0.0004416 | 0.0055779 | 0.0033817 | 6.6885e-05 | 0.0023618 | 0.0010897 | 0.0042349 | 0.00088946 | 0 | 0 | 0 | 0 | 0 | 0 | 1.7697 | 0 | 0 | 0 | 0 | 0.27149 | 0 | 0 | 0 | 0 | 2.105 | 0 | 0 | 0
9 | 262 | 19 | 93.2 | 3.668 | 82.0759 | 0 | 3.1387 | 0.023008 | 0.023008 | 78 | 78.282 | 78 | 0.002671 | 0.0059197 | 0.00071987 | 0 | 0 | 0.00014939 | 6.3195e-05 | 0.00039476 | 0.0027767 | 0.0017212 | 5.9803e-05 | 0.0021118 | 0.00092123 | 0.0045452 | 0.0009545 | 0 | 0 | 0 | 0 | 0 | 0 | 1.3244 | 0 | 0 | 0 | 0 | 0.27149 | 0 | 0 | 0 | 0 | 2.0721 | 0 | 0 | 0
9 | 262 | 20 | 89.6 | 3.5549 | 82.0759 | 0 | 3.1387 | 0.02333 | 0.02333 | 78 | 78.2859 | 78 | 0.0020384 | 0.0045177 | 0.00054938 | 0 | 0 | 0 | 0 | 0.00030124 | 0.0031272 | 0.0018963 | 4.5639e-05 | 0.0016116 | 0.00061981 | 0.0071272 | 0.0014959 | 0 | 0 | 0 | 0 | 0 | 0 | 1.3429 | 0 | 0 | 0 | 0 | 0.27149 | 0 | 0 | 0 | 0 | 1.9405 | 0 | 0 | 0
9 | 262 | 21 | 87.8 | 3.3308 | 82.0759 | 0 | 3.1387 | 0.02115 | 0.02115 | 78 | 78.2592 | 78 | 0.0017221 | 0.0038167 | 0.00046413 | 0 | 0 | 0 | 0 | 0.00025575 | 0.002642 | 0.0016023 | 3.8557e-05 | 0.0013615 | 0.00062438 | 0.0071272 | 0.0014959 | 0 | 0 | 0 | 0 | 0 | 0 | 1.2174 | 0 | 0 | 0 | 0 | 0.27149 | 0 | 0 | 0 | 0 | 1.8419 | 0 | 0 | 0
9 | 262 | 22 | 86 | 3.0691 | 82.0759 | 0 | 2.5408 | 0.01914 | 0.01914 | 78 | 78.2346 | 78 | 0.0014058 | 0.0031157 | 0.00037888 | 0 | 0 | 0 | 0 | 0.00020819 | 0.0021567 | 0.0013079 | 3.1475e-05 | 0.0011114 | 0.00042235 | 0.0074411 | 0.0015609 | 0 | 0 | 0 | 0 | 0 | 0 | 1.1017 | 0 | 0 | 0 | 0 | 0.22419 | 0 | 0 | 0 | 0 | 1.7432 | 0 | 0 | 0
9 | 262 | 23 | 85.1 | 2.7384 | 82.0759 | 0 | 2.5408 | 0.017966 | 0.017966 | 78 | 78.2202 | 78 | 0.0012476 | 0.0027651 | 0.00033626 | 0 | 0 | 0 | 0 | 0.0001846 | 0.0019141 | 0.0011607 | 2.7934e-05 | 0.00098641 | 0.00034166 | 0.0074411 | 0.0015609 | 0 | 0 | 0 | 0 | 0 | 0 | 1.0342 | 0 | 0 | 0 | 0 | 0.22419 | 0 | 0 | 0 | 0 | 1.4801 | 0 | 0 | 0
9 | 262 | 24 | 84.2 | 2.1898 | 82.0759 | 0 | 0.42347 | 0.015916 | 0.015916 | 78 | 78.195 | 78 | 0.0010895 | 0.0024146 | 0.00029363 | 0 | 0 | 0 | 0 | 0.0001609 | 0.0016714 | 0.0010135 | 2.4393e-05 | 0.00086137 | 0.00026124 | 0.0067153 | 0.0014098 | 0 | 0 | 0 | 0 | 0 | 0 | 0.91612 | 0 | 0 | 0 | 0 | 0.056694 | 0 | 0 | 0 | 0 | 1.2169 | 0 | 0 | 0
9 | 263 | 1 | 83.48 | 1.5169 | 81.886 | 0 | 0.42484 | 0.0093636 | 0.0093636 | 78 | 78.1148 | 78 | 0.00096295 | 0.0021342 | 0.00025953 | 0 | 0 | 0 | 0 | 0.00014206 | 0.0014773 | 0.00089574 | 2.1561e-05 | 0.00076134 | 0.00020801 | 0.0020667 | 0.00043418 | 0 | 0 | 0 | 0 | 0 | 0 | 0.53898 | 0 | 0 | 0 | 0 | 0.056951 | 0 | 0 | 0 | 0 | 0.92093 | 0 | 0 | 0
9 | 263 | 2 | 82.4 | 1.3716 | 81.886 | 0 | 0.42484 | 0.0079837 | 0.0079837 | 78 | 78.0978 | 78 | 0.00077317 | 0.0017136 | 0.00020838 | 0 | 0 | 0 | 0 | 0.00011383 | 0.0011862 | 0.00071915 | 1.7311e-05 | 0.0006113 | 0.00013988 | 0.0020667 | 0.00043418 | 0 | 0 | 0 | 0 | 0 | 0 | 0.45955 | 0 | 0 | 0 | 0 | 0.056951 | 0 | 0 | 0 | 0 | 0.85515 | 0 | 0 | 0
9 | 263 | 3 | 82.4 | 1.3373 | 81.886 | 0 | 0.42484 | 0.0079584 | 0.0079584 | 78 | 78.0975 | 78 | 0.00077317 | 0.0017136 | 0.00020838 | 0 | 0 | 0 | 0 | 0.00011358 | 0.0011862 | 0.00071907 | 1.7311e-05 | 0.0006113 | 0.00011498 | 0.0020667 | 0.00043418 | 0 | 0 | 0 | 0 | 0 | 0 | 0.4581 | 0 | 0 | 0 | 0 | 0.056951 | 0 | 0 | 0 | 0 | 0.82226 | 0 | 0 | 0
9 | 263 | 4 | 80.6 | 1.1745 | 81.886 | 0 | 0.42484 | 0.0057015 | 0.0057015 | 78 | 78.0699 | 78 | 0.00045688 | 0.0010126 | 0.00012314 | 0 | 0 | 0 | 0 | 6.6942e-05 | 0.00070093 | 0.00042486 | 1.023e-05 | 0.00036122 | 4.3854e-05 | 0.0020667 | 0.00043418 | 0 | 0 | 0 | 0 | 0 | 0 | 0.32818 | 0 | 0 | 0 | 0 | 0.056951 | 0 | 0 | 0 | 0 | 0.78937 | 0 | 0 | 0
9 | 263 | 5 | 80.6 | 1.1761 | 81.886 | 0 | 0.42484 | 0.0057299 | 0.0057299 | 78 | 78.0702 | 78 | 0.00045688 | 0.0010126 | 0.00012314 | 0 | 0 | 0 | 0 | 6.7288e-05 | 0.00070093 | 0.00042495 | 1.023e-05 | 0.00036122 | 7.1816e-05 | 0.0020667 | 0.00043418 | 0 | 0 | 0 | 0 | 0 | 0 | 0.32982 | 0 | 0 | 0 | 0 | 0.056951 | 0 | 0 | 0 | 0 | 0.78937 | 0 | 0 | 0
9 | 263 | 6 | 78.8 | 1.2479 | 81.886 | 0 | 0.49981 | 0.0051583 | 0.0051583 | 78 | 78.0632 | 78 | 0.00014058 | 0.00031157 | 3.7888e-05 | 0 | 0 | 0 | 0 | 2.0608e-05 | 0.00021567 | 0.00013073 | 3.1475e-06 | 0.00011114 | 9.8296e-06 | 0.0034529 | 0.00072422 | 0 | 0 | 0 | 0 | 0 | 0 | 0.29692 | 0 | 0 | 0 | 0 | 0.062908 | 0 | 0 | 0 | 0 | 0.88804 | 0 | 0 | 0
9 | 263 | 7 | 78.62 | 1.7948 | 81.886 | 0 | 3.7486 | 0.0056035 | 0.0056035 | 78 | 78.0687 | 78 | 0.00010895 | 0.00024146 | 2.9363e-05 | 0 | 0 | 0.00071429 | 0.00024595 | 1.5905e-05 | -0.00080775 | -0.00028787 | 2.4393e-06 | 8.6137e-05 | 5.7112e-06 | 0.0043383 | 0.00091055 | 0 | 0 | 0 | 0 | 0 | 0 | 0.32254 | 0 | 0 | 0 | 0 | 0.32105 | 0 | 0 | 0 | 0 | 1.1512 | 0 | 0 | 0
9 | 263 | 8 | 80.6 | 3.0616 | 81.886 | 0 | 3.7486 | 0.024184 | 0.024184 | 78 | 78.2964 | 78 | 0.00045688 | 0.0010126 | 0.00012314 | 0 | 0 | 0.0047651 | 0.0019083 | 6.6855e-05 | 0.0030727 | 0.0018777 | 1.023e-05 | 0.00036122 | 3.1654e-05 | 0.0086767 | 0.0018211 | 0 | 0 | 0 | 0 | 0 | 0 | 1.3921 | 0 | 0 | 0 | 0 | 0.32105 | 0 | 0 | 0 | 0 | 1.3485 | 0 | 0 | 0
9 | 263 | 9 | 84.2 | 1.6625 | 81.886 | 0 | 3.2488 | 0.030278 | 0 | 78 | 78.3711 | 78.3711 | 0.0010895 | 0.0024146 | 0.00029363 | 0 | 0 | 0.0064916 | 0.0031752 | 0.00015944 | 0.0066882 | 0.0028542 | 2.4393e-05 | 0.00086137 | 0.00010202 | 0.0050623 | 0.0010617 | 0 | 0 | 0 | 0 | 0 | 0 | 0 | 0 | 0 | 0 | 0 | 0.28115 | 0 | 0 | 0 | 0 | 1.3814 | 0 | 0 | 0
9 | 263 | 10 | 87.98 | 1.6952 | 81.886 | 0 | 3.2488 | 0.045058 | 0 | 78.3711 | 78.9233 | 78.9233 | 0.0016885 | 0.0037423 | 0.00045508 | 0 | 0 | 0.010559 | 0.0058013 | 0.00024744 | 0.012716 | 0.0044896 | 3.7806e-05 | 0.001335 | 0.0002383 | 0.0030973 | 0.00065039 | 0 | 0 | 0 | 0 | 0 | 0 | 0 | 0 | 0 | 0 | 0 | 0.28088 | 0 | 0 | 0 | 0 | 1.4143 | 0 | 0 | 0
9 | 263 | 11 | 91.4 | 1.7277 | 81.886 | 0 | 3.2488 | 0.05499 | 0 | 78.9233 | 79.5972 | 79.5972 | 0.0021924 | 0.0048592 | 0.0005909 | 0 | 0 | 0.012126 | 0.0074067 | 0.00032142 | 0.016597 | 0.0049726 | 4.9089e-05 | 0.0017334 | 0.00039306 | 0.0030973 | 0.00065039 | 0 | 0 | 0 | 0 | 0 | 0 | 0 | 0 | 0 | 0 | 0 | 0.28055 | 0 | 0 | 0 | 0 | 1.4472 | 0 | 0 | 0
9 | 263 | 12 | 95 | 3.2595 | 81.886 | 0 | 2.2991 | 0.060795 | 0.027925 | 79.5972 | 80.3422 | 80 | 0.0027066 | 0.0059987 | 0.00072948 | 0 | 0 | 0.012652 | 0.007707 | 0.0003972 | 0.017846 | 0.0049725 | 6.0601e-05 | 0.0021399 | 0.00058657 | 0.0041315 | 0.0008666 | 0 | 0 | 0 | 0 | 0 | 0 | 1.6074 | 0 | 0 | 0 | 0 | 0.2049 | 0 | 0 | 0 | 0 | 1.4472 | 0 | 0 | 0
9 | 263 | 13 | 95 | 4.831 | 81.886 | 0 | 2.2991 | 0.055799 | 0.055799 | 80 | 80.6838 | 80 | 0.0026358 | 0.0058419 | 0.0007104 | 0 | 0 | 0.01152 | 0.0067714 | 0.00038813 | 0.016311 | 0.0049859 | 5.9016e-05 | 0.002084 | 0.00074328 | 0.0030973 | 0.00065039 | 0 | 0 | 0 | 0 | 0 | 0 | 3.2118 | 0 | 0 | 0 | 0 | 0.2049 | 0 | 0 | 0 | 0 | 1.4143 | 0 | 0 | 0
9 | 263 | 14 | 96.8 | 4.8519 | 81.886 | 0 | 1.8493 | 0.057354 | 0.057354 | 80 | 80.7029 | 80 | 0.0029521 | 0.0065429 | 0.00079565 | 0 | 0 | 0.011541 | 0.0064506 | 0.00043649 | 0.016417 | 0.0057161 | 6.6098e-05 | 0.002334 | 0.00097654 | 0.0025838 | 0.00054141 | 0 | 0 | 0 | 0 | 0 | 0 | 3.3014 | 0 | 0 | 0 | 0 | 0.16915 | 0 | 0 | 0 | 0 | 1.3814 | 0 | 0 | 0
9 | 263 | 15 | 96.8 | 13.9818 | 81.886 | 0 | 1.8493 | 0.053324 | 0.21652 | 80 | 80.6535 | 78 | 0.0029521 | 0.0065429 | 0.00079565 | 0 | 0 | 0.0094614 | 0.005518 | 0.00043477 | 0.015428 | 0.0056466 | 6.6098e-05 | 0.002334 | 0.00089452 | 0.0026854 | 0.00056426 | 0 | 0 | 0 | 0 | 0 | 0 | 12.4632 | 0 | 0 | 0 | 0 | 0.17014 | 0 | 0 | 0 | 0 | 1.3485 | 0 | 0 | 0
9 | 263 | 16 | 96.8 | 4.5049 | 81.886 | 0 | 1.8493 | 0.050736 | 0.050736 | 78 | 78.6218 | 78 | 0.0033036 | 0.0073218 | 0.00089037 | 0 | 0 | 0.007757 | 0.0040369 | 0.00049028 | 0.013763 | 0.0058526 | 7.3967e-05 | 0.0026119 | 0.0013848 | 0.0026854 | 0.00056426 | 0 | 0 | 0 | 0 | 0 | 0 | 2.9204 | 0 | 0 | 0 | 0 | 0.17014 | 0 | 0 | 0 | 0 | 1.4143 | 0 | 0 | 0
9 | 263 | 17 | 95 | 3.9492 | 81.886 | 0 | 1.8493 | 0.036512 | 0.036512 | 78 | 78.4475 | 78 | 0.0029873 | 0.0066208 | 0.00080512 | 0 | 0 | 0.004468 | 0.0018569 | 0.00043914 | 0.0075355 | 0.003708 | 6.6885e-05 | 0.0023618 | 0.00091208 | 0.0039265 | 0.00082442 | 0 | 0 | 0 | 0 | 0 | 0 | 2.1017 | 0 | 0 | 0 | 0 | 0.17014 | 0 | 0 | 0 | 0 | 1.6774 | 0 | 0 | 0
9 | 263 | 18 | 92.84 | 3.9503 | 81.886 | 0 | 3.1488 | 0.027309 | 0.027309 | 78 | 78.3347 | 78 | 0.0026077 | 0.0057795 | 0.00070282 | 0 | 0 | 0.0017972 | 0.00067696 | 0.00038948 | 0.0043937 | 0.0024017 | 5.8387e-05 | 0.0020617 | 0.0013158 | 0.0042349 | 0.00088946 | 0 | 0 | 0 | 0 | 0 | 0 | 1.572 | 0 | 0 | 0 | 0 | 0.27339 | 0 | 0 | 0 | 0 | 2.105 | 0 | 0 | 0
9 | 263 | 19 | 89.6 | 3.4755 | 81.886 | 0 | 3.1488 | 0.019631 | 0.019631 | 78 | 78.2406 | 78 | 0.0020384 | 0.0045177 | 0.00054938 | 0 | 0 | 0.00012906 | 5.2121e-05 | 0.00030886 | 0.0020117 | 0.0012218 | 4.5639e-05 | 0.0016116 | 0.0016452 | 0.0045452 | 0.0009545 | 0 | 0 | 0 | 0 | 0 | 0 | 1.13 | 0 | 0 | 0 | 0 | 0.27339 | 0 | 0 | 0 | 0 | 2.0721 | 0 | 0 | 0
9 | 263 | 20 | 86 | 3.2939 | 81.886 | 0 | 3.1488 | 0.018762 | 0.018762 | 78 | 78.2299 | 78 | 0.0014058 | 0.0031157 | 0.00037888 | 0 | 0 | 0 | 0 | 0.00020847 | 0.0021567 | 0.0013079 | 3.1475e-05 | 0.0011114 | 0.00042235 | 0.0071272 | 0.0014959 | 0 | 0 | 0 | 0 | 0 | 0 | 1.0799 | 0 | 0 | 0 | 0 | 0.27339 | 0 | 0 | 0 | 0 | 1.9405 | 0 | 0 | 0
9 | 263 | 21 | 84.2 | 3.0682 | 81.886 | 0 | 3.1488 | 0.016556 | 0.016556 | 78 | 78.2029 | 78 | 0.0010895 | 0.0024146 | 0.00029363 | 0 | 0 | 0 | 0 | 0.00016227 | 0.0016714 | 0.0010139 | 2.4393e-05 | 0.00086137 | 0.00040145 | 0.0071272 | 0.0014959 | 0 | 0 | 0 | 0 | 0 | 0 | 0.95296 | 0 | 0 | 0 | 0 | 0.27339 | 0 | 0 | 0 | 0 | 1.8419 | 0 | 0 | 0
9 | 263 | 22 | 82.4 | 2.8177 | 81.886 | 0 | 2.5491 | 0.014746 | 0.014746 | 78 | 78.1807 | 78 | 0.00077317 | 0.0017136 | 0.00020838 | 0 | 0 | 0 | 0 | 0.0001161 | 0.0011862 | 0.00071977 | 1.7311e-05 | 0.0006113 | 0.00039847 | 0.0074411 | 0.0015609 | 0 | 0 | 0 | 0 | 0 | 0 | 0.84882 | 0 | 0 | 0 | 0 | 0.22574 | 0 | 0 | 0 | 0 | 1.7432 | 0 | 0 | 0
9 | 263 | 23 | 79.7 | 2.3488 | 81.886 | 0 | 2.5491 | 0.011171 | 0.011171 | 78 | 78.1369 | 78 | 0.00029873 | 0.00066208 | 8.0512e-05 | 0 | 0 | 0 | 0 | 4.46e-05 | 0.0004583 | 0.00027802 | 6.6885e-06 | 0.00023618 | 0.00010412 | 0.0074411 | 0.0015609 | 0 | 0 | 0 | 0 | 0 | 0 | 0.64303 | 0 | 0 | 0 | 0 | 0.22574 | 0 | 0 | 0 | 0 | 1.4801 | 0 | 0 | 0
9 | 263 | 24 | 77 | 1.2739 | 81.886 | 0 | 0.42484 | 0.0054628 | 0 | 78 | 78.0669 | 78 | -0.00017572 | -0.00038946 | -4.736e-05 | 0 | 0 | 0 | 0 | -2.6069e-05 | -0.00026959 | -0.0001635 | -3.9344e-06 | -0.00013893 | -3.796e-05 | 0.0067153 | 0.0014098 | 0 | 0 | 0 | 0 | 0 | 0 | 0 | 0 | 0 | 0 | 0 | 0.056951 | 0 | 0 | 0 | 0 | 1.2169 | 0 | 0 | 0
9 | 264 | 1 | 73.4 | 0.97816 | 81.6935 | 0 | 0.42622 | -0.0037308 | 0 | 78 | 77.9543 | 77.9543 | -0.00080832 | -0.0017915 | -0.00021786 | 0 | 0 | 0 | 0 | -0.00012003 | -0.0012401 | -0.00075212 | -1.8098e-05 | -0.00063908 | -0.00021039 | 0.0020667 | 0.00043418 | 0 | 0 | 0 | 0 | 0 | 0 | 0 | 0 | 0 | 0 | 0 | 0.057234 | 0 | 0 | 0 | 0 | 0.92093 | 0 | 0 | 0
9 | 264 | 2 | 71.42 | 0.91242 | 81.6935 | 0 | 0.42622 | -0.0061491 | 0 | 77.9543 | 77.8789 | 77.8789 | -0.0011482 | -0.0025448 | -0.00030946 | 0 | 0 | 0 | 0 | -0.00016995 | -0.0017616 | -0.0010682 | -2.5709e-05 | -0.00090781 | -0.00028003 | 0.0020667 | 0.00043418 | 0 | 0 | 0 | 0 | 0 | 0 | 0 | 0 | 0 | 0 | 0 | 0.057271 | 0 | 0 | 0 | 0 | 0.85515 | 0 | 0 | 0
9 | 264 | 3 | 69.8 | 0.87958 | 81.6935 | 0 | 0.42622 | -0.0080676 | 0 | 77.8789 | 77.7801 | 77.7801 | -0.0014196 | -0.0031464 | -0.00038262 | 0 | 0 | 0 | 0 | -0.00020958 | -0.002178 | -0.0013206 | -3.1786e-05 | -0.0011224 | -0.00032323 | 0.0020667 | 0.00043418 | 0 | 0 | 0 | 0 | 0 | 0 | 0 | 0 | 0 | 0 | 0 | 0.05732 | 0 | 0 | 0 | 0 | 0.82226 | 0 | 0 | 0
9 | 264 | 4 | 68 | 0.84675 | 81.6935 | 0 | 0.42622 | -0.010238 | 0 | 77.7801 | 77.6546 | 77.6546 | -0.0017186 | -0.0038089 | -0.00046318 | 0 | 0 | 0 | 0 | -0.00025382 | -0.0026366 | -0.0015987 | -3.8479e-05 | -0.0013588 | -0.00042724 | 0.0020667 | 0.00043418 | 0 | 0 | 0 | 0 | 0 | 0 | 0 | 0 | 0 | 0 | 0 | 0.057381 | 0 | 0 | 0 | 0 | 0.78937 | 0 | 0 | 0
9 | 264 | 5 | 66.92 | 0.84682 | 81.6935 | 0 | 0.42622 | -0.011436 | 0 | 77.6546 | 77.5144 | 77.5144 | -0.0018863 | -0.0041807 | -0.00050839 | 0 | 0 | 0 | 0 | -0.00027819 | -0.0028939 | -0.0017546 | -4.2234e-05 | -0.0014914 | -0.00046733 | 0.0020667 | 0.00043418 | 0 | 0 | 0 | 0 | 0 | 0 | 0 | 0 | 0 | 0 | 0 | 0.057451 | 0 | 0 | 0 | 0 | 0.78937 | 0 | 0 | 0
9 | 264 | 6 | 66.2 | 0.95156 | 81.6935 | 0 | 0.50143 | -0.010759 | 0 | 77.5144 | 77.3826 | 77.3826 | -0.0019882 | -0.0044065 | -0.00053585 | 0 | 0 | 0 | 0 | -0.00029271 | -0.0030502 | -0.0018492 | -4.4516e-05 | -0.0015719 | -0.00047242 | 0.0034529 | 0.00072422 | 0 | 0 | 0 | 0 | 0 | 0 | 0 | 0 | 0 | 0 | 0 | 0.063518 | 0 | 0 | 0 | 0 | 0.88804 | 0 | 0 | 0
9 | 264 | 7 | 68 | 1.4748 | 81.6935 | 0 | 3.7607 | -0.0068571 | 0 | 77.3826 | 77.2985 | 77.2985 | -0.0016487 | -0.0036541 | -0.00044436 | 0 | 0 | 0.00027423 | 0.00010622 | -0.00024199 | -0.0023859 | -0.0015082 | -3.6915e-05 | -0.0013035 | -0.00035211 | 0.0043383 | 0.00091055 | 0 | 0 | 0 | 0 | 0 | 0 | 0 | 0 | 0 | 0 | 0 | 0.32369 | 0 | 0 | 0 | 0 | 1.1512 | 0 | 0 | 0
9 | 264 | 8 | 69.8 | 1.6722 | 81.6935 | 0 | 3.7607 | 0.0023728 | 0 | 77.2985 | 77.3276 | 77.3276 | -0.0013177 | -0.0029204 | -0.00035513 | 0 | 0 | 0.001234 | 0.00047798 | -0.00019399 | -0.00098937 | -0.00087759 | -2.9502e-05 | -0.0010418 | -0.00029048 | 0.0086767 | 0.0018211 | 0 | 0 | 0 | 0 | 0 | 0 | 0 | 0 | 0 | 0 | 0 | 0.32368 | 0 | 0 | 0 | 0 | 1.3485 | 0 | 0 | 0
9 | 264 | 9 | 71.6 | 1.665 | 81.6935 | 0 | 3.2593 | 0.0037456 | 0 | 77.3276 | 77.3735 | 77.3735 | -0.0010065 | -0.0022307 | -0.00027126 | 0 | 0 | 0.0022624 | 0.00087629 | -0.00014824 | 0.00045107 | -0.00023221 | -2.2535e-05 | -0.00079575 | -0.00019933 | 0.0050623 | 0.0010617 | 0 | 0 | 0 | 0 | 0 | 0 | 0 | 0 | 0 | 0 | 0 | 0.28363 | 0 | 0 | 0 | 0 | 1.3814 | 0 | 0 | 0
9 | 264 | 10 | 75.2 | 1.6979 | 81.6935 | 0 | 3.2593 | 0.0097951 | 0 | 77.3735 | 77.4936 | 77.4936 | -0.00038194 | -0.0008465 | -0.00010294 | 0 | 0 | 0.0033821 | 0.00131 | -5.6377e-05 | 0.0024023 | 0.00070913 | -8.5516e-06 | -0.00030197 | -5.7856e-05 | 0.0030973 | 0.00065039 | 0 | 0 | 0 | 0 | 0 | 0 | 0 | 0 | 0 | 0 | 0 | 0.28357 | 0 | 0 | 0 | 0 | 1.4143 | 0 | 0 | 0
9 | 264 | 11 | 78.8 | 1.7305 | 81.6935 | 0 | 3.2593 | 0.040366 | 0 | 77.4936 | 77.9883 | 77.9883 | 0.00022957 | 0.0005088 | 6.1872e-05 | 0 | 0 | 0.011963 | 0.0074159 | 3.3656e-05 | 0.013379 | 0.0028275 | 5.14e-06 | 0.0001815 | 1.1488e-05 | 0.0030973 | 0.00065039 | 0 | 0 | 0 | 0 | 0 | 0 | 0 | 0 | 0 | 0 | 0 | 0.28333 | 0 | 0 | 0 | 0 | 1.4472 | 0 | 0 | 0
9 | 264 | 12 | 84.2 | 1.6542 | 81.6935 | 0 | 2.3066 | 0.04994 | 0 | 77.9883 | 78.6003 | 78.6003 | 0.0010915 | 0.0024192 | 0.00029419 | 0 | 0 | 0.012317 | 0.0080969 | 0.00016156 | 0.01627 | 0.0031816 | 2.444e-05 | 0.000863 | 0.00022292 | 0.0041315 | 0.0008666 | 0 | 0 | 0 | 0 | 0 | 0 | 0 | 0 | 0 | 0 | 0 | 0.20699 | 0 | 0 | 0 | 0 | 1.4472 | 0 | 0 | 0
9 | 264 | 13 | 87.8 | 1.621 | 81.6935 | 0 | 2.3066 | 0.051869 | 0 | 78.6003 | 79.2359 | 79.2359 | 0.0016166 | 0.0035829 | 0.0004357 | 0 | 0 | 0.011998 | 0.0076472 | 0.00023853 | 0.016835 | 0.004111 | 3.6196e-05 | 0.0012781 | 0.00034152 | 0.0030973 | 0.00065039 | 0 | 0 | 0 | 0 | 0 | 0 | 0 | 0 | 0 | 0 | 0 | 0.20668 | 0 | 0 | 0 | 0 | 1.4143 | 0 | 0 | 0
9 | 264 | 14 | 91.4 | 1.5518 | 81.6935 | 0 | 1.8553 | 0.040676 | 0 | 79.2359 | 79.7344 | 79.7344 | 0.0021375 | 0.0047374 | 0.00057609 | 0 | 0 | 0.008047 | 0.0042721 | 0.00031772 | 0.010982 | 0.0039996 | 4.7859e-05 | 0.00169 | 0.00074318 | 0.0025838 | 0.00054141 | 0 | 0 | 0 | 0 | 0 | 0 | 0 | 0 | 0 | 0 | 0 | 0.17042 | 0 | 0 | 0 | 0 | 1.3814 | 0 | 0 | 0
9 | 264 | 15 | 91.4 | 11.7816 | 81.6935 | 0 | 1.8553 | 0.03675 | 0.17828 | 79.7344 | 80.1848 | 78 | 0.0020499 | 0.0045432 | 0.00055248 | 0 | 0 | 0.0072339 | 0.0034262 | 0.00030402 | 0.0092473 | 0.0037758 | 4.5897e-05 | 0.0016207 | 0.00070134 | 0.0026854 | 0.00056426 | 0 | 0 | 0 | 0 | 0 | 0 | 10.2618 | 0 | 0 | 0 | 0 | 0.17127 | 0 | 0 | 0 | 0 | 1.3485 | 0 | 0 | 0
9 | 264 | 16 | 91.4 | 4.2089 | 81.6935 | 0 | 1.8553 | 0.045575 | 0.045575 | 78 | 78.5585 | 78 | 0.0023547 | 0.0052187 | 0.00063462 | 0 | 0 | 0.010019 | 0.0042583 | 0.00034734 | 0.011825 | 0.0050667 | 5.2721e-05 | 0.0018617 | 0.00068701 | 0.0026854 | 0.00056426 | 0 | 0 | 0 | 0 | 0 | 0 | 2.6233 | 0 | 0 | 0 | 0 | 0.17127 | 0 | 0 | 0 | 0 | 1.4143 | 0 | 0 | 0
9 | 264 | 17 | 91.76 | 3.8561 | 81.6935 | 0 | 1.8553 | 0.034874 | 0.034874 | 78 | 78.4274 | 78 | 0.0024179 | 0.0053589 | 0.00065167 | 0 | 0 | 0.0053473 | 0.0021454 | 0.00035748 | 0.0075497 | 0.0035668 | 5.4138e-05 | 0.0019117 | 0.00076205 | 0.0039265 | 0.00082442 | 0 | 0 | 0 | 0 | 0 | 0 | 2.0074 | 0 | 0 | 0 | 0 | 0.17127 | 0 | 0 | 0 | 0 | 1.6774 | 0 | 0 | 0
9 | 264 | 18 | 91.22 | 3.749 | 81.6935 | 0 | 3.159 | 0.023778 | 0.023778 | 78 | 78.2914 | 78 | 0.002323 | 0.0051486 | 0.0006261 | 0 | 0 | 0.0011129 | 0.00042776 | 0.00034392 | 0.0038587 | 0.0021413 | 5.2013e-05 | 0.0018367 | 0.00078262 | 0.0042349 | 0.00088946 | 0 | 0 | 0 | 0 | 0 | 0 | 1.3687 | 0 | 0 | 0 | 0 | 0.27532 | 0 | 0 | 0 | 0 | 2.105 | 0 | 0 | 0
9 | 264 | 19 | 89.6 | 3.4956 | 81.6935 | 0 | 3.159 | 0.019946 | 0.019946 | 78 | 78.2444 | 78 | 0.0020384 | 0.0045177 | 0.00054938 | 0 | 0 | 6.8556e-05 | 2.6554e-05 | 0.00030198 | 0.0028665 | 0.0017246 | 4.5639e-05 | 0.0016116 | 0.00069591 | 0.0045452 | 0.0009545 | 0 | 0 | 0 | 0 | 0 | 0 | 1.1481 | 0 | 0 | 0 | 0 | 0.27532 | 0 | 0 | 0 | 0 | 2.0721 | 0 | 0 | 0
9 | 264 | 20 | 87.8 | 3.4219 | 81.6935 | 0 | 3.159 | 0.020952 | 0.020952 | 78 | 78.2568 | 78 | 0.0017221 | 0.0038167 | 0.00046413 | 0 | 0 | 0 | 0 | 0.00025353 | 0.002642 | 0.0016018 | 3.8557e-05 | 0.0013615 | 0.00042853 | 0.0071272 | 0.0014959 | 0 | 0 | 0 | 0 | 0 | 0 | 1.206 | 0 | 0 | 0 | 0 | 0.27532 | 0 | 0 | 0 | 0 | 1.9405 | 0 | 0 | 0
9 | 264 | 21 | 86 | 3.2132 | 81.6935 | 0 | 3.159 | 0.01904 | 0.01904 | 78 | 78.2333 | 78 | 0.0014058 | 0.0031157 | 0.00037888 | 0 | 0 | 0 | 0 | 0.00021052 | 0.0021567 | 0.0013085 | 3.1475e-05 | 0.0011114 | 0.00069837 | 0.0071272 | 0.0014959 | 0 | 0 | 0 | 0 | 0 | 0 | 1.096 | 0 | 0 | 0 | 0 | 0.27532 | 0 | 0 | 0 | 0 | 1.8419 | 0 | 0 | 0
9 | 264 | 22 | 84.2 | 2.9523 | 81.6935 | 0 | 2.5573 | 0.017056 | 0.017056 | 78 | 78.209 | 78 | 0.0010895 | 0.0024146 | 0.00029363 | 0 | 0 | 0 | 0 | 0.00016319 | 0.0016714 | 0.0010141 | 2.4393e-05 | 0.00086137 | 0.00052184 | 0.0074411 | 0.0015609 | 0 | 0 | 0 | 0 | 0 | 0 | 0.98177 | 0 | 0 | 0 | 0 | 0.2273 | 0 | 0 | 0 | 0 | 1.7432 | 0 | 0 | 0
9 | 264 | 23 | 82.4 | 2.5466 | 81.6935 | 0 | 2.5573 | 0.01458 | 0.01458 | 78 | 78.1787 | 78 | 0.00077317 | 0.0017136 | 0.00020838 | 0 | 0 | 0 | 0 | 0.00011488 | 0.0011862 | 0.00071943 | 1.7311e-05 | 0.0006113 | 0.0002333 | 0.0074411 | 0.0015609 | 0 | 0 | 0 | 0 | 0 | 0 | 0.83922 | 0 | 0 | 0 | 0 | 0.2273 | 0 | 0 | 0 | 0 | 1.4801 | 0 | 0 | 0
9 | 264 | 24 | 82.4 | 2.0725 | 81.6935 | 0 | 0.42622 | 0.013869 | 0.013869 | 78 | 78.17 | 78 | 0.00077317 | 0.0017136 | 0.00020838 | 0 | 0 | 0 | 0 | 0.0001161 | 0.0011862 | 0.00071977 | 1.7311e-05 | 0.0006113 | 0.00039847 | 0.0067153 | 0.0014098 | 0 | 0 | 0 | 0 | 0 | 0 | 0.79834 | 0 | 0 | 0 | 0 | 0.057211 | 0 | 0 | 0 | 0 | 1.2169 | 0 | 0 | 0
9 | 265 | 1 | 80.6 | 1.3128 | 81.4987 | 0 | 0.4276 | 0.0058091 | 0.0058091 | 78 | 78.0712 | 78 | 0.00045688 | 0.0010126 | 0.00012314 | 0 | 0 | 0 | 0 | 6.8074e-05 | 0.00070093 | 0.00042517 | 1.023e-05 | 0.00036122 | 0.00015009 | 0.0020667 | 0.00043418 | 0 | 0 | 0 | 0 | 0 | 0 | 0.33438 | 0 | 0 | 0 | 0 | 0.057475 | 0 | 0 | 0 | 0 | 0.92093 | 0 | 0 | 0
9 | 265 | 2 | 80.42 | 1.2326 | 81.4987 | 0 | 0.4276 | 0.0055586 | 0.0055586 | 78 | 78.0681 | 78 | 0.00042525 | 0.00094249 | 0.00011461 | 0 | 0 | 0 | 0 | 6.3157e-05 | 0.0006524 | 0.00039568 | 9.5213e-06 | 0.00033621 | 0.00011846 | 0.0020667 | 0.00043418 | 0 | 0 | 0 | 0 | 0 | 0 | 0.31996 | 0 | 0 | 0 | 0 | 0.057475 | 0 | 0 | 0 | 0 | 0.85515 | 0 | 0 | 0
9 | 265 | 3 | 80.6 | 1.2116 | 81.4987 | 0 | 0.4276 | 0.0057664 | 0.0057664 | 78 | 78.0707 | 78 | 0.00045688 | 0.0010126 | 0.00012314 | 0 | 0 | 0 | 0 | 6.7684e-05 | 0.00070093 | 0.00042506 | 1.023e-05 | 0.00036122 | 0.00010779 | 0.0020667 | 0.00043418 | 0 | 0 | 0 | 0 | 0 | 0 | 0.33192 | 0 | 0 | 0 | 0 | 0.057475 | 0 | 0 | 0 | 0 | 0.82226 | 0 | 0 | 0
9 | 265 | 4 | 80.6 | 1.1788 | 81.4987 | 0 | 0.4276 | 0.0057663 | 0.0057663 | 78 | 78.0707 | 78 | 0.00045688 | 0.0010126 | 0.00012314 | 0 | 0 | 0 | 0 | 6.7676e-05 | 0.00070093 | 0.00042506 | 1.023e-05 | 0.00036122 | 0.00010779 | 0.0020667 | 0.00043418 | 0 | 0 | 0 | 0 | 0 | 0 | 0.33192 | 0 | 0 | 0 | 0 | 0.057475 | 0 | 0 | 0 | 0 | 0.78937 | 0 | 0 | 0
9 | 265 | 5 | 78.8 | 1.0478 | 81.4987 | 0 | 0.4276 | 0.003491 | 0.003491 | 78 | 78.0428 | 78 | 0.00014058 | 0.00031157 | 3.7888e-05 | 0 | 0 | 0 | 0 | 2.0724e-05 | 0.00021567 | 0.00013076 | 3.1475e-06 | 0.00011114 | 1.8677e-05 | 0.0020667 | 0.00043418 | 0 | 0 | 0 | 0 | 0 | 0 | 0.20095 | 0 | 0 | 0 | 0 | 0.057475 | 0 | 0 | 0 | 0 | 0.78937 | 0 | 0 | 0
9 | 265 | 6 | 78.8 | 1.25 | 81.4987 | 0 | 0.50306 | 0.0051852 | 0.0051852 | 78 | 78.0635 | 78 | 0.00014058 | 0.00031157 | 3.7888e-05 | 0 | 0 | 0 | 0 | 2.0877e-05 | 0.00021567 | 0.0001308 | 3.1475e-06 | 0.00011114 | 3.6442e-05 | 0.0034529 | 0.00072422 | 0 | 0 | 0 | 0 | 0 | 0 | 0.29847 | 0 | 0 | 0 | 0 | 0.063525 | 0 | 0 | 0 | 0 | 0.88804 | 0 | 0 | 0
9 | 265 | 7 | 78.8 | 1.8457 | 81.4987 | 0 | 3.7729 | 0.0064089 | 0.0064089 | 78 | 78.0785 | 78 | 0.00014058 | 0.00031157 | 3.7888e-05 | 0 | 0 | 0.00036563 | 0.00014162 | 2.0818e-05 | 4.8183e-05 | -5.0618e-05 | 3.1475e-06 | 0.00011114 | 3.0014e-05 | 0.0043383 | 0.00091055 | 0 | 0 | 0 | 0 | 0 | 0 | 0.3689 | 0 | 0 | 0 | 0 | 0.32567 | 0 | 0 | 0 | 0 | 1.1512 | 0 | 0 | 0
9 | 265 | 8 | 78.62 | 2.5562 | 81.4987 | 0 | 3.7729 | 0.015324 | 0.015324 | 78 | 78.1878 | 78 | 0.00010895 | 0.00024146 | 2.9363e-05 | 0 | 0 | 0.001851 | 0.00071697 | 1.616e-05 | 0.0013428 | 0.00040451 | 2.4393e-06 | 8.6137e-05 | 2.5967e-05 | 0.0086767 | 0.0018211 | 0 | 0 | 0 | 0 | 0 | 0 | 0.88204 | 0 | 0 | 0 | 0 | 0.32567 | 0 | 0 | 0 | 0 | 1.3485 | 0 | 0 | 0
9 | 265 | 9 | 78.8 | 1.6666 | 81.4987 | 0 | 3.2699 | 0.014504 | 0 | 78 | 78.1778 | 78.1778 | 0.00014058 | 0.00031157 | 3.7888e-05 | 0 | 0 | 0.0031307 | 0.0012126 | 2.0879e-05 | 0.0025307 | 0.00084429 | 3.1475e-06 | 0.00011114 | 3.6442e-05 | 0.0050623 | 0.0010617 | 0 | 0 | 0 | 0 | 0 | 0 | 0 | 0 | 0 | 0 | 0 | 0.28526 | 0 | 0 | 0 | 0 | 1.3814 | 0 | 0 | 0
9 | 265 | 10 | 80.6 | 1.6994 | 81.4987 | 0 | 3.2699 | 0.018342 | 0 | 78.1778 | 78.4025 | 78.4025 | 0.00042564 | 0.00094336 | 0.00011472 | 0 | 0 | 0.0048447 | 0.0018765 | 6.2955e-05 | 0.0043297 | 0.0015687 | 9.5302e-06 | 0.00033653 | 8.1861e-05 | 0.0030973 | 0.00065039 | 0 | 0 | 0 | 0 | 0 | 0 | 0 | 0 | 0 | 0 | 0 | 0.28515 | 0 | 0 | 0 | 0 | 1.4143 | 0 | 0 | 0
9 | 265 | 11 | 82.4 | 1.7322 | 81.4987 | 0 | 3.2699 | 0.023531 | 0 | 78.4025 | 78.6909 | 78.6909 | 0.00070244 | 0.0015568 | 0.00018932 | 0 | 0 | 0.0061472 | 0.002381 | 0.00010419 | 0.0057796 | 0.0021738 | 1.5728e-05 | 0.00055537 | 0.00017772 | 0.0030973 | 0.00065039 | 0 | 0 | 0 | 0 | 0 | 0 | 0 | 0 | 0 | 0 | 0 | 0.28501 | 0 | 0 | 0 | 0 | 1.4472 | 0 | 0 | 0
9 | 265 | 12 | 82.4 | 1.6554 | 81.4987 | 0 | 2.3141 | 0.026393 | 0 | 78.6909 | 79.0144 | 79.0144 | 0.00065177 | 0.0014445 | 0.00017566 | 0 | 0 | 0.0069242 | 0.002682 | 9.6291e-05 | 0.0063797 | 0.0023745 | 1.4593e-05 | 0.00051531 | 0.00013605 | 0.0041315 | 0.0008666 | 0 | 0 | 0 | 0 | 0 | 0 | 0 | 0 | 0 | 0 | 0 | 0.20822 | 0 | 0 | 0 | 0 | 1.4472 | 0 | 0 | 0
9 | 265 | 13 | 82.4 | 1.6223 | 81.4987 | 0 | 2.3141 | 0.025293 | 0 | 79.0144 | 79.3243 | 79.3243 | 0.00059493 | 0.0013186 | 0.00016034 | 0 | 0 | 0.0071299 | 0.0027616 | 8.814e-05 | 0.006474 | 0.0023877 | 1.3321e-05 | 0.00047037 | 0.00014609 | 0.0030973 | 0.00065039 | 0 | 0 | 0 | 0 | 0 | 0 | 0 | 0 | 0 | 0 | 0 | 0.20807 | 0 | 0 | 0 | 0 | 1.4143 | 0 | 0 | 0
9 | 265 | 14 | 82.4 | 1.553 | 81.4987 | 0 | 1.8613 | 0.023425 | 0 | 79.3243 | 79.6114 | 79.6114 | 0.00054046 | 0.0011978 | 0.00014566 | 0 | 0 | 0.0067185 | 0.0026023 | 7.984e-05 | 0.006174 | 0.0022933 | 1.2101e-05 | 0.00042731 | 0.00010847 | 0.0025838 | 0.00054141 | 0 | 0 | 0 | 0 | 0 | 0 | 0 | 0 | 0 | 0 | 0 | 0.17163 | 0 | 0 | 0 | 0 | 1.3814 | 0 | 0 | 0
9 | 265 | 15 | 86 | 10.5446 | 81.4987 | 0 | 1.8613 | 0.02528 | 0.15677 | 79.6114 | 79.9212 | 78 | 0.0011226 | 0.0024881 | 0.00030256 | 0 | 0 | 0.0057587 | 0.0022306 | 0.00016756 | 0.0061465 | 0.0024853 | 2.5135e-05 | 0.00088758 | 0.00041597 | 0.0026854 | 0.00056426 | 0 | 0 | 0 | 0 | 0 | 0 | 9.0237 | 0 | 0 | 0 | 0 | 0.17242 | 0 | 0 | 0 | 0 | 1.3485 | 0 | 0 | 0
9 | 265 | 16 | 86 | 2.9455 | 81.4987 | 0 | 1.8613 | 0.023606 | 0.023606 | 78 | 78.2893 | 78 | 0.0014058 | 0.0031157 | 0.00037888 | 0 | 0 | 0.0042962 | 0.0016641 | 0.00020945 | 0.0053098 | 0.0022879 | 3.1475e-05 | 0.0011114 | 0.00054538 | 0.0026854 | 0.00056426 | 0 | 0 | 0 | 0 | 0 | 0 | 1.3588 | 0 | 0 | 0 | 0 | 0.17242 | 0 | 0 | 0 | 0 | 1.4143 | 0 | 0 | 0
9 | 265 | 17 | 84.2 | 2.9213 | 81.4987 | 0 | 1.8613 | 0.018615 | 0.018615 | 78 | 78.2281 | 78 | 0.0010895 | 0.0024146 | 0.00029363 | 0 | 0 | 0.0026508 | 0.0010268 | 0.00016277 | 0.0033956 | 0.001479 | 2.4393e-05 | 0.00086137 | 0.00046557 | 0.0039265 | 0.00082442 | 0 | 0 | 0 | 0 | 0 | 0 | 1.0715 | 0 | 0 | 0 | 0 | 0.17242 | 0 | 0 | 0 | 0 | 1.6774 | 0 | 0 | 0
9 | 265 | 18 | 78.8 | 2.8863 | 81.4987 | 0 | 3.1693 | 0.0087565 | 0.0087565 | 78 | 78.1073 | 78 | 0.00014058 | 0.00031157 | 3.7888e-05 | 0 | 0 | 0.0011198 | 0.00043372 | 2.0885e-05 | 0.0010409 | 0.00038249 | 3.1475e-06 | 0.00011114 | 3.0014e-05 | 0.0042349 | 0.00088946 | 0 | 0 | 0 | 0 | 0 | 0 | 0.50404 | 0 | 0 | 0 | 0 | 0.27728 | 0 | 0 | 0 | 0 | 2.105 | 0 | 0 | 0
9 | 265 | 19 | 77 | 2.3494 | 81.4987 | 0 | 3.1693 | 0.0030181 | 0 | 78 | 78.037 | 78 | -0.00017572 | -0.00038946 | -4.736e-05 | 0 | 0 | 4.5704e-05 | 1.7703e-05 | -2.6123e-05 | -0.00046925 | -0.00029376 | -3.9344e-06 | -0.00013893 | -4.5976e-05 | 0.0045452 | 0.0009545 | 0 | 0 | 0 | 0 | 0 | 0 | 0 | 0 | 0 | 0 | 0 | 0.27728 | 0 | 0 | 0 | 0 | 2.0721 | 0 | 0 | 0
9 | 265 | 20 | 77 | 2.2178 | 81.4987 | 0 | 3.1693 | 0.005858 | 0 | 78 | 78.0718 | 78 | -0.00017572 | -0.00038946 | -4.736e-05 | 0 | 0 | 0 | 0 | -2.6167e-05 | -0.00026959 | -0.00016352 | -3.9344e-06 | -0.00013893 | -5.4522e-05 | 0.0071272 | 0.0014959 | 0 | 0 | 0 | 0 | 0 | 0 | 0 | 0 | 0 | 0 | 0 | 0.27728 | 0 | 0 | 0 | 0 | 1.9405 | 0 | 0 | 0
9 | 265 | 21 | 78.8 | 2.6744 | 81.4987 | 0 | 3.1693 | 0.0096469 | 0.0096469 | 78 | 78.1182 | 78 | 0.00014058 | 0.00031157 | 3.7888e-05 | 0 | 0 | 0 | 0 | 2.1016e-05 | 0.00021567 | 0.00013084 | 3.1475e-06 | 0.00011114 | 5.2e-05 | 0.0071272 | 0.0014959 | 0 | 0 | 0 | 0 | 0 | 0 | 0.55529 | 0 | 0 | 0 | 0 | 0.27728 | 0 | 0 | 0 | 0 | 1.8419 | 0 | 0 | 0
9 | 265 | 22 | 78.8 | 2.5501 | 81.4987 | 0 | 2.5656 | 0.010041 | 0.010041 | 78 | 78.1231 | 78 | 0.00014058 | 0.00031157 | 3.7888e-05 | 0 | 0 | 0 | 0 | 2.1104e-05 | 0.00021567 | 0.00013087 | 3.1475e-06 | 0.00011114 | 6.7481e-05 | 0.0074411 | 0.0015609 | 0 | 0 | 0 | 0 | 0 | 0 | 0.578 | 0 | 0 | 0 | 0 | 0.22888 | 0 | 0 | 0 | 0 | 1.7432 | 0 | 0 | 0
9 | 265 | 23 | 77 | 1.7089 | 81.4987 | 0 | 2.5656 | 0.0061513 | 0 | 78 | 78.0754 | 78 | -0.00017572 | -0.00038946 | -4.736e-05 | 0 | 0 | 0 | 0 | -2.6334e-05 | -0.00026959 | -0.00016357 | -3.9344e-06 | -0.00013893 | -7.4871e-05 | 0.0074411 | 0.0015609 | 0 | 0 | 0 | 0 | 0 | 0 | 0 | 0 | 0 | 0 | 0 | 0.22888 | 0 | 0 | 0 | 0 | 1.4801 | 0 | 0 | 0
9 | 265 | 24 | 77 | 1.2744 | 81.4987 | 0 | 0.4276 | 0.0054461 | 0 | 78 | 78.0667 | 78 | -0.00017572 | -0.00038946 | -4.736e-05 | 0 | 0 | 0 | 0 | -2.6167e-05 | -0.00026959 | -0.00016352 | -3.9344e-06 | -0.00013893 | -5.4522e-05 | 0.0067153 | 0.0014098 | 0 | 0 | 0 | 0 | 0 | 0 | 0 | 0 | 0 | 0 | 0 | 0.057475 | 0 | 0 | 0 | 0 | 1.2169 | 0 | 0 | 0
9 | 266 | 1 | 77 | 0.97867 | 81.3016 | 0 | 0.42898 | 0.00082853 | 0 | 78 | 78.0102 | 78 | -0.00017572 | -0.00038946 | -4.736e-05 | 0 | 0 | 0 | 0 | -2.5871e-05 | -0.00026959 | -0.00016344 | -3.9344e-06 | -0.00013893 | -2.3826e-05 | 0.0020667 | 0.00043418 | 0 | 0 | 0 | 0 | 0 | 0 | 0 | 0 | 0 | 0 | 0 | 0.057742 | 0 | 0 | 0 | 0 | 0.92093 | 0 | 0 | 0
9 | 266 | 2 | 77 | 0.91289 | 81.3016 | 0 | 0.42898 | 0.00082171 | 0 | 78 | 78.0101 | 78 | -0.00017572 | -0.00038946 | -4.736e-05 | 0 | 0 | 0 | 0 | -2.5949e-05 | -0.00026959 | -0.00016346 | -3.9344e-06 | -0.00013893 | -3.0549e-05 | 0.0020667 | 0.00043418 | 0 | 0 | 0 | 0 | 0 | 0 | 0 | 0 | 0 | 0 | 0 | 0.057742 | 0 | 0 | 0 | 0 | 0.85515 | 0 | 0 | 0
9 | 266 | 3 | 77 | 0.88 | 81.3016 | 0 | 0.42898 | 0.00082853 | 0 | 78 | 78.0102 | 78 | -0.00017572 | -0.00038946 | -4.736e-05 | 0 | 0 | 0 | 0 | -2.5871e-05 | -0.00026959 | -0.00016344 | -3.9344e-06 | -0.00013893 | -2.3826e-05 | 0.0020667 | 0.00043418 | 0 | 0 | 0 | 0 | 0 | 0 | 0 | 0 | 0 | 0 | 0 | 0.057742 | 0 | 0 | 0 | 0 | 0.82226 | 0 | 0 | 0
9 | 266 | 4 | 75.2 | 0.84712 | 81.3016 | 0 | 0.42898 | -0.0014122 | 0 | 78 | 77.9827 | 77.9827 | -0.00049202 | -0.0010905 | -0.00013261 | 0 | 0 | 0 | 0 | -7.2581e-05 | -0.00075484 | -0.00045768 | -1.1016e-05 | -0.00038901 | -7.8652e-05 | 0.0020667 | 0.00043418 | 0 | 0 | 0 | 0 | 0 | 0 | 0 | 0 | 0 | 0 | 0 | 0.05775 | 0 | 0 | 0 | 0 | 0.78937 | 0 | 0 | 0
9 | 266 | 5 | 77 | 0.84711 | 81.3016 | 0 | 0.42898 | 0.00084996 | 0 | 77.9827 | 77.9931 | 77.9931 | -0.00017268 | -0.00038272 | -4.654e-05 | 0 | 0 | 0 | 0 | -2.5456e-05 | -0.00026492 | -0.00016062 | -3.8663e-06 | -0.00013653 | -2.3373e-05 | 0.0020667 | 0.00043418 | 0 | 0 | 0 | 0 | 0 | 0 | 0 | 0 | 0 | 0 | 0 | 0.057745 | 0 | 0 | 0 | 0 | 0.78937 | 0 | 0 | 0
9 | 266 | 6 | 77 | 0.95188 | 81.3016 | 0 | 0.50469 | 0.0022293 | 0 | 77.9931 | 78.0204 | 78 | -0.00017451 | -0.00038677 | -4.7034e-05 | 0 | 0 | 0 | 0 | -2.5614e-05 | -0.00026773 | -0.00016229 | -3.9073e-06 | -0.00013797 | -1.774e-05 | 0.0034529 | 0.00072422 | 0 | 0 | 0 | 0 | 0 | 0 | 0 | 0 | 0 | 0 | 0 | 0.063839 | 0 | 0 | 0 | 0 | 0.88804 | 0 | 0 | 0
9 | 266 | 7 | 77 | 1.4792 | 81.3016 | 0 | 3.7851 | 0.003595 | 0 | 78 | 78.0441 | 78 | -0.00017572 | -0.00038946 | -4.736e-05 | 0 | 0 | 0.00020567 | 7.9663e-05 | -2.5792e-05 | -0.0001144 | -0.00011518 | -3.9344e-06 | -0.00013893 | -1.7881e-05 | 0.0043383 | 0.00091055 | 0 | 0 | 0 | 0 | 0 | 0 | 0 | 0 | 0 | 0 | 0 | 0.32803 | 0 | 0 | 0 | 0 | 1.1512 | 0 | 0 | 0
9 | 266 | 8 | 78.8 | 2.8361 | 81.3016 | 0 | 3.7851 | 0.020145 | 0.020145 | 78 | 78.2469 | 78 | 0.00014058 | 0.00031157 | 3.7888e-05 | 0 | 0 | 0.0036869 | 0.0014386 | 2.0787e-05 | 0.0026449 | 0.0012279 | 3.1475e-06 | 0.00011114 | 2.407e-05 | 0.0086767 | 0.0018211 | 0 | 0 | 0 | 0 | 0 | 0 | 1.1596 | 0 | 0 | 0 | 0 | 0.32803 | 0 | 0 | 0 | 0 | 1.3485 | 0 | 0 | 0
9 | 266 | 9 | 82.4 | 1.6687 | 81.3016 | 0 | 3.2805 | 0.018551 | 0 | 78 | 78.2273 | 78.2273 | 0.00077317 | 0.0017136 | 0.00020838 | 0 | 0 | 0.0026737 | 0.0010356 | 0.0001151 | 0.0035064 | 0.0015393 | 1.7311e-05 | 0.0006113 | 0.0002333 | 0.0050623 | 0.0010617 | 0 | 0 | 0 | 0 | 0 | 0 | 0 | 0 | 0 | 0 | 0 | 0.28727 | 0 | 0 | 0 | 0 | 1.3814 | 0 | 0 | 0
9 | 266 | 10 | 82.4 | 1.7014 | 81.3016 | 0 | 3.2805 | 0.019477 | 0 | 78.2273 | 78.466 | 78.466 | 0.00073323 | 0.0016251 | 0.00019762 | 0 | 0 | 0.004022 | 0.0015579 | 0.00011036 | 0.0045754 | 0.0018938 | 1.6417e-05 | 0.00057971 | 0.00041757 | 0.0030973 | 0.00065039 | 0 | 0 | 0 | 0 | 0 | 0 | 0 | 0 | 0 | 0 | 0 | 0.28716 | 0 | 0 | 0 | 0 | 1.4143 | 0 | 0 | 0
9 | 266 | 11 | 80.6 | 1.7342 | 81.3016 | 0 | 3.2805 | 0.019306 | 0 | 78.466 | 78.7026 | 78.7026 | 0.00037498 | 0.00083109 | 0.00010106 | 0 | 0 | 0.0050275 | 0.0019473 | 5.5577e-05 | 0.0049339 | 0.001896 | 8.3959e-06 | 0.00029647 | 8.631e-05 | 0.0030973 | 0.00065039 | 0 | 0 | 0 | 0 | 0 | 0 | 0 | 0 | 0 | 0 | 0 | 0.28704 | 0 | 0 | 0 | 0 | 1.4472 | 0 | 0 | 0
9 | 266 | 12 | 82.4 | 1.6568 | 81.3016 | 0 | 2.3216 | 0.024072 | 0 | 78.7026 | 78.9976 | 78.9976 | 0.00064971 | 0.00144 | 0.00017511 | 0 | 0 | 0.0056216 | 0.0021775 | 9.6368e-05 | 0.0058775 | 0.0023463 | 1.4547e-05 | 0.00051368 | 0.00016201 | 0.0041315 | 0.0008666 | 0 | 0 | 0 | 0 | 0 | 0 | 0 | 0 | 0 | 0 | 0 | 0.20967 | 0 | 0 | 0 | 0 | 1.4472 | 0 | 0 | 0
9 | 266 | 13 | 82.58 | 1.6238 | 81.3016 | 0 | 2.3216 | 0.02295 | 0 | 78.9976 | 79.2789 | 79.2789 | 0.0006295 | 0.0013952 | 0.00016966 | 0 | 0 | 0.0057587 | 0.0022306 | 9.3012e-05 | 0.0059322 | 0.002351 | 1.4094e-05 | 0.0004977 | 0.00013039 | 0.0030973 | 0.00065039 | 0 | 0 | 0 | 0 | 0 | 0 | 0 | 0 | 0 | 0 | 0 | 0.20953 | 0 | 0 | 0 | 0 | 1.4143 | 0 | 0 | 0
9 | 266 | 14 | 82.4 | 1.5542 | 81.3016 | 0 | 1.8673 | 0.020915 | 0 | 79.2789 | 79.5352 | 79.5352 | 0.00054844 | 0.0012155 | 0.00014782 | 0 | 0 | 0.0054617 | 0.0021155 | 8.0771e-05 | 0.0055202 | 0.0021639 | 1.228e-05 | 0.00043362 | 9.001e-05 | 0.0025838 | 0.00054141 | 0 | 0 | 0 | 0 | 0 | 0 | 0 | 0 | 0 | 0 | 0 | 0.17283 | 0 | 0 | 0 | 0 | 1.3814 | 0 | 0 | 0
9 | 266 | 15 | 82.4 | 9.8122 | 81.3016 | 0 | 1.8673 | 0.018751 | 0.14402 | 79.5352 | 79.765 | 78 | 0.0005034 | 0.0011157 | 0.00013568 | 0 | 0 | 0.0047075 | 0.0018234 | 7.4147e-05 | 0.0047778 | 0.0018738 | 1.1271e-05 | 0.00039801 | 8.0906e-05 | 0.0026854 | 0.00056426 | 0 | 0 | 0 | 0 | 0 | 0 | 8.2901 | 0 | 0 | 0 | 0 | 0.17358 | 0 | 0 | 0 | 0 | 1.3485 | 0 | 0 | 0
9 | 266 | 16 | 80.6 | 2.4854 | 81.3016 | 0 | 1.8673 | 0.015592 | 0.015592 | 78 | 78.1911 | 78 | 0.00045688 | 0.0010126 | 0.00012314 | 0 | 0 | 0.0035878 | 0.0013897 | 6.7904e-05 | 0.0037307 | 0.0014745 | 1.023e-05 | 0.00036122 | 0.00012824 | 0.0026854 | 0.00056426 | 0 | 0 | 0 | 0 | 0 | 0 | 0.89752 | 0 | 0 | 0 | 0 | 0.17358 | 0 | 0 | 0 | 0 | 1.4143 | 0 | 0 | 0
9 | 266 | 17 | 80.6 | 2.6204 | 81.3016 | 0 | 1.8673 | 0.013367 | 0.013367 | 78 | 78.1638 | 78 | 0.00045688 | 0.0010126 | 0.00012314 | 0 | 0 | 0.002171 | 0.00084089 | 6.7483e-05 | 0.0024669 | 0.0010172 | 1.023e-05 | 0.00036122 | 8.8912e-05 | 0.0039265 | 0.00082442 | 0 | 0 | 0 | 0 | 0 | 0 | 0.76944 | 0 | 0 | 0 | 0 | 0.17358 | 0 | 0 | 0 | 0 | 1.6774 | 0 | 0 | 0
9 | 266 | 18 | 78.8 | 2.8344 | 81.3016 | 0 | 3.1795 | 0.0078214 | 0.0078214 | 78 | 78.0959 | 78 | 0.00014058 | 0.00031157 | 3.7888e-05 | 0 | 0 | 0.00077697 | 0.00030095 | 2.0838e-05 | 0.00070745 | 0.00025652 | 3.1475e-06 | 0.00011114 | 3.0014e-05 | 0.0042349 | 0.00088946 | 0 | 0 | 0 | 0 | 0 | 0 | 0.45021 | 0 | 0 | 0 | 0 | 0.27926 | 0 | 0 | 0 | 0 | 2.105 | 0 | 0 | 0
9 | 266 | 19 | 78.8 | 2.7104 | 81.3016 | 0 | 3.1795 | 0.0062386 | 0.0062386 | 78 | 78.0765 | 78 | 0.00014058 | 0.00031157 | 3.7888e-05 | 0 | 0 | 4.5704e-05 | 1.7703e-05 | 2.0758e-05 | 2.2238e-05 | 4.1238e-06 | 3.1475e-06 | 0.00011114 | 2.407e-05 | 0.0045452 | 0.0009545 | 0 | 0 | 0 | 0 | 0 | 0 | 0.3591 | 0 | 0 | 0 | 0 | 0.27926 | 0 | 0 | 0 | 0 | 2.0721 | 0 | 0 | 0
9 | 266 | 20 | 78.8 | 2.7738 | 81.3016 | 0 | 3.1795 | 0.0096247 | 0.0096247 | 78 | 78.118 | 78 | 0.00014058 | 0.00031157 | 3.7888e-05 | 0 | 0 | 0 | 0 | 2.0818e-05 | 0.00021567 | 0.00013079 | 3.1475e-06 | 0.00011114 | 3.0014e-05 | 0.0071272 | 0.0014959 | 0 | 0 | 0 | 0 | 0 | 0 | 0.55401 | 0 | 0 | 0 | 0 | 0.27926 | 0 | 0 | 0 | 0 | 1.9405 | 0 | 0 | 0
9 | 266 | 21 | 75.2 | 2.1211 | 81.3016 | 0 | 3.1795 | 0.0035868 | 0 | 78 | 78.044 | 78 | -0.00049202 | -0.0010905 | -0.00013261 | 0 | 0 | 0 | 0 | -7.323e-05 | -0.00075484 | -0.00045786 | -1.1016e-05 | -0.00038901 | -0.00013927 | 0.0071272 | 0.0014959 | 0 | 0 | 0 | 0 | 0 | 0 | 0 | 0 | 0 | 0 | 0 | 0.27926 | 0 | 0 | 0 | 0 | 1.8419 | 0 | 0 | 0
9 | 266 | 22 | 73.4 | 1.9737 | 81.3016 | 0 | 2.5739 | 0.0017329 | 0 | 78 | 78.0212 | 78 | -0.00080832 | -0.0017915 | -0.00021786 | 0 | 0 | 0 | 0 | -0.00011896 | -0.0012401 | -0.00075182 | -1.8098e-05 | -0.00063908 | -0.00012238 | 0.0074411 | 0.0015609 | 0 | 0 | 0 | 0 | 0 | 0 | 0 | 0 | 0 | 0 | 0 | 0.23048 | 0 | 0 | 0 | 0 | 1.7432 | 0 | 0 | 0
9 | 266 | 23 | 71.6 | 1.7105 | 81.3016 | 0 | 2.5739 | -0.00056339 | 0 | 78 | 77.9931 | 77.9931 | -0.0011246 | -0.0024925 | -0.0003031 | 0 | 0 | 0 | 0 | -0.000166 | -0.0017254 | -0.0010461 | -2.518e-05 | -0.00088916 | -0.00023236 | 0.0074411 | 0.0015609 | 0 | 0 | 0 | 0 | 0 | 0 | 0 | 0 | 0 | 0 | 0 | 0.23049 | 0 | 0 | 0 | 0 | 1.4801 | 0 | 0 | 0
9 | 266 | 24 | 71.42 | 1.2747 | 81.3016 | 0 | 0.42898 | -0.0015079 | 0 | 77.9931 | 77.9746 | 77.9746 | -0.001155 | -0.0025599 | -0.0003113 | 0 | 0 | 0 | 0 | -0.00017026 | -0.001772 | -0.0010744 | -2.5861e-05 | -0.00091321 | -0.00024118 | 0.0067153 | 0.0014098 | 0 | 0 | 0 | 0 | 0 | 0 | 0 | 0 | 0 | 0 | 0 | 0.057754 | 0 | 0 | 0 | 0 | 1.2169 | 0 | 0 | 0
9 | 267 | 1 | 71.6 | 0.97899 | 81.1021 | 0 | 0.43037 | -0.0059053 | 0 | 77.9746 | 77.9022 | 77.9022 | -0.0011202 | -0.0024826 | -0.0003019 | 0 | 0 | 0 | 0 | -0.00016506 | -0.0017185 | -0.0010419 | -2.508e-05 | -0.00088563 | -0.00023108 | 0.0020667 | 0.00043418 | 0 | 0 | 0 | 0 | 0 | 0 | 0 | 0 | 0 | 0 | 0 | 0.05806 | 0 | 0 | 0 | 0 | 0.92093 | 0 | 0 | 0
9 | 267 | 2 | 71.42 | 0.91324 | 81.1021 | 0 | 0.43037 | -0.0060264 | 0 | 77.9022 | 77.8284 | 77.8284 | -0.0011391 | -0.0025246 | -0.000307 | 0 | 0 | 0 | 0 | -0.00016772 | -0.0017475 | -0.0010595 | -2.5504e-05 | -0.00090059 | -0.00022165 | 0.0020667 | 0.00043418 | 0 | 0 | 0 | 0 | 0 | 0 | 0 | 0 | 0 | 0 | 0 | 0.058096 | 0 | 0 | 0 | 0 | 0.85515 | 0 | 0 | 0
9 | 267 | 3 | 71.6 | 0.88039 | 81.1021 | 0 | 0.43037 | -0.0056854 | 0 | 77.8284 | 77.7587 | 77.7587 | -0.0010945 | -0.0024257 | -0.00029498 | 0 | 0 | 0 | 0 | -0.00016081 | -0.0016791 | -0.0010179 | -2.4505e-05 | -0.00086532 | -0.00018936 | 0.0020667 | 0.00043418 | 0 | 0 | 0 | 0 | 0 | 0 | 0 | 0 | 0 | 0 | 0 | 0.058131 | 0 | 0 | 0 | 0 | 0.82226 | 0 | 0 | 0
9 | 267 | 4 | 71.6 | 0.84753 | 81.1021 | 0 | 0.43037 | -0.0055978 | 0 | 77.7587 | 77.6901 | 77.6901 | -0.0010822 | -0.0023986 | -0.00029168 | 0 | 0 | 0 | 0 | -0.00015904 | -0.0016603 | -0.0010065 | -2.4231e-05 | -0.00085564 | -0.00018625 | 0.0020667 | 0.00043418 | 0 | 0 | 0 | 0 | 0 | 0 | 0 | 0 | 0 | 0 | 0 | 0.058165 | 0 | 0 | 0 | 0 | 0.78937 | 0 | 0 | 0
9 | 267 | 5 | 71.6 | 0.84756 | 81.1021 | 0 | 0.43037 | -0.0054545 | 0 | 77.6901 | 77.6233 | 77.6233 | -0.0010702 | -0.0023718 | -0.00028843 | 0 | 0 | 0 | 0 | -0.00015629 | -0.0016418 | -0.00099502 | -2.3961e-05 | -0.00084611 | -0.00012753 | 0.0020667 | 0.00043418 | 0 | 0 | 0 | 0 | 0 | 0 | 0 | 0 | 0 | 0 | 0 | 0.058198 | 0 | 0 | 0 | 0 | 0.78937 | 0 | 0 | 0
9 | 267 | 6 | 71.6 | 0.9524 | 81.1021 | 0 | 0.50632 | -0.0041134 | 0 | 77.6233 | 77.5729 | 77.5729 | -0.0010584 | -0.0023458 | -0.00028526 | 0 | 0 | 0 | 0 | -0.00015643 | -0.0016238 | -0.00098462 | -2.3698e-05 | -0.00083682 | -0.0002515 | 0.0034529 | 0.00072422 | 0 | 0 | 0 | 0 | 0 | 0 | 0 | 0 | 0 | 0 | 0 | 0.064367 | 0 | 0 | 0 | 0 | 0.88804 | 0 | 0 | 0
9 | 267 | 7 | 71.6 | 1.4818 | 81.1021 | 0 | 3.7974 | -0.0027533 | 0 | 77.5729 | 77.5391 | 77.5391 | -0.0010496 | -0.0023262 | -0.00028287 | 0 | 0 | 0.00027423 | 0.00010622 | -0.00015637 | -0.0014677 | -0.00095193 | -2.35e-05 | -0.00082982 | -0.00038414 | 0.0043383 | 0.00091055 | 0 | 0 | 0 | 0 | 0 | 0 | 0 | 0 | 0 | 0 | 0 | 0.33064 | 0 | 0 | 0 | 0 | 1.1512 | 0 | 0 | 0
9 | 267 | 8 | 71.6 | 1.6791 | 81.1021 | 0 | 3.7974 | 0.0044397 | 0 | 77.5391 | 77.5935 | 77.5935 | -0.0010436 | -0.002313 | -0.00028128 | 0 | 0 | 0.0013483 | 0.00052223 | -0.00015549 | -0.0004857 | -0.00059828 | -2.3367e-05 | -0.00082513 | -0.00038158 | 0.0086767 | 0.0018211 | 0 | 0 | 0 | 0 | 0 | 0 | 0 | 0 | 0 | 0 | 0 | 0.33061 | 0 | 0 | 0 | 0 | 1.3485 | 0 | 0 | 0
9 | 267 | 9 | 73.4 | 1.671 | 81.1021 | 0 | 3.2911 | 0.0068824 | 0 | 77.5935 | 77.6779 | 77.6779 | -0.00073689 | -0.0016332 | -0.00019861 | 0 | 0 | 0.002468 | 0.00095595 | -0.00011066 | 0.0009612 | 2.998e-05 | -1.6499e-05 | -0.00058261 | -0.0003783 | 0.0050623 | 0.0010617 | 0 | 0 | 0 | 0 | 0 | 0 | 0 | 0 | 0 | 0 | 0 | 0.28961 | 0 | 0 | 0 | 0 | 1.3814 | 0 | 0 | 0
9 | 267 | 10 | 73.4 | 1.7038 | 81.1021 | 0 | 3.2911 | 0.0079732 | 0 | 77.6779 | 77.7756 | 77.7756 | -0.00075171 | -0.001666 | -0.0002026 | 0 | 0 | 0.0038163 | 0.0014782 | -0.00011287 | 0.0021863 | 0.00047563 | -1.6831e-05 | -0.00059433 | -0.00038652 | 0.0030973 | 0.00065039 | 0 | 0 | 0 | 0 | 0 | 0 | 0 | 0 | 0 | 0 | 0 | 0.28956 | 0 | 0 | 0 | 0 | 1.4143 | 0 | 0 | 0
9 | 267 | 11 | 71.6 | 1.7367 | 81.1021 | 0 | 3.2911 | 0.0084938 | 0 | 77.7756 | 77.8797 | 77.8797 | -0.0010852 | -0.0024051 | -0.00029248 | 0 | 0 | 0.0048675 | 0.0018854 | -0.00016141 | 0.0026452 | 0.00052416 | -2.4297e-05 | -0.00085798 | -0.00034955 | 0.0030973 | 0.00065039 | 0 | 0 | 0 | 0 | 0 | 0 | 0 | 0 | 0 | 0 | 0 | 0.28951 | 0 | 0 | 0 | 0 | 1.4472 | 0 | 0 | 0
9 | 267 | 12 | 73.4 | 1.6588 | 81.1021 | 0 | 2.3291 | 0.013415 | 0 | 77.8797 | 78.0441 | 78.0441 | -0.00078718 | -0.0017446 | -0.00021216 | 0 | 0 | 0.0054845 | 0.0021243 | -0.00011695 | 0.0035835 | 0.00096379 | -1.7625e-05 | -0.00062237 | -0.00023825 | 0.0041315 | 0.0008666 | 0 | 0 | 0 | 0 | 0 | 0 | 0 | 0 | 0 | 0 | 0 | 0.2116 | 0 | 0 | 0 | 0 | 1.4472 | 0 | 0 | 0
9 | 267 | 13 | 73.58 | 1.6258 | 81.1021 | 0 | 2.3291 | 0.012619 | 0 | 78.0441 | 78.1987 | 78.1987 | -0.00078444 | -0.0017386 | -0.00021142 | 0 | 0 | 0.0056216 | 0.0021775 | -0.00011588 | 0.0037157 | 0.0010161 | -1.7564e-05 | -0.0006202 | -0.00017121 | 0.0030973 | 0.00065039 | 0 | 0 | 0 | 0 | 0 | 0 | 0 | 0 | 0 | 0 | 0 | 0.21152 | 0 | 0 | 0 | 0 | 1.4143 | 0 | 0 | 0
9 | 267 | 14 | 73.4 | 1.556 | 81.1021 | 0 | 1.8734 | 0.01082 | 0 | 78.1987 | 78.3313 | 78.3313 | -0.00084324 | -0.0018689 | -0.00022727 | 0 | 0 | 0.0053017 | 0.0020535 | -0.0001239 | 0.0033524 | 0.00086547 | -1.888e-05 | -0.00066669 | -0.00012991 | 0.0025838 | 0.00054141 | 0 | 0 | 0 | 0 | 0 | 0 | 0 | 0 | 0 | 0 | 0 | 0.17459 | 0 | 0 | 0 | 0 | 1.3814 | 0 | 0 | 0
9 | 267 | 15 | 73.4 | 1.5233 | 81.1021 | 0 | 1.8734 | 0.0086461 | 0 | 78.3313 | 78.4373 | 78 | -0.00086654 | -0.0019205 | -0.00023355 | 0 | 0 | 0.0045247 | 0.0017526 | -0.0001284 | 0.0026167 | 0.00058501 | -1.9402e-05 | -0.00068511 | -0.00022899 | 0.0026854 | 0.00056426 | 0 | 0 | 0 | 0 | 0 | 0 | 0 | 0 | 0 | 0 | 0 | 0.17475 | 0 | 0 | 0 | 0 | 1.3485 | 0 | 0 | 0
9 | 267 | 16 | 73.4 | 1.589 | 81.1021 | 0 | 1.8734 | 0.0059834 | 0 | 78 | 78.0733 | 78 | -0.00080832 | -0.0017915 | -0.00021786 | 0 | 0 | 0.0033593 | 0.0013012 | -0.00011977 | 0.0016346 | 0.00024375 | -1.8098e-05 | -0.00063908 | -0.00021039 | 0.0026854 | 0.00056426 | 0 | 0 | 0 | 0 | 0 | 0 | 0 | 0 | 0 | 0 | 0 | 0.17475 | 0 | 0 | 0 | 0 | 1.4143 | 0 | 0 | 0
9 | 267 | 17 | 75.2 | 1.8522 | 81.1021 | 0 | 1.8734 | 0.0059944 | 0 | 78 | 78.0735 | 78 | -0.00049202 | -0.0010905 | -0.00013261 | 0 | 0 | 0.0019424 | 0.00075237 | -7.3306e-05 | 0.00083017 | 6.9723e-05 | -1.1016e-05 | -0.00038901 | -0.00016274 | 0.0039265 | 0.00082442 | 0 | 0 | 0 | 0 | 0 | 0 | 0 | 0 | 0 | 0 | 0 | 0.17475 | 0 | 0 | 0 | 0 | 1.6774 | 0 | 0 | 0
9 | 267 | 18 | 73.4 | 2.3862 | 81.1021 | 0 | 3.1898 | 0.0006302 | 0 | 78 | 78.0077 | 78 | -0.00080832 | -0.0017915 | -0.00021786 | 0 | 0 | 0.0010055 | 0.00038946 | -0.00012117 | -0.0004999 | -0.00052955 | -1.8098e-05 | -0.00063908 | -0.0003742 | 0.0042349 | 0.00088946 | 0 | 0 | 0 | 0 | 0 | 0 | 0 | 0 | 0 | 0 | 0 | 0.28126 | 0 | 0 | 0 | 0 | 2.105 | 0 | 0 | 0
9 | 267 | 19 | 73.4 | 2.3534 | 81.1021 | 0 | 3.1898 | -0.0015536 | 0 | 78 | 77.981 | 77.981 | -0.00080832 | -0.0017915 | -0.00021786 | 0 | 0 | 2.2852e-05 | 8.8514e-06 | -0.00012041 | -0.0013988 | -0.00085281 | -1.8098e-05 | -0.00063908 | -0.00028363 | 0.0045452 | 0.0009545 | 0 | 0 | 0 | 0 | 0 | 0 | 0 | 0 | 0 | 0 | 0 | 0.28127 | 0 | 0 | 0 | 0 | 2.0721 | 0 | 0 | 0
9 | 267 | 20 | 73.4 | 2.2218 | 81.1021 | 0 | 3.1898 | 0.0012804 | 0 | 77.981 | 77.9967 | 77.9967 | -0.00080497 | -0.0017841 | -0.00021695 | 0 | 0 | 0 | 0 | -0.00011991 | -0.001235 | -0.0007491 | -1.8023e-05 | -0.00063644 | -0.00028228 | 0.0071272 | 0.0014959 | 0 | 0 | 0 | 0 | 0 | 0 | 0 | 0 | 0 | 0 | 0 | 0.28126 | 0 | 0 | 0 | 0 | 1.9405 | 0 | 0 | 0
9 | 267 | 21 | 71.6 | 2.1231 | 81.1021 | 0 | 3.1898 | -0.0011848 | 0 | 77.9967 | 77.9821 | 77.9821 | -0.001124 | -0.0024912 | -0.00030295 | 0 | 0 | 0 | 0 | -0.00016852 | -0.0017245 | -0.0010463 | -2.5167e-05 | -0.00088869 | -0.00054059 | 0.0071272 | 0.0014959 | 0 | 0 | 0 | 0 | 0 | 0 | 0 | 0 | 0 | 0 | 0 | 0.28127 | 0 | 0 | 0 | 0 | 1.8419 | 0 | 0 | 0
9 | 267 | 22 | 71.6 | 1.9753 | 81.1021 | 0 | 2.5822 | -0.00058101 | 0 | 77.9821 | 77.975 | 77.975 | -0.0011215 | -0.0024856 | -0.00030226 | 0 | 0 | 0 | 0 | -0.00016574 | -0.0017205 | -0.0010433 | -2.511e-05 | -0.00088668 | -0.00027142 | 0.0074411 | 0.0015609 | 0 | 0 | 0 | 0 | 0 | 0 | 0 | 0 | 0 | 0 | 0 | 0.23211 | 0 | 0 | 0 | 0 | 1.7432 | 0 | 0 | 0
9 | 267 | 23 | 69.8 | 1.7122 | 81.1021 | 0 | 2.5822 | -0.0027327 | 0 | 77.975 | 77.9415 | 77.9415 | -0.0014365 | -0.0031838 | -0.00038717 | 0 | 0 | 0 | 0 | -0.00021105 | -0.0022039 | -0.001336 | -3.2164e-05 | -0.0011358 | -0.00024743 | 0.0074411 | 0.0015609 | 0 | 0 | 0 | 0 | 0 | 0 | 0 | 0 | 0 | 0 | 0 | 0.23213 | 0 | 0 | 0 | 0 | 1.4801 | 0 | 0 | 0
9 | 267 | 24 | 69.8 | 1.275 | 81.1021 | 0 | 0.43037 | -0.0034982 | 0 | 77.9415 | 77.8986 | 77.8986 | -0.0014306 | -0.0031708 | -0.00038558 | 0 | 0 | 0 | 0 | -0.00021093 | -0.0021948 | -0.0013307 | -3.2032e-05 | -0.0011311 | -0.00032685 | 0.0067153 | 0.0014098 | 0 | 0 | 0 | 0 | 0 | 0 | 0 | 0 | 0 | 0 | 0 | 0.058062 | 0 | 0 | 0 | 0 | 1.2169 | 0 | 0 | 0
9 | 268 | 1 | 69.8 | 0.97931 | 80.9004 | 0 | 0.43176 | -0.0081986 | 0 | 77.8986 | 77.7982 | 77.7982 | -0.0014231 | -0.0031541 | -0.00038355 | 0 | 0 | 0 | 0 | -0.00021096 | -0.0021833 | -0.0013241 | -3.1864e-05 | -0.0011252 | -0.00042918 | 0.0020667 | 0.00043418 | 0 | 0 | 0 | 0 | 0 | 0 | 0 | 0 | 0 | 0 | 0 | 0.058384 | 0 | 0 | 0 | 0 | 0.92093 | 0 | 0 | 0
9 | 268 | 2 | 69.62 | 0.91358 | 80.9004 | 0 | 0.43176 | -0.0081106 | 0 | 77.7982 | 77.6988 | 77.6988 | -0.0014371 | -0.003185 | -0.00038732 | 0 | 0 | 0 | 0 | -0.00021073 | -0.0022047 | -0.0013364 | -3.2176e-05 | -0.0011362 | -0.00024758 | 0.0020667 | 0.00043418 | 0 | 0 | 0 | 0 | 0 | 0 | 0 | 0 | 0 | 0 | 0 | 0.058433 | 0 | 0 | 0 | 0 | 0.85515 | 0 | 0 | 0
9 | 268 | 3 | 69.8 | 0.88074 | 80.9004 | 0 | 0.43176 | -0.0078381 | 0 | 77.6988 | 77.6027 | 77.6027 | -0.001388 | -0.0030762 | -0.00037409 | 0 | 0 | 0 | 0 | -0.0002046 | -0.0021294 | -0.0012911 | -3.1077e-05 | -0.0010974 | -0.00031291 | 0.0020667 | 0.00043418 | 0 | 0 | 0 | 0 | 0 | 0 | 0 | 0 | 0 | 0 | 0 | 0.058481 | 0 | 0 | 0 | 0 | 0.82226 | 0 | 0 | 0
9 | 268 | 4 | 69.8 | 0.84789 | 80.9004 | 0 | 0.43176 | -0.0078188 | 0 | 77.6027 | 77.5069 | 77.5069 | -0.0013711 | -0.0030388 | -0.00036954 | 0 | 0 | 0 | 0 | -0.00020325 | -0.0021035 | -0.0012757 | -3.0699e-05 | -0.001084 | -0.00040879 | 0.0020667 | 0.00043418 | 0 | 0 | 0 | 0 | 0 | 0 | 0 | 0 | 0 | 0 | 0 | 0.058528 | 0 | 0 | 0 | 0 | 0.78937 | 0 | 0 | 0
9 | 268 | 5 | 68 | 0.84795 | 80.9004 | 0 | 0.43176 | -0.0098372 | 0 | 77.5069 | 77.3863 | 77.3863 | -0.0016706 | -0.0037025 | -0.00045025 | 0 | 0 | 0 | 0 | -0.0002461 | -0.0025629 | -0.0015539 | -3.7404e-05 | -0.0013208 | -0.00035939 | 0.0020667 | 0.00043418 | 0 | 0 | 0 | 0 | 0 | 0 | 0 | 0 | 0 | 0 | 0 | 0.058587 | 0 | 0 | 0 | 0 | 0.78937 | 0 | 0 | 0
9 | 268 | 6 | 68 | 0.95287 | 80.9004 | 0 | 0.50796 | -0.0083476 | 0 | 77.3863 | 77.284 | 77.284 | -0.0016494 | -0.0036556 | -0.00044454 | 0 | 0 | 0 | 0 | -0.00024323 | -0.0025304 | -0.0015342 | -3.693e-05 | -0.0013041 | -0.00040211 | 0.0034529 | 0.00072422 | 0 | 0 | 0 | 0 | 0 | 0 | 0 | 0 | 0 | 0 | 0 | 0.06483 | 0 | 0 | 0 | 0 | 0.88804 | 0 | 0 | 0
9 | 268 | 7 | 68 | 1.4844 | 80.9004 | 0 | 3.8097 | -0.0068344 | 0 | 77.284 | 77.2003 | 77.2003 | -0.0016314 | -0.0036157 | -0.00043969 | 0 | 0 | 0.0005699 | 0.00021395 | -0.00023926 | -0.0027038 | -0.0016957 | -3.6527e-05 | -0.0012898 | -0.00030459 | 0.0043383 | 0.00091055 | 0 | 0 | 0 | 0 | 0 | 0 | 0 | 0 | 0 | 0 | 0 | 0.33321 | 0 | 0 | 0 | 0 | 1.1512 | 0 | 0 | 0
9 | 268 | 8 | 69.8 | 1.6817 | 80.9004 | 0 | 3.8097 | 0.0028051 | 0 | 77.2003 | 77.2347 | 77.2347 | -0.0013004 | -0.0028821 | -0.00035048 | 0 | 0 | 0.0013483 | 0.00052223 | -0.00019145 | -0.0008541 | -0.00082131 | -2.9116e-05 | -0.0010281 | -0.00028507 | 0.0086767 | 0.0018211 | 0 | 0 | 0 | 0 | 0 | 0 | 0 | 0 | 0 | 0 | 0 | 0.33319 | 0 | 0 | 0 | 0 | 1.3485 | 0 | 0 | 0
9 | 268 | 9 | 69.8 | 1.6733 | 80.9004 | 0 | 3.3017 | 0.0027681 | 0 | 77.2347 | 77.2686 | 77.2686 | -0.0013064 | -0.0028955 | -0.00035211 | 0 | 0 | 0.0028337 | 0.0010976 | -0.00019468 | 0.00044877 | -0.00036444 | -2.9251e-05 | -0.0010329 | -0.00049889 | 0.0050623 | 0.0010617 | 0 | 0 | 0 | 0 | 0 | 0 | 0 | 0 | 0 | 0 | 0 | 0.29189 | 0 | 0 | 0 | 0 | 1.3814 | 0 | 0 | 0
9 | 268 | 10 | 73.4 | 1.7061 | 80.9004 | 0 | 3.3017 | 0.0094211 | 0 | 77.2686 | 77.384 | 77.384 | -0.00067979 | -0.0015066 | -0.00018322 | 0 | 0 | 0.0041362 | 0.0016021 | -0.00010136 | 0.0025581 | 0.00063373 | -1.5221e-05 | -0.00053747 | -0.000233 | 0.0030973 | 0.00065039 | 0 | 0 | 0 | 0 | 0 | 0 | 0 | 0 | 0 | 0 | 0 | 0.29184 | 0 | 0 | 0 | 0 | 1.4143 | 0 | 0 | 0
9 | 268 | 11 | 73.4 | 1.7389 | 80.9004 | 0 | 3.3017 | 0.011759 | 0 | 77.384 | 77.5282 | 77.5282 | -0.00070008 | -0.0015516 | -0.00018868 | 0 | 0 | 0.0051189 | 0.0019827 | -0.0001046 | 0.0033861 | 0.00092097 | -1.5675e-05 | -0.00055351 | -0.00028291 | 0.0030973 | 0.00065039 | 0 | 0 | 0 | 0 | 0 | 0 | 0 | 0 | 0 | 0 | 0 | 0.29177 | 0 | 0 | 0 | 0 | 1.4472 | 0 | 0 | 0
9 | 268 | 12 | 71.6 | 1.6604 | 80.9004 | 0 | 2.3366 | 0.012064 | 0 | 77.5282 | 77.676 | 77.676 | -0.0010417 | -0.0023088 | -0.00028076 | 0 | 0 | 0.0056902 | 0.002204 | -0.00015533 | 0.0033893 | 0.00079628 | -2.3324e-05 | -0.00082361 | -0.00038075 | 0.0041315 | 0.0008666 | 0 | 0 | 0 | 0 | 0 | 0 | 0 | 0 | 0 | 0 | 0 | 0.21326 | 0 | 0 | 0 | 0 | 1.4472 | 0 | 0 | 0
9 | 268 | 13 | 73.4 | 1.6275 | 80.9004 | 0 | 2.3366 | 0.013288 | 0 | 77.676 | 77.8388 | 77.8388 | -0.00075139 | -0.0016653 | -0.00020251 | 0 | 0 | 0.0058273 | 0.0022571 | -0.00011164 | 0.0039256 | 0.0010975 | -1.6824e-05 | -0.00059407 | -0.00022565 | 0.0030973 | 0.00065039 | 0 | 0 | 0 | 0 | 0 | 0 | 0 | 0 | 0 | 0 | 0 | 0.21318 | 0 | 0 | 0 | 0 | 1.4143 | 0 | 0 | 0
9 | 268 | 14 | 73.4 | 1.5573 | 80.9004 | 0 | 1.8794 | 0.01169 | 0 | 77.8388 | 77.9821 | 77.9821 | -0.00078 | -0.0017287 | -0.00021022 | 0 | 0 | 0.0055074 | 0.0021332 | -0.00011491 | 0.0035773 | 0.00095684 | -1.7464e-05 | -0.00061669 | -0.00014151 | 0.0025838 | 0.00054141 | 0 | 0 | 0 | 0 | 0 | 0 | 0 | 0 | 0 | 0 | 0 | 0.17595 | 0 | 0 | 0 | 0 | 1.3814 | 0 | 0 | 0
9 | 268 | 15 | 73.58 | 1.5244 | 80.9004 | 0 | 1.8794 | 0.016203 | 0 | 77.9821 | 78.1807 | 78 | -0.00077355 | -0.0017144 | -0.00020848 | 0 | 0 | 0.0068485 | 0.0030856 | -0.00011381 | 0.0050908 | 0.0014971 | -1.732e-05 | -0.00061159 | -0.00012958 | 0.0026854 | 0.00056426 | 0 | 0 | 0 | 0 | 0 | 0 | 0 | 0 | 0 | 0 | 0 | 0.17594 | 0 | 0 | 0 | 0 | 1.3485 | 0 | 0 | 0
9 | 268 | 16 | 73.4 | 1.5902 | 80.9004 | 0 | 1.8794 | 0.01092 | 0 | 78 | 78.1338 | 78 | -0.00080832 | -0.0017915 | -0.00021786 | 0 | 0 | 0.0049475 | 0.0021924 | -0.00011877 | 0.0033361 | 0.00091077 | -1.8098e-05 | -0.00063908 | -0.00012238 | 0.0026854 | 0.00056426 | 0 | 0 | 0 | 0 | 0 | 0 | 0 | 0 | 0 | 0 | 0 | 0.17594 | 0 | 0 | 0 | 0 | 1.4143 | 0 | 0 | 0
9 | 268 | 17 | 75.2 | 1.8533 | 80.9004 | 0 | 1.8794 | 0.0097795 | 0 | 78 | 78.1198 | 78 | -0.00049202 | -0.0010905 | -0.00013261 | 0 | 0 | 0.0027844 | 0.0013107 | -7.2506e-05 | 0.0023642 | 0.00083569 | -1.1016e-05 | -0.00038901 | -7.8652e-05 | 0.0039265 | 0.00082442 | 0 | 0 | 0 | 0 | 0 | 0 | 0 | 0 | 0 | 0 | 0 | 0.17594 | 0 | 0 | 0 | 0 | 1.6774 | 0 | 0 | 0
9 | 268 | 18 | 73.4 | 2.3883 | 80.9004 | 0 | 3.2001 | 0.0011552 | 0 | 78 | 78.0142 | 78 | -0.00080832 | -0.0017915 | -0.00021786 | 0 | 0 | 0.0014498 | 0.00043515 | -0.00011896 | -0.00085742 | -0.00039104 | -1.8098e-05 | -0.00063908 | -0.00012238 | 0.0042349 | 0.00088946 | 0 | 0 | 0 | 0 | 0 | 0 | 0 | 0 | 0 | 0 | 0 | 0.28328 | 0 | 0 | 0 | 0 | 2.105 | 0 | 0 | 0
9 | 268 | 19 | 69.8 | 2.3554 | 80.9004 | 0 | 3.2001 | -0.0084295 | 0 | 78 | 77.8967 | 77.8967 | -0.0014409 | -0.0031935 | -0.00038835 | 0 | 0 | 9.7545e-05 | 6.4002e-05 | -0.00021256 | -0.0040819 | -0.0023614 | -3.2262e-05 | -0.0011392 | -0.00028611 | 0.0045452 | 0.0009545 | 0 | 0 | 0 | 0 | 0 | 0 | 0 | 0 | 0 | 0 | 0 | 0.28333 | 0 | 0 | 0 | 0 | 2.0721 | 0 | 0 | 0
9 | 268 | 20 | 68 | 2.2239 | 80.9004 | 0 | 3.2001 | -0.0052281 | 0 | 77.8967 | 77.8326 | 77.8326 | -0.0017391 | -0.0038543 | -0.00046871 | 0 | 0 | 0 | 0 | -0.00025561 | -0.002668 | -0.0016172 | -3.8938e-05 | -0.001375 | -0.00033842 | 0.0071272 | 0.0014959 | 0 | 0 | 0 | 0 | 0 | 0 | 0 | 0 | 0 | 0 | 0 | 0.28336 | 0 | 0 | 0 | 0 | 1.9405 | 0 | 0 | 0
9 | 268 | 21 | 66.2 | 2.1253 | 80.9004 | 0 | 3.2001 | -0.0097421 | 0 | 77.8326 | 77.7132 | 77.7132 | -0.0020441 | -0.0045304 | -0.00055092 | 0 | 0 | 0 | 0 | -0.00031481 | -0.003136 | -0.0019051 | -4.5768e-05 | -0.0016161 | -0.002726 | 0.0071272 | 0.0014959 | 0 | 0 | 0 | 0 | 0 | 0 | 0 | 0 | 0 | 0 | 0 | 0.28342 | 0 | 0 | 0 | 0 | 1.8419 | 0 | 0 | 0
9 | 268 | 22 | 64.4 | 1.9771 | 80.9004 | 0 | 2.5906 | -0.0091668 | 0 | 77.7132 | 77.6009 | 77.6009 | -0.0023394 | -0.0051849 | -0.00063051 | 0 | 0 | 0 | 0 | -0.0003419 | -0.0035891 | -0.0021752 | -5.238e-05 | -0.0018496 | -0.00044479 | 0.0074411 | 0.0015609 | 0 | 0 | 0 | 0 | 0 | 0 | 0 | 0 | 0 | 0 | 0 | 0.23394 | 0 | 0 | 0 | 0 | 1.7432 | 0 | 0 | 0
9 | 268 | 23 | 64.4 | 1.7141 | 80.9004 | 0 | 2.5906 | -0.0090809 | 0 | 77.6009 | 77.4896 | 77.4896 | -0.0023197 | -0.0051412 | -0.00062519 | 0 | 0 | 0 | 0 | -0.00033963 | -0.0035588 | -0.002157 | -5.1938e-05 | -0.001834 | -0.0004945 | 0.0074411 | 0.0015609 | 0 | 0 | 0 | 0 | 0 | 0 | 0 | 0 | 0 | 0 | 0 | 0.23399 | 0 | 0 | 0 | 0 | 1.4801 | 0 | 0 | 0
9 | 268 | 24 | 64.4 | 1.2755 | 80.9004 | 0 | 0.43176 | -0.009606 | 0 | 77.4896 | 77.3719 | 77.3719 | -0.0023001 | -0.0050978 | -0.00061992 | 0 | 0 | 0 | 0 | -0.00033545 | -0.0035288 | -0.0021385 | -5.15e-05 | -0.0018186 | -0.00043067 | 0.0067153 | 0.0014098 | 0 | 0 | 0 | 0 | 0 | 0 | 0 | 0 | 0 | 0 | 0 | 0.058594 | 0 | 0 | 0 | 0 | 1.2169 | 0 | 0 | 0
9 | 269 | 1 | 62.6 | 0.9799 | 80.6966 | 0 | 0.43316 | -0.01641 | 0 | 77.3719 | 77.1708 | 77.1708 | -0.0025957 | -0.005753 | -0.0006996 | 0 | 0 | 0 | 0 | -0.00037996 | -0.0039823 | -0.0024137 | -5.8119e-05 | -0.0020523 | -0.00054189 | 0.0020667 | 0.00043418 | 0 | 0 | 0 | 0 | 0 | 0 | 0 | 0 | 0 | 0 | 0 | 0.058969 | 0 | 0 | 0 | 0 | 0.92093 | 0 | 0 | 0
9 | 269 | 2 | 62.6 | 0.91421 | 80.6966 | 0 | 0.43316 | -0.01615 | 0 | 77.1708 | 76.9728 | 76.9728 | -0.0025604 | -0.0056747 | -0.00069007 | 0 | 0 | 0 | 0 | -0.00037366 | -0.0039281 | -0.0023805 | -5.7328e-05 | -0.0020243 | -0.00052799 | 0.0020667 | 0.00043418 | 0 | 0 | 0 | 0 | 0 | 0 | 0 | 0 | 0 | 0 | 0 | 0.059067 | 0 | 0 | 0 | 0 | 0.85515 | 0 | 0 | 0
9 | 269 | 3 | 61.7 | 0.88143 | 80.6966 | 0 | 0.43316 | -0.017053 | 0 | 76.9728 | 76.7639 | 76.7639 | -0.0026838 | -0.0059481 | -0.00072332 | 0 | 0 | 0 | 0 | -0.00039239 | -0.0041174 | -0.0024954 | -6.009e-05 | -0.0021219 | -0.00057723 | 0.0020667 | 0.00043418 | 0 | 0 | 0 | 0 | 0 | 0 | 0 | 0 | 0 | 0 | 0 | 0.05917 | 0 | 0 | 0 | 0 | 0.82226 | 0 | 0 | 0
9 | 269 | 4 | 60.8 | 0.84864 | 80.6966 | 0 | 0.43316 | -0.017942 | 0 | 76.7639 | 76.544 | 76.544 | -0.0028052 | -0.0062172 | -0.00075605 | 0 | 0 | 0 | 0 | -0.00041022 | -0.0043037 | -0.0026083 | -6.2809e-05 | -0.0022179 | -0.00062762 | 0.0020667 | 0.00043418 | 0 | 0 | 0 | 0 | 0 | 0 | 0 | 0 | 0 | 0 | 0 | 0.059278 | 0 | 0 | 0 | 0 | 0.78937 | 0 | 0 | 0
9 | 269 | 5 | 59 | 0.84877 | 80.6966 | 0 | 0.43316 | -0.019984 | 0 | 76.544 | 76.2991 | 76.2991 | -0.0030829 | -0.0068326 | -0.00083088 | 0 | 0 | 0 | 0 | -0.00045163 | -0.0047296 | -0.0028668 | -6.9025e-05 | -0.0024374 | -0.00074991 | 0.0020667 | 0.00043418 | 0 | 0 | 0 | 0 | 0 | 0 | 0 | 0 | 0 | 0 | 0 | 0.059399 | 0 | 0 | 0 | 0 | 0.78937 | 0 | 0 | 0
9 | 269 | 6 | 59 | 0.95379 | 80.6966 | 0 | 0.5096 | -0.018352 | 0 | 76.2991 | 76.0742 | 76.0742 | -0.0030398 | -0.0067372 | -0.00081928 | 0 | 0 | 0 | 0 | -0.00044559 | -0.0046636 | -0.0028268 | -6.8062e-05 | -0.0024034 | -0.00080115 | 0.0034529 | 0.00072422 | 0 | 0 | 0 | 0 | 0 | 0 | 0 | 0 | 0 | 0 | 0 | 0.065751 | 0 | 0 | 0 | 0 | 0.88804 | 0 | 0 | 0
9 | 269 | 7 | 59 | 1.4875 | 80.6966 | 0 | 3.822 | -0.018286 | 0 | 76.0742 | 75.8501 | 75.8501 | -0.0030003 | -0.0066497 | -0.00080863 | 0 | 0 | 0.00073281 | 0.00020814 | -0.00043826 | -0.0061624 | -0.0033542 | -6.7177e-05 | -0.0023721 | -0.00071253 | 0.0043383 | 0.00091055 | 0 | 0 | 0 | 0 | 0 | 0 | 0 | 0 | 0 | 0 | 0 | 0.3363 | 0 | 0 | 0 | 0 | 1.1512 | 0 | 0 | 0
9 | 269 | 8 | 64.4 | 1.6848 | 80.6966 | 0 | 3.822 | 0.0052138 | 0 | 75.8501 | 75.914 | 75.914 | -0.002012 | -0.0044593 | -0.00054227 | 0 | 0 | 0.0053739 | 0.0019163 | -0.00029453 | -0.0010681 | -0.00035703 | -4.5049e-05 | -0.0015908 | -0.00038403 | 0.0086767 | 0.0018211 | 0 | 0 | 0 | 0 | 0 | 0 | 0 | 0 | 0 | 0 | 0 | 0.33627 | 0 | 0 | 0 | 0 | 1.3485 | 0 | 0 | 0
9 | 269 | 9 | 69.8 | 1.6759 | 80.6966 | 0 | 3.3124 | 0.020412 | 0 | 75.914 | 76.1641 | 76.1641 | -0.0010744 | -0.0023811 | -0.00028956 | 0 | 0 | 0.0088231 | 0.0042254 | -0.00015701 | 0.0047148 | 0.0013993 | -2.4055e-05 | -0.00084942 | -9.9283e-05 | 0.0050623 | 0.0010617 | 0 | 0 | 0 | 0 | 0 | 0 | 0 | 0 | 0 | 0 | 0 | 0.29454 | 0 | 0 | 0 | 0 | 1.3814 | 0 | 0 | 0
9 | 269 | 10 | 77 | 1.7086 | 80.6966 | 0 | 3.3124 | 0.035044 | 0 | 76.1641 | 76.5936 | 76.5936 | 0.00014688 | 0.00032554 | 3.9588e-05 | 0 | 0 | 0.011283 | 0.0061993 | 2.1564e-05 | 0.010347 | 0.0028114 | 3.2888e-06 | 0.00011613 | 1.9479e-06 | 0.0030973 | 0.00065039 | 0 | 0 | 0 | 0 | 0 | 0 | 0 | 0 | 0 | 0 | 0 | 0.29433 | 0 | 0 | 0 | 0 | 1.4143 | 0 | 0 | 0
9 | 269 | 11 | 78.8 | 1.7413 | 80.6966 | 0 | 3.3124 | 0.042137 | 0 | 76.5936 | 77.11 | 77.11 | 0.00038772 | 0.00085931 | 0.0001045 | 0 | 0 | 0.012549 | 0.0072942 | 5.6484e-05 | 0.01363 | 0.0031798 | 8.681e-06 | 0.00030654 | 1.3393e-05 | 0.0030973 | 0.00065039 | 0 | 0 | 0 | 0 | 0 | 0 | 0 | 0 | 0 | 0 | 0 | 0.29408 | 0 | 0 | 0 | 0 | 1.4472 | 0 | 0 | 0
9 | 269 | 12 | 80.6 | 1.662 | 80.6966 | 0 | 2.3441 | 0.033681 | 0 | 77.11 | 77.5227 | 77.5227 | 0.00061327 | 0.0013592 | 0.00016529 | 0 | 0 | 0.0087818 | 0.0053019 | 9.025e-05 | 0.009975 | 0.0018138 | 1.3731e-05 | 0.00048487 | 8.3637e-05 | 0.0041315 | 0.0008666 | 0 | 0 | 0 | 0 | 0 | 0 | 0 | 0 | 0 | 0 | 0 | 0.21483 | 0 | 0 | 0 | 0 | 1.4472 | 0 | 0 | 0
9 | 269 | 13 | 82.4 | 1.6288 | 80.6966 | 0 | 2.3441 | 0.046264 | 0 | 77.5227 | 78.0897 | 78.0897 | 0.00085704 | 0.0018995 | 0.00023099 | 0 | 0 | 0.012277 | 0.0075665 | 0.00012583 | 0.015465 | 0.0032873 | 1.9189e-05 | 0.0006776 | 0.00010961 | 0.0030973 | 0.00065039 | 0 | 0 | 0 | 0 | 0 | 0 | 0 | 0 | 0 | 0 | 0 | 0.21455 | 0 | 0 | 0 | 0 | 1.4143 | 0 | 0 | 0
9 | 269 | 14 | 84.2 | 1.5582 | 80.6966 | 0 | 1.8855 | 0.044768 | 0 | 78.0897 | 78.6384 | 78.6384 | 0.0010737 | 0.0023797 | 0.00028938 | 0 | 0 | 0.011207 | 0.006903 | 0.0001577 | 0.014848 | 0.0037558 | 2.404e-05 | 0.00084891 | 0.00015539 | 0.0025838 | 0.00054141 | 0 | 0 | 0 | 0 | 0 | 0 | 0 | 0 | 0 | 0 | 0 | 0.17683 | 0 | 0 | 0 | 0 | 1.3814 | 0 | 0 | 0
9 | 269 | 15 | 86 | 6.953 | 80.6966 | 0 | 1.8855 | 0.042199 | 0.094288 | 78.6384 | 79.1555 | 78 | 0.0012936 | 0.002867 | 0.00034865 | 0 | 0 | 0.010099 | 0.0055467 | 0.00019051 | 0.013114 | 0.0041951 | 2.8964e-05 | 0.0010228 | 0.00024291 | 0.0026854 | 0.00056426 | 0 | 0 | 0 | 0 | 0 | 0 | 5.4273 | 0 | 0 | 0 | 0 | 0.17714 | 0 | 0 | 0 | 0 | 1.3485 | 0 | 0 | 0
9 | 269 | 16 | 87.8 | 3.7119 | 80.6966 | 0 | 1.8855 | 0.036838 | 0.036838 | 78 | 78.4515 | 78 | 0.0017221 | 0.0038167 | 0.00046413 | 0 | 0 | 0.0071725 | 0.0036579 | 0.00025241 | 0.010659 | 0.0041519 | 3.8557e-05 | 0.0013615 | 0.00029166 | 0.0026854 | 0.00056426 | 0 | 0 | 0 | 0 | 0 | 0 | 2.1204 | 0 | 0 | 0 | 0 | 0.17714 | 0 | 0 | 0 | 0 | 1.4143 | 0 | 0 | 0
9 | 269 | 17 | 86 | 3.021 | 80.6966 | 0 | 1.8855 | 0.020264 | 0.020264 | 78 | 78.2483 | 78 | 0.0014058 | 0.0031157 | 0.00037888 | 0 | 0 | 0.0030472 | 0.0012238 | 0.00020481 | 0.0033309 | 0.0014592 | 3.1475e-05 | 0.0011114 | 0.00020433 | 0.0039265 | 0.00082442 | 0 | 0 | 0 | 0 | 0 | 0 | 1.1664 | 0 | 0 | 0 | 0 | 0.17714 | 0 | 0 | 0 | 0 | 1.6774 | 0 | 0 | 0
9 | 269 | 18 | 84.2 | 3.1992 | 80.6966 | 0 | 3.2104 | 0.014053 | 0.014053 | 78 | 78.1722 | 78 | 0.0010895 | 0.0024146 | 0.00029363 | 0 | 0 | 0.0014858 | 0.00056701 | 0.00015884 | 0.0013548 | 0.00054682 | 2.4393e-05 | 0.00086137 | 0.0001315 | 0.0042349 | 0.00088946 | 0 | 0 | 0 | 0 | 0 | 0 | 0.80889 | 0 | 0 | 0 | 0 | 0.28533 | 0 | 0 | 0 | 0 | 2.105 | 0 | 0 | 0
9 | 269 | 19 | 78.8 | 2.5427 | 80.6966 | 0 | 3.2104 | 0.0032188 | 0.0032188 | 78 | 78.0394 | 78 | 0.00014058 | 0.00031157 | 3.7888e-05 | 0 | 0 | 3.0198e-05 | 1.455e-05 | 2.058e-05 | -0.0012496 | -0.00074821 | 3.1475e-06 | 0.00011114 | 1.7849e-06 | 0.0045452 | 0.0009545 | 0 | 0 | 0 | 0 | 0 | 0 | 0.18528 | 0 | 0 | 0 | 0 | 0.28533 | 0 | 0 | 0 | 0 | 2.0721 | 0 | 0 | 0
9 | 269 | 20 | 75.2 | 2.2259 | 80.6966 | 0 | 3.2104 | 0.0037065 | 0 | 78 | 78.0454 | 78 | -0.00049202 | -0.0010905 | -0.00013261 | 0 | 0 | 0 | 0 | -7.1924e-05 | -0.00075484 | -0.00045735 | -1.1016e-05 | -0.00038901 | -2.1449e-05 | 0.0071272 | 0.0014959 | 0 | 0 | 0 | 0 | 0 | 0 | 0 | 0 | 0 | 0 | 0 | 0.28533 | 0 | 0 | 0 | 0 | 1.9405 | 0 | 0 | 0
9 | 269 | 21 | 73.4 | 2.1272 | 80.6966 | 0 | 3.2104 | 0.0014859 | 0 | 78 | 78.0182 | 78 | -0.00080832 | -0.0017915 | -0.00021786 | 0 | 0 | 0 | 0 | -0.00011787 | -0.0012401 | -0.00075152 | -1.8098e-05 | -0.00063908 | -5.6948e-05 | 0.0071272 | 0.0014959 | 0 | 0 | 0 | 0 | 0 | 0 | 0 | 0 | 0 | 0 | 0 | 0.28533 | 0 | 0 | 0 | 0 | 1.8419 | 0 | 0 | 0
9 | 269 | 22 | 73.4 | 1.9786 | 80.6966 | 0 | 2.5989 | 0.0018005 | 0 | 78 | 78.0221 | 78 | -0.00080832 | -0.0017915 | -0.00021786 | 0 | 0 | 0 | 0 | -0.00011733 | -0.0012401 | -0.00075136 | -1.8098e-05 | -0.00063908 | -5.6948e-05 | 0.0074411 | 0.0015609 | 0 | 0 | 0 | 0 | 0 | 0 | 0 | 0 | 0 | 0 | 0 | 0.2354 | 0 | 0 | 0 | 0 | 1.7432 | 0 | 0 | 0
9 | 269 | 23 | 71.6 | 1.7155 | 80.6966 | 0 | 2.5989 | -0.00043716 | 0 | 78 | 77.9946 | 77.9946 | -0.0011246 | -0.0024925 | -0.0003031 | 0 | 0 | 0 | 0 | -0.00016413 | -0.0017254 | -0.0010456 | -2.518e-05 | -0.00088916 | -0.00010853 | 0.0074411 | 0.0015609 | 0 | 0 | 0 | 0 | 0 | 0 | 0 | 0 | 0 | 0 | 0 | 0.2354 | 0 | 0 | 0 | 0 | 1.4801 | 0 | 0 | 0
9 | 269 | 24 | 73.4 | 1.2755 | 80.6966 | 0 | 0.43316 | 0.0010142 | 0 | 77.9946 | 78.0071 | 78 | -0.00080738 | -0.0017894 | -0.0002176 | 0 | 0 | 0 | 0 | -0.00011858 | -0.0012387 | -0.00075088 | -1.8077e-05 | -0.00063834 | -0.00012218 | 0.0067153 | 0.0014098 | 0 | 0 | 0 | 0 | 0 | 0 | 0 | 0 | 0 | 0 | 0 | 0.058561 | 0 | 0 | 0 | 0 | 1.2169 | 0 | 0 | 0
9 | 270 | 1 | 69.8 | 0.97982 | 80.4907 | 0 | 0.43455 | -0.0081392 | 0 | 78 | 77.9003 | 77.9003 | -0.0014409 | -0.0031935 | -0.00038835 | 0 | 0 | 0 | 0 | -0.0002121 | -0.0022106 | -0.0013402 | -3.2262e-05 | -0.0011392 | -0.00024866 | 0.0020667 | 0.00043418 | 0 | 0 | 0 | 0 | 0 | 0 | 0 | 0 | 0 | 0 | 0 | 0.058889 | 0 | 0 | 0 | 0 | 0.92093 | 0 | 0 | 0
9 | 270 | 2 | 69.8 | 0.91408 | 80.4907 | 0 | 0.43455 | -0.0079377 | 0 | 77.9003 | 77.803 | 77.803 | -0.0014234 | -0.0031547 | -0.00038363 | 0 | 0 | 0 | 0 | -0.00020705 | -0.0021837 | -0.0013232 | -3.187e-05 | -0.0011254 | -0.0001714 | 0.0020667 | 0.00043418 | 0 | 0 | 0 | 0 | 0 | 0 | 0 | 0 | 0 | 0 | 0 | 0.058937 | 0 | 0 | 0 | 0 | 0.85515 | 0 | 0 | 0
9 | 270 | 3 | 66.2 | 0.88127 | 80.4907 | 0 | 0.43455 | -0.012363 | 0 | 77.803 | 77.6515 | 77.6515 | -0.0020389 | -0.0045189 | -0.00054952 | 0 | 0 | 0 | 0 | -0.00029889 | -0.003128 | -0.001896 | -4.5651e-05 | -0.001612 | -0.00034216 | 0.0020667 | 0.00043418 | 0 | 0 | 0 | 0 | 0 | 0 | 0 | 0 | 0 | 0 | 0 | 0.059011 | 0 | 0 | 0 | 0 | 0.82226 | 0 | 0 | 0
9 | 270 | 4 | 66.2 | 0.84845 | 80.4907 | 0 | 0.43455 | -0.012169 | 0 | 77.6515 | 77.5023 | 77.5023 | -0.0020123 | -0.0044599 | -0.00054234 | 0 | 0 | 0 | 0 | -0.00029325 | -0.0030872 | -0.0018708 | -4.5055e-05 | -0.001591 | -0.00033366 | 0.0020667 | 0.00043418 | 0 | 0 | 0 | 0 | 0 | 0 | 0 | 0 | 0 | 0 | 0 | 0.059085 | 0 | 0 | 0 | 0 | 0.78937 | 0 | 0 | 0
9 | 270 | 5 | 64.4 | 0.84854 | 80.4907 | 0 | 0.43455 | -0.014272 | 0 | 77.5023 | 77.3274 | 77.3274 | -0.0023024 | -0.0051028 | -0.00062053 | 0 | 0 | 0 | 0 | -0.00033684 | -0.0035322 | -0.0021409 | -5.155e-05 | -0.0018203 | -0.00043147 | 0.0020667 | 0.00043418 | 0 | 0 | 0 | 0 | 0 | 0 | 0 | 0 | 0 | 0 | 0 | 0.059171 | 0 | 0 | 0 | 0 | 0.78937 | 0 | 0 | 0
9 | 270 | 6 | 64.4 | 0.95357 | 80.4907 | 0 | 0.51124 | -0.012661 | 0 | 77.3274 | 77.1723 | 77.1723 | -0.0022716 | -0.0050347 | -0.00061224 | 0 | 0 | 0 | 0 | -0.00033129 | -0.0034851 | -0.002112 | -5.0862e-05 | -0.001796 | -0.00042057 | 0.0034529 | 0.00072422 | 0 | 0 | 0 | 0 | 0 | 0 | 0 | 0 | 0 | 0 | 0 | 0.065538 | 0 | 0 | 0 | 0 | 0.88804 | 0 | 0 | 0
9 | 270 | 7 | 66.2 | 1.4893 | 80.4907 | 0 | 3.8343 | -0.010541 | 0 | 77.1723 | 77.0431 | 77.0431 | -0.0019281 | -0.0042732 | -0.00051965 | 0 | 0 | 0.00058304 | 0.00017607 | -0.00027951 | -0.0043409 | -0.0024223 | -4.317e-05 | -0.0015244 | -0.00030744 | 0.0043383 | 0.00091055 | 0 | 0 | 0 | 0 | 0 | 0 | 0 | 0 | 0 | 0 | 0 | 0.33818 | 0 | 0 | 0 | 0 | 1.1512 | 0 | 0 | 0
9 | 270 | 8 | 71.6 | 1.6866 | 80.4907 | 0 | 3.8343 | 0.012844 | 0 | 77.0431 | 77.2005 | 77.2005 | -0.00095646 | -0.0021198 | -0.00025778 | 0 | 0 | 0.004544 | 0.001649 | -0.00013978 | 0.00033168 | 0.00015163 | -2.1415e-05 | -0.00075621 | -7.9147e-05 | 0.0086767 | 0.0018211 | 0 | 0 | 0 | 0 | 0 | 0 | 0 | 0 | 0 | 0 | 0 | 0.3381 | 0 | 0 | 0 | 0 | 1.3485 | 0 | 0 | 0
9 | 270 | 9 | 77 | 1.6774 | 80.4907 | 0 | 3.323 | 0.026964 | 0 | 77.2005 | 77.5309 | 77.5309 | -3.5227e-05 | -7.8074e-05 | -9.4942e-06 | 0 | 0 | 0.0088001 | 0.0041257 | -5.1583e-06 | 0.0058992 | 0.0021719 | -7.8873e-07 | -2.7851e-05 | -1.1275e-07 | 0.0050623 | 0.0010617 | 0 | 0 | 0 | 0 | 0 | 0 | 0 | 0 | 0 | 0 | 0 | 0.29601 | 0 | 0 | 0 | 0 | 1.3814 | 0 | 0 | 0
9 | 270 | 10 | 82.4 | 1.7101 | 80.4907 | 0 | 3.323 | 0.0395 | 0 | 77.5309 | 78.015 | 78.015 | 0.0008556 | 0.0018963 | 0.0002306 | 0 | 0 | 0.01135 | 0.006115 | 0.00012548 | 0.01108 | 0.0033406 | 1.9157e-05 | 0.00067647 | 6.3654e-05 | 0.0030973 | 0.00065039 | 0 | 0 | 0 | 0 | 0 | 0 | 0 | 0 | 0 | 0 | 0 | 0.29577 | 0 | 0 | 0 | 0 | 1.4143 | 0 | 0 | 0
9 | 270 | 11 | 86 | 1.7427 | 80.4907 | 0 | 3.323 | 0.048671 | 0 | 78.015 | 78.6115 | 78.6115 | 0.0014031 | 0.0031098 | 0.00037817 | 0 | 0 | 0.012702 | 0.0074654 | 0.00020747 | 0.014566 | 0.0036328 | 3.1416e-05 | 0.0011094 | 0.00031784 | 0.0030973 | 0.00065039 | 0 | 0 | 0 | 0 | 0 | 0 | 0 | 0 | 0 | 0 | 0 | 0.29548 | 0 | 0 | 0 | 0 | 1.4472 | 0 | 0 | 0
9 | 270 | 12 | 87.8 | 1.6626 | 80.4907 | 0 | 2.3517 | 0.053633 | 0 | 78.6115 | 79.2688 | 79.2688 | 0.0016146 | 0.0035785 | 0.00043517 | 0 | 0 | 0.013016 | 0.0081223 | 0.00023967 | 0.016483 | 0.0033251 | 3.6152e-05 | 0.0012766 | 0.0005072 | 0.0041315 | 0.0008666 | 0 | 0 | 0 | 0 | 0 | 0 | 0 | 0 | 0 | 0 | 0 | 0.21548 | 0 | 0 | 0 | 0 | 1.4472 | 0 | 0 | 0
9 | 270 | 13 | 89.6 | 1.6294 | 80.4907 | 0 | 2.3517 | 0.054088 | 0 | 79.2688 | 79.9316 | 79.9316 | 0.0018154 | 0.0040236 | 0.00048929 | 0 | 0 | 0.012822 | 0.0080551 | 0.00026816 | 0.017111 | 0.0038166 | 4.0648e-05 | 0.0014353 | 0.00046345 | 0.0030973 | 0.00065039 | 0 | 0 | 0 | 0 | 0 | 0 | 0 | 0 | 0 | 0 | 0 | 0.21515 | 0 | 0 | 0 | 0 | 1.4143 | 0 | 0 | 0
9 | 270 | 14 | 93.2 | 4.3933 | 80.4907 | 0 | 1.8916 | 0.054825 | 0.049244 | 79.9316 | 80.6035 | 80 | 0.0023315 | 0.0051675 | 0.00062839 | 0 | 0 | 0.011839 | 0.0072751 | 0.00034581 | 0.016776 | 0.0046869 | 5.2203e-05 | 0.0018434 | 0.00075351 | 0.0025838 | 0.00054141 | 0 | 0 | 0 | 0 | 0 | 0 | 2.8346 | 0 | 0 | 0 | 0 | 0.17738 | 0 | 0 | 0 | 0 | 1.3814 | 0 | 0 | 0
9 | 270 | 15 | 93.2 | 13.7811 | 80.4907 | 0 | 1.8916 | 0.049694 | 0.21289 | 80 | 80.609 | 78 | 0.0023195 | 0.0051408 | 0.00062515 | 0 | 0 | 0.010038 | 0.0058145 | 0.00034406 | 0.014631 | 0.004812 | 5.1934e-05 | 0.0018339 | 0.00083304 | 0.0026854 | 0.00056426 | 0 | 0 | 0 | 0 | 0 | 0 | 12.2542 | 0 | 0 | 0 | 0 | 0.17836 | 0 | 0 | 0 | 0 | 1.3485 | 0 | 0 | 0
9 | 270 | 16 | 93.2 | 4.12 | 80.4907 | 0 | 1.8916 | 0.043908 | 0.043908 | 78 | 78.5381 | 78 | 0.002671 | 0.0059197 | 0.00071987 | 0 | 0 | 0.00738 | 0.0037747 | 0.0003941 | 0.011926 | 0.0048655 | 5.9803e-05 | 0.0021118 | 0.00083494 | 0.0026854 | 0.00056426 | 0 | 0 | 0 | 0 | 0 | 0 | 2.5274 | 0 | 0 | 0 | 0 | 0.17836 | 0 | 0 | 0 | 0 | 1.4143 | 0 | 0 | 0
9 | 270 | 17 | 91.4 | 3.6953 | 80.4907 | 0 | 1.8916 | 0.031957 | 0.031957 | 78 | 78.3916 | 78 | 0.0023547 | 0.0052187 | 0.00063462 | 0 | 0 | 0.0032278 | 0.0015841 | 0.00034693 | 0.00742 | 0.0038179 | 5.2721e-05 | 0.0018617 | 0.00068701 | 0.0039265 | 0.00082442 | 0 | 0 | 0 | 0 | 0 | 0 | 1.8395 | 0 | 0 | 0 | 0 | 0.17836 | 0 | 0 | 0 | 0 | 1.6774 | 0 | 0 | 0
9 | 270 | 18 | 87.8 | 3.4959 | 80.4907 | 0 | 3.2208 | 0.019172 | 0.019172 | 78 | 78.235 | 78 | 0.0017221 | 0.0038167 | 0.00046413 | 0 | 0 | 0.0013617 | 0.00031927 | 0.00025661 | 0.0022491 | 0.001757 | 3.8557e-05 | 0.0013615 | 0.00070109 | 0.0042349 | 0.00088946 | 0 | 0 | 0 | 0 | 0 | 0 | 1.1036 | 0 | 0 | 0 | 0 | 0.28739 | 0 | 0 | 0 | 0 | 2.105 | 0 | 0 | 0
9 | 270 | 19 | 84.2 | 2.932 | 80.4907 | 0 | 3.2208 | 0.0099463 | 0.0099463 | 78 | 78.1219 | 78 | 0.0010895 | 0.0024146 | 0.00029363 | 0 | 0 | 4.8146e-05 | 3.5051e-05 | 0.00016241 | -0.00059149 | -0.00029244 | 2.4393e-05 | 0.00086137 | 0.00040145 | 0.0045452 | 0.0009545 | 0 | 0 | 0 | 0 | 0 | 0 | 0.57252 | 0 | 0 | 0 | 0 | 0.28739 | 0 | 0 | 0 | 0 | 2.0721 | 0 | 0 | 0
9 | 270 | 20 | 80.6 | 2.9122 | 80.4907 | 0 | 3.2208 | 0.011889 | 0.011889 | 78 | 78.1457 | 78 | 0.00045688 | 0.0010126 | 0.00012314 | 0 | 0 | 0 | 0 | 6.7788e-05 | 0.00070093 | 0.0004251 | 1.023e-05 | 0.00036122 | 0.00010779 | 0.0071272 | 0.0014959 | 0 | 0 | 0 | 0 | 0 | 0 | 0.68433 | 0 | 0 | 0 | 0 | 0.28739 | 0 | 0 | 0 | 0 | 1.9405 | 0 | 0 | 0
9 | 270 | 21 | 80.6 | 2.8176 | 80.4907 | 0 | 3.2208 | 0.011959 | 0.011959 | 78 | 78.1466 | 78 | 0.00045688 | 0.0010126 | 0.00012314 | 0 | 0 | 0 | 0 | 6.8258e-05 | 0.00070093 | 0.00042522 | 1.023e-05 | 0.00036122 | 0.00017789 | 0.0071272 | 0.0014959 | 0 | 0 | 0 | 0 | 0 | 0 | 0.6884 | 0 | 0 | 0 | 0 | 0.28739 | 0 | 0 | 0 | 0 | 1.8419 | 0 | 0 | 0
9 | 270 | 22 | 78.8 | 2.5564 | 80.4907 | 0 | 2.6073 | 0.01001 | 0.01001 | 78 | 78.1227 | 78 | 0.00014058 | 0.00031157 | 3.7888e-05 | 0 | 0 | 0 | 0 | 2.0895e-05 | 0.00021567 | 0.00013081 | 3.1475e-06 | 0.00011114 | 3.6442e-05 | 0.0074411 | 0.0015609 | 0 | 0 | 0 | 0 | 0 | 0 | 0.5762 | 0 | 0 | 0 | 0 | 0.23707 | 0 | 0 | 0 | 0 | 1.7432 | 0 | 0 | 0
9 | 270 | 23 | 77.9 | 1.7806 | 80.4907 | 0 | 2.6073 | 0.0073147 | 0.0011034 | 78 | 78.0896 | 78 | -1.7572e-05 | -3.8946e-05 | -4.736e-06 | 0 | 0 | 0 | 0 | -2.6149e-06 | -2.6959e-05 | -1.6352e-05 | -3.9344e-07 | -1.3893e-05 | -4.9185e-06 | 0.0074411 | 0.0015609 | 0 | 0 | 0 | 0 | 0 | 0 | 0.063514 | 0 | 0 | 0 | 0 | 0.23707 | 0 | 0 | 0 | 0 | 1.4801 | 0 | 0 | 0
9 | 270 | 24 | 77 | 1.2758 | 80.4907 | 0 | 0.43455 | 0.0054461 | 0 | 78 | 78.0667 | 78 | -0.00017572 | -0.00038946 | -4.736e-05 | 0 | 0 | 0 | 0 | -2.6179e-05 | -0.00026959 | -0.00016353 | -3.9344e-06 | -0.00013893 | -5.4522e-05 | 0.0067153 | 0.0014098 | 0 | 0 | 0 | 0 | 0 | 0 | 0 | 0 | 0 | 0 | 0 | 0.05884 | 0 | 0 | 0 | 0 | 1.2169 | 0 | 0 | 0
9 | 271 | 1 | 75.2 | 0.98006 | 80.2827 | 0 | 0.43595 | -0.0014736 | 0 | 78 | 77.9819 | 77.9819 | -0.00049202 | -0.0010905 | -0.00013261 | 0 | 0 | 0 | 0 | -7.3159e-05 | -0.00075484 | -0.00045784 | -1.1016e-05 | -0.00038901 | -0.00013927 | 0.0020667 | 0.00043418 | 0 | 0 | 0 | 0 | 0 | 0 | 0 | 0 | 0 | 0 | 0 | 0.05913 | 0 | 0 | 0 | 0 | 0.92093 | 0 | 0 | 0
9 | 271 | 2 | 73.4 | 0.9143 | 80.2827 | 0 | 0.43595 | -0.0037077 | 0 | 77.9819 | 77.9365 | 77.9365 | -0.00080515 | -0.0017845 | -0.000217 | 0 | 0 | 0 | 0 | -0.00011943 | -0.0012352 | -0.00074913 | -1.8027e-05 | -0.00063657 | -0.00020939 | 0.0020667 | 0.00043418 | 0 | 0 | 0 | 0 | 0 | 0 | 0 | 0 | 0 | 0 | 0 | 0.059152 | 0 | 0 | 0 | 0 | 0.85515 | 0 | 0 | 0
9 | 271 | 3 | 71.6 | 0.88144 | 80.2827 | 0 | 0.43595 | -0.0059423 | 0 | 77.9365 | 77.8637 | 77.8637 | -0.0011135 | -0.0024678 | -0.0003001 | 0 | 0 | 0 | 0 | -0.0001652 | -0.0017082 | -0.001036 | -2.493e-05 | -0.00088034 | -0.00031286 | 0.0020667 | 0.00043418 | 0 | 0 | 0 | 0 | 0 | 0 | 0 | 0 | 0 | 0 | 0 | 0.059188 | 0 | 0 | 0 | 0 | 0.82226 | 0 | 0 | 0
9 | 271 | 4 | 71.6 | 0.84859 | 80.2827 | 0 | 0.43595 | -0.005849 | 0 | 77.8637 | 77.792 | 77.792 | -0.0011007 | -0.0024394 | -0.00029665 | 0 | 0 | 0 | 0 | -0.00016312 | -0.0016886 | -0.001024 | -2.4644e-05 | -0.00087022 | -0.00030832 | 0.0020667 | 0.00043418 | 0 | 0 | 0 | 0 | 0 | 0 | 0 | 0 | 0 | 0 | 0 | 0.059224 | 0 | 0 | 0 | 0 | 0.78937 | 0 | 0 | 0
9 | 271 | 5 | 71.6 | 0.84863 | 80.2827 | 0 | 0.43595 | -0.0059203 | 0 | 77.792 | 77.7194 | 77.7194 | -0.0010881 | -0.0024115 | -0.00029325 | 0 | 0 | 0 | 0 | -0.00016261 | -0.0016693 | -0.0010127 | -2.4362e-05 | -0.00086026 | -0.00046488 | 0.0020667 | 0.00043418 | 0 | 0 | 0 | 0 | 0 | 0 | 0 | 0 | 0 | 0 | 0 | 0.059259 | 0 | 0 | 0 | 0 | 0.78937 | 0 | 0 | 0
9 | 271 | 6 | 69.8 | 0.95368 | 80.2827 | 0 | 0.51288 | -0.0064785 | 0 | 77.7194 | 77.64 | 77.64 | -0.0013916 | -0.0030843 | -0.00037506 | 0 | 0 | 0 | 0 | -0.00020545 | -0.002135 | -0.0012945 | -3.1158e-05 | -0.0011003 | -0.00031409 | 0.0034529 | 0.00072422 | 0 | 0 | 0 | 0 | 0 | 0 | 0 | 0 | 0 | 0 | 0 | 0.065639 | 0 | 0 | 0 | 0 | 0.88804 | 0 | 0 | 0
9 | 271 | 7 | 69.8 | 1.4916 | 80.2827 | 0 | 3.8466 | -0.0064077 | 0 | 77.64 | 77.5615 | 77.5615 | -0.0013777 | -0.0030534 | -0.0003713 | 0 | 0 | 0.00036974 | 0.00014143 | -0.00020253 | -0.0029852 | -0.0018799 | -3.0846e-05 | -0.0010892 | -0.00026719 | 0.0043383 | 0.00091055 | 0 | 0 | 0 | 0 | 0 | 0 | 0 | 0 | 0 | 0 | 0 | 0.34041 | 0 | 0 | 0 | 0 | 1.1512 | 0 | 0 | 0
9 | 271 | 8 | 73.4 | 1.6889 | 80.2827 | 0 | 3.8466 | 0.010514 | 0 | 77.5615 | 77.6904 | 77.6904 | -0.00073127 | -0.0016207 | -0.00019709 | 0 | 0 | 0.0031046 | 0.0011571 | -0.0001079 | -0.00043133 | -0.00043286 | -1.6373e-05 | -0.00057816 | -0.00013002 | 0.0086767 | 0.0018211 | 0 | 0 | 0 | 0 | 0 | 0 | 0 | 0 | 0 | 0 | 0 | 0.34035 | 0 | 0 | 0 | 0 | 1.3485 | 0 | 0 | 0
9 | 271 | 9 | 78.8 | 1.6793 | 80.2827 | 0 | 3.3337 | 0.026262 | 0 | 77.6904 | 78.0122 | 78.0122 | 0.00019499 | 0.00043215 | 5.2552e-05 | 0 | 0 | 0.0077997 | 0.0034599 | 2.8771e-05 | 0.0057565 | 0.0022351 | 4.3658e-06 | 0.00015416 | 2.0144e-05 | 0.0050623 | 0.0010617 | 0 | 0 | 0 | 0 | 0 | 0 | 0 | 0 | 0 | 0 | 0 | 0.29793 | 0 | 0 | 0 | 0 | 1.3814 | 0 | 0 | 0
9 | 271 | 10 | 86 | 1.712 | 80.2827 | 0 | 3.3337 | 0.04198 | 0 | 78.0122 | 78.5267 | 78.5267 | 0.0014036 | 0.0031109 | 0.0003783 | 0 | 0 | 0.01098 | 0.0055788 | 0.00020894 | 0.011211 | 0.003798 | 3.1427e-05 | 0.0011098 | 0.0004215 | 0.0030973 | 0.00065039 | 0 | 0 | 0 | 0 | 0 | 0 | 0 | 0 | 0 | 0 | 0 | 0.29767 | 0 | 0 | 0 | 0 | 1.4143 | 0 | 0 | 0
9 | 271 | 11 | 87.8 | 1.7445 | 80.2827 | 0 | 3.3337 | 0.049471 | 0 | 78.5267 | 79.133 | 79.133 | 0.0016295 | 0.0036116 | 0.00043918 | 0 | 0 | 0.012642 | 0.0069835 | 0.00024065 | 0.014393 | 0.0040638 | 3.6485e-05 | 0.0012884 | 0.00039502 | 0.0030973 | 0.00065039 | 0 | 0 | 0 | 0 | 0 | 0 | 0 | 0 | 0 | 0 | 0 | 0.29738 | 0 | 0 | 0 | 0 | 1.4472 | 0 | 0 | 0
9 | 271 | 12 | 93.2 | 1.6639 | 80.2827 | 0 | 2.3592 | 0.057992 | 0 | 79.133 | 79.8437 | 79.8437 | 0.0024719 | 0.0054785 | 0.00066621 | 0 | 0 | 0.012851 | 0.0073368 | 0.00036485 | 0.016647 | 0.0045585 | 5.5346e-05 | 0.0019543 | 0.00060996 | 0.0041315 | 0.0008666 | 0 | 0 | 0 | 0 | 0 | 0 | 0 | 0 | 0 | 0 | 0 | 0.21672 | 0 | 0 | 0 | 0 | 1.4472 | 0 | 0 | 0
9 | 271 | 13 | 96.8 | 4.2148 | 80.2827 | 0 | 2.3592 | 0.057645 | 0.04489 | 79.8437 | 80.5501 | 80 | 0.0029796 | 0.0066038 | 0.00080305 | 0 | 0 | 0.011936 | 0.0065498 | 0.00044022 | 0.01611 | 0.0051439 | 6.6713e-05 | 0.0023558 | 0.00090823 | 0.0030973 | 0.00065039 | 0 | 0 | 0 | 0 | 0 | 0 | 2.5839 | 0 | 0 | 0 | 0 | 0.21664 | 0 | 0 | 0 | 0 | 1.4143 | 0 | 0 | 0
9 | 271 | 14 | 96.8 | 4.9423 | 80.2827 | 0 | 1.8976 | 0.058761 | 0.058761 | 80 | 80.7201 | 80 | 0.0029521 | 0.0065429 | 0.00079565 | 0 | 0 | 0.01207 | 0.0069155 | 0.00043478 | 0.01716 | 0.0054704 | 6.6098e-05 | 0.002334 | 0.00089452 | 0.0025838 | 0.00054141 | 0 | 0 | 0 | 0 | 0 | 0 | 3.3823 | 0 | 0 | 0 | 0 | 0.1786 | 0 | 0 | 0 | 0 | 1.3814 | 0 | 0 | 0
9 | 271 | 15 | 96.8 | 13.9979 | 80.2827 | 0 | 1.8976 | 0.053439 | 0.21664 | 80 | 80.6549 | 78 | 0.0029521 | 0.0065429 | 0.00079565 | 0 | 0 | 0.010209 | 0.0054894 | 0.0004348 | 0.015004 | 0.0054665 | 6.6098e-05 | 0.002334 | 0.00089452 | 0.0026854 | 0.00056426 | 0 | 0 | 0 | 0 | 0 | 0 | 12.4698 | 0 | 0 | 0 | 0 | 0.17958 | 0 | 0 | 0 | 0 | 1.3485 | 0 | 0 | 0
9 | 271 | 16 | 98.6 | 4.4546 | 80.2827 | 0 | 1.8976 | 0.049698 | 0.049698 | 78 | 78.6091 | 78 | 0.0036199 | 0.0080228 | 0.00097562 | 0 | 0 | 0.0074839 | 0.0035557 | 0.00053034 | 0.012706 | 0.0055981 | 8.1049e-05 | 0.002862 | 0.0010135 | 0.0026854 | 0.00056426 | 0 | 0 | 0 | 0 | 0 | 0 | 2.8607 | 0 | 0 | 0 | 0 | 0.17958 | 0 | 0 | 0 | 0 | 1.4143 | 0 | 0 | 0
9 | 271 | 17 | 95 | 4.0974 | 80.2827 | 0 | 1.8976 | 0.038923 | 0.038923 | 78 | 78.477 | 78 | 0.0029873 | 0.0066208 | 0.00080512 | 0 | 0 | 0.0050276 | 0.0020605 | 0.00044237 | 0.0084227 | 0.0041813 | 6.6885e-05 | 0.0023618 | 0.0011955 | 0.0039265 | 0.00082442 | 0 | 0 | 0 | 0 | 0 | 0 | 2.2404 | 0 | 0 | 0 | 0 | 0.17958 | 0 | 0 | 0 | 0 | 1.6774 | 0 | 0 | 0
9 | 271 | 18 | 91.4 | 3.7547 | 80.2827 | 0 | 3.2311 | 0.023631 | 0.023631 | 78 | 78.2896 | 78 | 0.0023547 | 0.0052187 | 0.00063462 | 0 | 0 | 0.0013826 | 0.00047981 | 0.00034789 | 0.0034146 | 0.0019948 | 5.2721e-05 | 0.0018617 | 0.0007645 | 0.0042349 | 0.00088946 | 0 | 0 | 0 | 0 | 0 | 0 | 1.3602 | 0 | 0 | 0 | 0 | 0.28948 | 0 | 0 | 0 | 0 | 2.105 | 0 | 0 | 0
9 | 271 | 19 | 86 | 3.2617 | 80.2827 | 0 | 3.2311 | 0.015639 | 0.015639 | 78 | 78.1917 | 78 | 0.0014058 | 0.0031157 | 0.00037888 | 0 | 0 | 0 | 0 | 0.00020866 | 0.0021567 | 0.001308 | 3.1475e-05 | 0.0011114 | 0.00042235 | 0.0045452 | 0.0009545 | 0 | 0 | 0 | 0 | 0 | 0 | 0.90018 | 0 | 0 | 0 | 0 | 0.28948 | 0 | 0 | 0 | 0 | 2.0721 | 0 | 0 | 0
9 | 271 | 20 | 82.4 | 3.0495 | 80.2827 | 0 | 3.2311 | 0.014237 | 0.014237 | 78 | 78.1745 | 78 | 0.00077317 | 0.0017136 | 0.00020838 | 0 | 0 | 0 | 0 | 0.00011528 | 0.0011862 | 0.00071954 | 1.7311e-05 | 0.0006113 | 0.00026958 | 0.0071272 | 0.0014959 | 0 | 0 | 0 | 0 | 0 | 0 | 0.81952 | 0 | 0 | 0 | 0 | 0.28948 | 0 | 0 | 0 | 0 | 1.9405 | 0 | 0 | 0
9 | 271 | 21 | 80.6 | 2.8181 | 80.2827 | 0 | 3.2311 | 0.011931 | 0.011931 | 78 | 78.1462 | 78 | 0.00045688 | 0.0010126 | 0.00012314 | 0 | 0 | 0 | 0 | 6.8073e-05 | 0.00070093 | 0.00042517 | 1.023e-05 | 0.00036122 | 0.00015009 | 0.0071272 | 0.0014959 | 0 | 0 | 0 | 0 | 0 | 0 | 0.68678 | 0 | 0 | 0 | 0 | 0.28948 | 0 | 0 | 0 | 0 | 1.8419 | 0 | 0 | 0
9 | 271 | 22 | 80.6 | 2.6905 | 80.2827 | 0 | 2.6157 | 0.01231 | 0.01231 | 78 | 78.1509 | 78 | 0.00045688 | 0.0010126 | 0.00012314 | 0 | 0 | 0 | 0 | 6.8046e-05 | 0.00070093 | 0.00042516 | 1.023e-05 | 0.00036122 | 0.00015009 | 0.0074411 | 0.0015609 | 0 | 0 | 0 | 0 | 0 | 0 | 0.70859 | 0 | 0 | 0 | 0 | 0.23876 | 0 | 0 | 0 | 0 | 1.7432 | 0 | 0 | 0
9 | 271 | 23 | 78.8 | 2.2959 | 80.2827 | 0 | 2.6157 | 0.010026 | 0.010026 | 78 | 78.1229 | 78 | 0.00014058 | 0.00031157 | 3.7888e-05 | 0 | 0 | 0 | 0 | 2.1013e-05 | 0.00021567 | 0.00013084 | 3.1475e-06 | 0.00011114 | 5.2e-05 | 0.0074411 | 0.0015609 | 0 | 0 | 0 | 0 | 0 | 0 | 0.5771 | 0 | 0 | 0 | 0 | 0.23876 | 0 | 0 | 0 | 0 | 1.4801 | 0 | 0 | 0
9 | 271 | 24 | 77 | 1.2761 | 80.2827 | 0 | 0.43595 | 0.0054628 | 0 | 78 | 78.0669 | 78 | -0.00017572 | -0.00038946 | -4.736e-05 | 0 | 0 | 0 | 0 | -2.6054e-05 | -0.00026959 | -0.00016349 | -3.9344e-06 | -0.00013893 | -3.796e-05 | 0.0067153 | 0.0014098 | 0 | 0 | 0 | 0 | 0 | 0 | 0 | 0 | 0 | 0 | 0 | 0.059121 | 0 | 0 | 0 | 0 | 1.2169 | 0 | 0 | 0
9 | 272 | 1 | 75.2 | 0.98034 | 80.0728 | 0 | 0.43734 | -0.0013683 | 0 | 78 | 77.9832 | 77.9832 | -0.00049202 | -0.0010905 | -0.00013261 | 0 | 0 | 0 | 0 | -7.1982e-05 | -0.00075484 | -0.00045751 | -1.1016e-05 | -0.00038901 | -3.5533e-05 | 0.0020667 | 0.00043418 | 0 | 0 | 0 | 0 | 0 | 0 | 0 | 0 | 0 | 0 | 0 | 0.059414 | 0 | 0 | 0 | 0 | 0.92093 | 0 | 0 | 0
9 | 272 | 2 | 73.4 | 0.91458 | 80.0728 | 0 | 0.43734 | -0.0035981 | 0 | 77.9832 | 77.9391 | 77.9391 | -0.00080537 | -0.001785 | -0.00021706 | 0 | 0 | 0 | 0 | -0.00011823 | -0.0012356 | -0.000749 | -1.8032e-05 | -0.00063675 | -9.9738e-05 | 0.0020667 | 0.00043418 | 0 | 0 | 0 | 0 | 0 | 0 | 0 | 0 | 0 | 0 | 0 | 0.059435 | 0 | 0 | 0 | 0 | 0.85515 | 0 | 0 | 0
9 | 272 | 3 | 73.4 | 0.88171 | 80.0728 | 0 | 0.43734 | -0.0034986 | 0 | 77.9391 | 77.8963 | 77.8963 | -0.00079762 | -0.0017678 | -0.00021497 | 0 | 0 | 0 | 0 | -0.00011576 | -0.0012237 | -0.00074141 | -1.7859e-05 | -0.00063063 | -5.5481e-05 | 0.0020667 | 0.00043418 | 0 | 0 | 0 | 0 | 0 | 0 | 0 | 0 | 0 | 0 | 0 | 0.059456 | 0 | 0 | 0 | 0 | 0.82226 | 0 | 0 | 0
9 | 272 | 4 | 73.4 | 0.84884 | 80.0728 | 0 | 0.43734 | -0.0034455 | 0 | 77.8963 | 77.854 | 77.854 | -0.00079009 | -0.0017511 | -0.00021294 | 0 | 0 | 0 | 0 | -0.00011469 | -0.0012121 | -0.00073442 | -1.769e-05 | -0.00062467 | -5.4459e-05 | 0.0020667 | 0.00043418 | 0 | 0 | 0 | 0 | 0 | 0 | 0 | 0 | 0 | 0 | 0 | 0.059477 | 0 | 0 | 0 | 0 | 0.78937 | 0 | 0 | 0
9 | 272 | 5 | 71.6 | 0.84888 | 80.0728 | 0 | 0.43734 | -0.0056296 | 0 | 77.854 | 77.785 | 77.785 | -0.001099 | -0.0024357 | -0.00029619 | 0 | 0 | 0 | 0 | -0.00016038 | -0.001686 | -0.0010218 | -2.4606e-05 | -0.00086888 | -0.00010376 | 0.0020667 | 0.00043418 | 0 | 0 | 0 | 0 | 0 | 0 | 0 | 0 | 0 | 0 | 0 | 0.059511 | 0 | 0 | 0 | 0 | 0.78937 | 0 | 0 | 0
9 | 272 | 6 | 69.8 | 0.95398 | 80.0728 | 0 | 0.51452 | -0.006481 | 0 | 77.785 | 77.7056 | 77.7056 | -0.0014031 | -0.0031098 | -0.00037817 | 0 | 0 | 0 | 0 | -0.00020616 | -0.0021527 | -0.001305 | -3.1417e-05 | -0.0011094 | -0.00023817 | 0.0034529 | 0.00072422 | 0 | 0 | 0 | 0 | 0 | 0 | 0 | 0 | 0 | 0 | 0 | 0.065941 | 0 | 0 | 0 | 0 | 0.88804 | 0 | 0 | 0
9 | 272 | 7 | 69.8 | 1.494 | 80.0728 | 0 | 3.8589 | -0.006813 | 0 | 77.7056 | 77.6221 | 77.6221 | -0.0013892 | -0.0030789 | -0.00037441 | 0 | 0 | 0.00076147 | 0.00019005 | -0.00020367 | -0.0038343 | -0.0018586 | -3.1104e-05 | -0.0010983 | -0.00023435 | 0.0043383 | 0.00091055 | 0 | 0 | 0 | 0 | 0 | 0 | 0 | 0 | 0 | 0 | 0 | 0.34289 | 0 | 0 | 0 | 0 | 1.1512 | 0 | 0 | 0
9 | 272 | 8 | 73.4 | 1.6913 | 80.0728 | 0 | 3.8589 | 0.013815 | 0 | 77.6221 | 77.7914 | 77.7914 | -0.00074192 | -0.0016443 | -0.00019996 | 0 | 0 | 0.0034961 | 0.0018842 | -0.00010918 | 0.00056852 | 0.0007754 | -1.6612e-05 | -0.00058658 | -0.00010855 | 0.0086767 | 0.0018211 | 0 | 0 | 0 | 0 | 0 | 0 | 0 | 0 | 0 | 0 | 0 | 0.34281 | 0 | 0 | 0 | 0 | 1.3485 | 0 | 0 | 0
9 | 272 | 9 | 77 | 1.6814 | 80.0728 | 0 | 3.3444 | 0.026888 | 0 | 77.7914 | 78.1209 | 78.1209 | -0.00013907 | -0.00030823 | -3.7482e-05 | 0 | 0 | 0.0090621 | 0.0041593 | -2.0586e-05 | 0.005912 | 0.0022729 | -3.1138e-06 | -0.00010995 | -2.3796e-05 | 0.0050623 | 0.0010617 | 0 | 0 | 0 | 0 | 0 | 0 | 0 | 0 | 0 | 0 | 0 | 0.30005 | 0 | 0 | 0 | 0 | 1.3814 | 0 | 0 | 0
9 | 272 | 10 | 80.6 | 1.7141 | 80.0728 | 0 | 3.3444 | 0.036985 | 0 | 78.1209 | 78.5742 | 78.5742 | 0.00043562 | 0.00096549 | 0.00011741 | 0 | 0 | 0.011477 | 0.0060988 | 6.4198e-05 | 0.01057 | 0.0031004 | 9.7537e-06 | 0.00034442 | 5.3355e-05 | 0.0030973 | 0.00065039 | 0 | 0 | 0 | 0 | 0 | 0 | 0 | 0 | 0 | 0 | 0 | 0.29982 | 0 | 0 | 0 | 0 | 1.4143 | 0 | 0 | 0
9 | 272 | 11 | 84.2 | 1.7467 | 80.0728 | 0 | 3.3444 | 0.046023 | 0 | 78.5742 | 79.1382 | 79.1382 | 0.00098858 | 0.002191 | 0.00026644 | 0 | 0 | 0.012724 | 0.0074003 | 0.0001451 | 0.014175 | 0.0034692 | 2.2134e-05 | 0.0007816 | 0.00011141 | 0.0030973 | 0.00065039 | 0 | 0 | 0 | 0 | 0 | 0 | 0 | 0 | 0 | 0 | 0 | 0.29955 | 0 | 0 | 0 | 0 | 1.4472 | 0 | 0 | 0
9 | 272 | 12 | 89.6 | 1.6654 | 80.0728 | 0 | 2.3668 | 0.055592 | 0 | 79.1382 | 79.8195 | 79.8195 | 0.0018384 | 0.0040744 | 0.00049547 | 0 | 0 | 0.01299 | 0.0080209 | 0.0002741 | 0.016979 | 0.0037475 | 4.1161e-05 | 0.0014535 | 0.00067985 | 0.0041315 | 0.0008666 | 0 | 0 | 0 | 0 | 0 | 0 | 0 | 0 | 0 | 0 | 0 | 0.21827 | 0 | 0 | 0 | 0 | 1.4472 | 0 | 0 | 0
9 | 272 | 13 | 91.4 | 4.0058 | 80.0728 | 0 | 2.3668 | 0.055959 | 0.041231 | 79.8195 | 80.5053 | 80 | 0.0020349 | 0.0045101 | 0.00054845 | 0 | 0 | 0.012771 | 0.0079369 | 0.00030138 | 0.017585 | 0.0042509 | 4.5563e-05 | 0.0016089 | 0.00061831 | 0.0030973 | 0.00065039 | 0 | 0 | 0 | 0 | 0 | 0 | 2.3733 | 0 | 0 | 0 | 0 | 0.21818 | 0 | 0 | 0 | 0 | 1.4143 | 0 | 0 | 0
9 | 272 | 14 | 93.2 | 4.7403 | 80.0728 | 0 | 1.9037 | 0.055229 | 0.055229 | 80 | 80.6768 | 80 | 0.0023195 | 0.0051408 | 0.00062515 | 0 | 0 | 0.011795 | 0.0071617 | 0.0003436 | 0.017081 | 0.0050032 | 5.1934e-05 | 0.0018339 | 0.00074783 | 0.0025838 | 0.00054141 | 0 | 0 | 0 | 0 | 0 | 0 | 3.179 | 0 | 0 | 0 | 0 | 0.17984 | 0 | 0 | 0 | 0 | 1.3814 | 0 | 0 | 0
9 | 272 | 15 | 95 | 13.9259 | 80.0728 | 0 | 1.9037 | 0.052167 | 0.21536 | 80 | 80.6393 | 78 | 0.0026358 | 0.0058419 | 0.0007104 | 0 | 0 | 0.01002 | 0.0057103 | 0.00038867 | 0.015344 | 0.0053809 | 5.9016e-05 | 0.002084 | 0.00074328 | 0.0026854 | 0.00056426 | 0 | 0 | 0 | 0 | 0 | 0 | 12.3966 | 0 | 0 | 0 | 0 | 0.18082 | 0 | 0 | 0 | 0 | 1.3485 | 0 | 0 | 0
9 | 272 | 16 | 95 | 4.2808 | 80.0728 | 0 | 1.9037 | 0.046659 | 0.046659 | 78 | 78.5718 | 78 | 0.0029873 | 0.0066208 | 0.00080512 | 0 | 0 | 0.0073924 | 0.0036742 | 0.00043871 | 0.012731 | 0.0054884 | 6.6885e-05 | 0.0023618 | 0.00084218 | 0.0026854 | 0.00056426 | 0 | 0 | 0 | 0 | 0 | 0 | 2.6857 | 0 | 0 | 0 | 0 | 0.18082 | 0 | 0 | 0 | 0 | 1.4143 | 0 | 0 | 0
9 | 272 | 17 | 95 | 4.003 | 80.0728 | 0 | 1.9037 | 0.037261 | 0.037261 | 78 | 78.4566 | 78 | 0.0029873 | 0.0066208 | 0.00080512 | 0 | 0 | 0.0030881 | 0.0014764 | 0.00044224 | 0.0087689 | 0.0048034 | 6.6885e-05 | 0.0023618 | 0.0010897 | 0.0039265 | 0.00082442 | 0 | 0 | 0 | 0 | 0 | 0 | 2.1448 | 0 | 0 | 0 | 0 | 0.18082 | 0 | 0 | 0 | 0 | 1.6774 | 0 | 0 | 0
9 | 272 | 18 | 93.2 | 3.9266 | 80.0728 | 0 | 3.2415 | 0.026581 | 0.026581 | 78 | 78.3258 | 78 | 0.002671 | 0.0059197 | 0.00071987 | 0 | 0 | 0.0014472 | 0.00050169 | 0.00039251 | 0.0043361 | 0.0025373 | 5.9803e-05 | 0.0021118 | 0.00075948 | 0.0042349 | 0.00088946 | 0 | 0 | 0 | 0 | 0 | 0 | 1.53 | 0 | 0 | 0 | 0 | 0.29158 | 0 | 0 | 0 | 0 | 2.105 | 0 | 0 | 0
9 | 272 | 19 | 89.6 | 3.4217 | 80.0728 | 0 | 3.2415 | 0.01838 | 0.01838 | 78 | 78.2253 | 78 | 0.0020384 | 0.0045177 | 0.00054938 | 0 | 0 | 1.4858e-05 | 1.8735e-05 | 0.00029949 | 0.0020291 | 0.0012642 | 4.5639e-05 | 0.0016116 | 0.00049149 | 0.0045452 | 0.0009545 | 0 | 0 | 0 | 0 | 0 | 0 | 1.058 | 0 | 0 | 0 | 0 | 0.29158 | 0 | 0 | 0 | 0 | 2.0721 | 0 | 0 | 0
9 | 272 | 20 | 86 | 3.3035 | 80.0728 | 0 | 3.2415 | 0.018613 | 0.018613 | 78 | 78.2281 | 78 | 0.0014058 | 0.0031157 | 0.00037888 | 0 | 0 | 0 | 0 | 0.00020671 | 0.0021567 | 0.0013074 | 3.1475e-05 | 0.0011114 | 0.00027553 | 0.0071272 | 0.0014959 | 0 | 0 | 0 | 0 | 0 | 0 | 1.0714 | 0 | 0 | 0 | 0 | 0.29158 | 0 | 0 | 0 | 0 | 1.9405 | 0 | 0 | 0
9 | 272 | 21 | 86 | 3.2073 | 80.0728 | 0 | 3.2415 | 0.018657 | 0.018657 | 78 | 78.2286 | 78 | 0.0014058 | 0.0031157 | 0.00037888 | 0 | 0 | 0 | 0 | 0.00020725 | 0.0021567 | 0.0013076 | 3.1475e-05 | 0.0011114 | 0.00031869 | 0.0071272 | 0.0014959 | 0 | 0 | 0 | 0 | 0 | 0 | 1.0739 | 0 | 0 | 0 | 0 | 0.29158 | 0 | 0 | 0 | 0 | 1.8419 | 0 | 0 | 0
9 | 272 | 22 | 86 | 3.0926 | 80.0728 | 0 | 2.624 | 0.019265 | 0.019265 | 78 | 78.2361 | 78 | 0.0014058 | 0.0031157 | 0.00037888 | 0 | 0 | 0 | 0 | 0.00020949 | 0.0021567 | 0.0013082 | 3.1475e-05 | 0.0011114 | 0.00054538 | 0.0074411 | 0.0015609 | 0 | 0 | 0 | 0 | 0 | 0 | 1.1089 | 0 | 0 | 0 | 0 | 0.24046 | 0 | 0 | 0 | 0 | 1.7432 | 0 | 0 | 0
9 | 272 | 23 | 84.2 | 2.6849 | 80.0728 | 0 | 2.624 | 0.016753 | 0.016753 | 78 | 78.2053 | 78 | 0.0010895 | 0.0024146 | 0.00029363 | 0 | 0 | 0 | 0 | 0.00016046 | 0.0016714 | 0.0010134 | 2.4393e-05 | 0.00086137 | 0.00022233 | 0.0074411 | 0.0015609 | 0 | 0 | 0 | 0 | 0 | 0 | 0.96433 | 0 | 0 | 0 | 0 | 0.24046 | 0 | 0 | 0 | 0 | 1.4801 | 0 | 0 | 0
9 | 272 | 24 | 82.4 | 2.0596 | 80.0728 | 0 | 0.43734 | 0.013608 | 0.013608 | 78 | 78.1668 | 78 | 0.00077317 | 0.0017136 | 0.00020838 | 0 | 0 | 0 | 0 | 0.0001139 | 0.0011862 | 0.00071917 | 1.7311e-05 | 0.0006113 | 0.00013988 | 0.0067153 | 0.0014098 | 0 | 0 | 0 | 0 | 0 | 0 | 0.78329 | 0 | 0 | 0 | 0 | 0.059405 | 0 | 0 | 0 | 0 | 1.2169 | 0 | 0 | 0
9 | 273 | 1 | 82.4 | 1.4402 | 79.8609 | 0 | 0.43874 | 0.0079838 | 0.0079838 | 78 | 78.0978 | 78 | 0.00077317 | 0.0017136 | 0.00020838 | 0 | 0 | 0 | 0 | 0.00011391 | 0.0011862 | 0.00071916 | 1.7311e-05 | 0.0006113 | 0.00013988 | 0.0020667 | 0.00043418 | 0 | 0 | 0 | 0 | 0 | 0 | 0.45955 | 0 | 0 | 0 | 0 | 0.059692 | 0 | 0 | 0 | 0 | 0.92093 | 0 | 0 | 0
9 | 273 | 2 | 80.6 | 1.2438 | 79.8609 | 0 | 0.43874 | 0.0057146 | 0.0057146 | 78 | 78.07 | 78 | 0.00045688 | 0.0010126 | 0.00012314 | 0 | 0 | 0 | 0 | 6.7137e-05 | 0.00070093 | 0.00042492 | 1.023e-05 | 0.00036122 | 5.6722e-05 | 0.0020667 | 0.00043418 | 0 | 0 | 0 | 0 | 0 | 0 | 0.32894 | 0 | 0 | 0 | 0 | 0.059692 | 0 | 0 | 0 | 0 | 0.85515 | 0 | 0 | 0
9 | 273 | 3 | 78.8 | 1.0826 | 79.8609 | 0 | 0.43874 | 0.0034861 | 0.0034861 | 78 | 78.0427 | 78 | 0.00014058 | 0.00031157 | 3.7888e-05 | 0 | 0 | 0 | 0 | 2.0666e-05 | 0.00021567 | 0.00013075 | 3.1475e-06 | 0.00011114 | 1.3905e-05 | 0.0020667 | 0.00043418 | 0 | 0 | 0 | 0 | 0 | 0 | 0.20067 | 0 | 0 | 0 | 0 | 0.059692 | 0 | 0 | 0 | 0 | 0.82226 | 0 | 0 | 0
9 | 273 | 4 | 78.8 | 1.049 | 79.8609 | 0 | 0.43874 | 0.0034736 | 0.0034736 | 78 | 78.0426 | 78 | 0.00014058 | 0.00031157 | 3.7888e-05 | 0 | 0 | 0 | 0 | 2.0318e-05 | 0.00021567 | 0.00013065 | 3.1475e-06 | 0.00011114 | 1.7849e-06 | 0.0020667 | 0.00043418 | 0 | 0 | 0 | 0 | 0 | 0 | 0.19994 | 0 | 0 | 0 | 0 | 0.059692 | 0 | 0 | 0 | 0 | 0.78937 | 0 | 0 | 0
9 | 273 | 5 | 77 | 0.84906 | 79.8609 | 0 | 0.43874 | 0.00084994 | 0 | 78 | 78.0104 | 78 | -0.00017572 | -0.00038946 | -4.736e-05 | 0 | 0 | 0 | 0 | -2.5578e-05 | -0.00026959 | -0.00016336 | -3.9344e-06 | -0.00013893 | -2.7834e-06 | 0.0020667 | 0.00043418 | 0 | 0 | 0 | 0 | 0 | 0 | 0 | 0 | 0 | 0 | 0 | 0.059692 | 0 | 0 | 0 | 0 | 0.78937 | 0 | 0 | 0
9 | 273 | 6 | 75.2 | 0.95417 | 79.8609 | 0 | 0.51616 | -9.5315e-06 | 0 | 78 | 77.9999 | 77.9999 | -0.00049202 | -0.0010905 | -0.00013261 | 0 | 0 | 0 | 0 | -7.2387e-05 | -0.00075484 | -0.00045762 | -1.1016e-05 | -0.00038901 | -6.2444e-05 | 0.0034529 | 0.00072422 | 0 | 0 | 0 | 0 | 0 | 0 | 0 | 0 | 0 | 0 | 0 | 0.066133 | 0 | 0 | 0 | 0 | 0.88804 | 0 | 0 | 0
9 | 273 | 7 | 77 | 1.4964 | 79.8609 | 0 | 3.8712 | 0.0025134 | 0 | 77.9999 | 78.0307 | 78 | -0.0001757 | -0.00038941 | -4.7354e-05 | 0 | 0 | 0.00043533 | 0.00013827 | -2.5973e-05 | -0.0010433 | -0.00054338 | -3.934e-06 | -0.00013891 | -3.0545e-05 | 0.0043383 | 0.00091055 | 0 | 0 | 0 | 0 | 0 | 0 | 0 | 0 | 0 | 0 | 0 | 0.34524 | 0 | 0 | 0 | 0 | 1.1512 | 0 | 0 | 0
9 | 273 | 8 | 78.8 | 2.699 | 79.8609 | 0 | 3.8712 | 0.017464 | 0.017464 | 78 | 78.214 | 78 | 0.00014058 | 0.00031157 | 3.7888e-05 | 0 | 0 | 0.0025925 | 0.0012055 | 2.0787e-05 | 0.0015679 | 0.00095105 | 3.1475e-06 | 0.00011114 | 2.407e-05 | 0.0086767 | 0.0018211 | 0 | 0 | 0 | 0 | 0 | 0 | 1.0052 | 0 | 0 | 0 | 0 | 0.34524 | 0 | 0 | 0 | 0 | 1.3485 | 0 | 0 | 0
9 | 273 | 9 | 82.4 | 1.6835 | 79.8609 | 0 | 3.355 | 0.029254 | 0 | 78 | 78.3585 | 78.3585 | 0.00077317 | 0.0017136 | 0.00020838 | 0 | 0 | 0.007361 | 0.0032408 | 0.00011481 | 0.0062007 | 0.0026897 | 1.7311e-05 | 0.0006113 | 0.00019938 | 0.0050623 | 0.0010617 | 0 | 0 | 0 | 0 | 0 | 0 | 0 | 0 | 0 | 0 | 0 | 0.30212 | 0 | 0 | 0 | 0 | 1.3814 | 0 | 0 | 0
9 | 273 | 10 | 87.8 | 1.7162 | 79.8609 | 0 | 3.355 | 0.03768 | 0 | 78.3585 | 78.8203 | 78.8203 | 0.0016591 | 0.0036771 | 0.00044715 | 0 | 0 | 0.0088185 | 0.0040404 | 0.00024621 | 0.0094263 | 0.003806 | 3.7147e-05 | 0.0013117 | 0.00046262 | 0.0030973 | 0.00065039 | 0 | 0 | 0 | 0 | 0 | 0 | 0 | 0 | 0 | 0 | 0 | 0.3019 | 0 | 0 | 0 | 0 | 1.4143 | 0 | 0 | 0
9 | 273 | 11 | 89.6 | 1.7488 | 79.8609 | 0 | 3.355 | 0.047866 | 0 | 78.8203 | 79.4069 | 79.4069 | 0.0018942 | 0.0041982 | 0.00051053 | 0 | 0 | 0.012431 | 0.0050505 | 0.00028051 | 0.012465 | 0.0051894 | 4.2412e-05 | 0.0014976 | 0.00055795 | 0.0030973 | 0.00065039 | 0 | 0 | 0 | 0 | 0 | 0 | 0 | 0 | 0 | 0 | 0 | 0.30161 | 0 | 0 | 0 | 0 | 1.4472 | 0 | 0 | 0
9 | 273 | 12 | 89.6 | 1.6669 | 79.8609 | 0 | 2.3743 | 0.047533 | 0 | 79.4069 | 79.9894 | 79.9894 | 0.0017911 | 0.0039698 | 0.00048275 | 0 | 0 | 0.011943 | 0.0050431 | 0.0002649 | 0.012171 | 0.004898 | 4.0104e-05 | 0.0014161 | 0.0005153 | 0.0041315 | 0.0008666 | 0 | 0 | 0 | 0 | 0 | 0 | 0 | 0 | 0 | 0 | 0 | 0.21974 | 0 | 0 | 0 | 0 | 1.4472 | 0 | 0 | 0
9 | 273 | 13 | 91.4 | 4.5324 | 79.8609 | 0 | 2.3743 | 0.051216 | 0.050353 | 79.9894 | 80.6171 | 80 | 0.0020051 | 0.0044439 | 0.00054041 | 0 | 0 | 0.01333 | 0.0055275 | 0.00029623 | 0.013584 | 0.0055731 | 4.4894e-05 | 0.0015853 | 0.00053788 | 0.0030973 | 0.00065039 | 0 | 0 | 0 | 0 | 0 | 0 | 2.8984 | 0 | 0 | 0 | 0 | 0.21973 | 0 | 0 | 0 | 0 | 1.4143 | 0 | 0 | 0
9 | 273 | 14 | 91.4 | 3.4367 | 79.8609 | 0 | 1.9098 | 0.03256 | 0.03256 | 80 | 80.399 | 80 | 0.0020032 | 0.0044398 | 0.0005399 | 0 | 0 | 0.0060993 | 0.0026838 | 0.00029471 | 0.007843 | 0.0034242 | 4.4852e-05 | 0.0015838 | 0.0004781 | 0.0025838 | 0.00054141 | 0 | 0 | 0 | 0 | 0 | 0 | 1.8742 | 0 | 0 | 0 | 0 | 0.18109 | 0 | 0 | 0 | 0 | 1.3814 | 0 | 0 | 0
9 | 273 | 15 | 93.2 | 13.3262 | 79.8609 | 0 | 1.9098 | 0.041726 | 0.20492 | 80 | 80.5114 | 78 | 0.0023195 | 0.0051408 | 0.00062515 | 0 | 0 | 0.0087092 | 0.0036999 | 0.00034195 | 0.010536 | 0.0046138 | 5.1934e-05 | 0.0018339 | 0.00060435 | 0.0026854 | 0.00056426 | 0 | 0 | 0 | 0 | 0 | 0 | 11.7956 | 0 | 0 | 0 | 0 | 0.18207 | 0 | 0 | 0 | 0 | 1.3485 | 0 | 0 | 0
9 | 273 | 16 | 96.8 | 4.5049 | 79.8609 | 0 | 1.9098 | 0.050529 | 0.050529 | 78 | 78.6192 | 78 | 0.0033036 | 0.0073218 | 0.00089037 | 0 | 0 | 0.0093943 | 0.0038773 | 0.00048706 | 0.012568 | 0.00575 | 7.3967e-05 | 0.0026119 | 0.0010008 | 0.0026854 | 0.00056426 | 0 | 0 | 0 | 0 | 0 | 0 | 2.9085 | 0 | 0 | 0 | 0 | 0.18207 | 0 | 0 | 0 | 0 | 1.4143 | 0 | 0 | 0
9 | 273 | 17 | 96.8 | 3.8175 | 79.8609 | 0 | 1.9098 | 0.034016 | 0.034016 | 78 | 78.4169 | 78 | 0.0033036 | 0.0073218 | 0.00089037 | 0 | 0 | 0.0024472 | 0.0010196 | 0.00048673 | 0.0064792 | 0.0035541 | 7.3967e-05 | 0.0026119 | 0.0010766 | 0.0039265 | 0.00082442 | 0 | 0 | 0 | 0 | 0 | 0 | 1.958 | 0 | 0 | 0 | 0 | 0.18207 | 0 | 0 | 0 | 0 | 1.6774 | 0 | 0 | 0
9 | 273 | 18 | 95 | 4.047 | 79.8609 | 0 | 3.2518 | 0.028636 | 0.028636 | 78 | 78.3509 | 78 | 0.0029873 | 0.0066208 | 0.00080512 | 0 | 0 | 0.0014167 | 0.00048991 | 0.00044044 | 0.0046148 | 0.0027127 | 6.6885e-05 | 0.0023618 | 0.00099489 | 0.0042349 | 0.00088946 | 0 | 0 | 0 | 0 | 0 | 0 | 1.6483 | 0 | 0 | 0 | 0 | 0.29371 | 0 | 0 | 0 | 0 | 2.105 | 0 | 0 | 0
9 | 273 | 19 | 91.4 | 3.5543 | 79.8609 | 0 | 3.2518 | 0.020647 | 0.020647 | 78 | 78.253 | 78 | 0.0023547 | 0.0052187 | 0.00063462 | 0 | 0 | 2.847e-05 | 1.3729e-05 | 0.00034584 | 0.0024977 | 0.00152 | 5.2721e-05 | 0.0018617 | 0.00061917 | 0.0045452 | 0.0009545 | 0 | 0 | 0 | 0 | 0 | 0 | 1.1885 | 0 | 0 | 0 | 0 | 0.29371 | 0 | 0 | 0 | 0 | 2.0721 | 0 | 0 | 0
9 | 273 | 20 | 86 | 3.3056 | 79.8609 | 0 | 3.2518 | 0.018613 | 0.018613 | 78 | 78.2281 | 78 | 0.0014058 | 0.0031157 | 0.00037888 | 0 | 0 | 0 | 0 | 0.00020707 | 0.0021567 | 0.0013074 | 3.1475e-05 | 0.0011114 | 0.00027553 | 0.0071272 | 0.0014959 | 0 | 0 | 0 | 0 | 0 | 0 | 1.0714 | 0 | 0 | 0 | 0 | 0.29371 | 0 | 0 | 0 | 0 | 1.9405 | 0 | 0 | 0
9 | 273 | 21 | 87.8 | 3.3416 | 79.8609 | 0 | 3.2518 | 0.020953 | 0.020953 | 78 | 78.2568 | 78 | 0.0017221 | 0.0038167 | 0.00046413 | 0 | 0 | 0 | 0 | 0.00025434 | 0.002642 | 0.0016019 | 3.8557e-05 | 0.0013615 | 0.00042853 | 0.0071272 | 0.0014959 | 0 | 0 | 0 | 0 | 0 | 0 | 1.2061 | 0 | 0 | 0 | 0 | 0.29371 | 0 | 0 | 0 | 0 | 1.8419 | 0 | 0 | 0
9 | 273 | 22 | 86.18 | 3.0937 | 79.8609 | 0 | 2.6324 | 0.019255 | 0.019255 | 78 | 78.236 | 78 | 0.0014374 | 0.0031858 | 0.0003874 | 0 | 0 | 0 | 0 | 0.00021147 | 0.0022052 | 0.0013369 | 3.2184e-05 | 0.0011365 | 0.00031976 | 0.0074411 | 0.0015609 | 0 | 0 | 0 | 0 | 0 | 0 | 1.1083 | 0 | 0 | 0 | 0 | 0.24218 | 0 | 0 | 0 | 0 | 1.7432 | 0 | 0 | 0
9 | 273 | 23 | 84.74 | 2.7254 | 79.8609 | 0 | 2.6324 | 0.017428 | 0.017428 | 78 | 78.2136 | 78 | 0.0011844 | 0.0026249 | 0.00031921 | 0 | 0 | 0 | 0 | 0.00017423 | 0.001817 | 0.0011016 | 2.6518e-05 | 0.0009364 | 0.00024199 | 0.0074411 | 0.0015609 | 0 | 0 | 0 | 0 | 0 | 0 | 1.0032 | 0 | 0 | 0 | 0 | 0.24218 | 0 | 0 | 0 | 0 | 1.4801 | 0 | 0 | 0
9 | 273 | 24 | 83.12 | 2.1113 | 79.8609 | 0 | 0.43874 | 0.014501 | 0.014501 | 78 | 78.1777 | 78 | 0.00089969 | 0.001994 | 0.00024248 | 0 | 0 | 0 | 0 | 0.00013234 | 0.0013803 | 0.00083679 | 2.0144e-05 | 0.00071133 | 0.0001592 | 0.0067153 | 0.0014098 | 0 | 0 | 0 | 0 | 0 | 0 | 0.83471 | 0 | 0 | 0 | 0 | 0.059692 | 0 | 0 | 0 | 0 | 1.2169 | 0 | 0 | 0
10 | 274 | 1 | 81.68 | 1.3877 | 79.6472 | 0 | 0.44013 | 0.0070672 | 0.0070672 | 78 | 78.0866 | 78 | 0.00064666 | 0.0014332 | 0.00017428 | 0 | 0 | 0 | 0 | 9.5077e-05 | 0.00099208 | 0.00060143 | 1.4479e-05 | 0.00051127 | 9.792e-05 | 0.0020667 | 0.00043418 | 0 | 0 | 0 | 0 | 0 | 0 | 0.4068 | 0 | 0 | 0 | 0 | 0.059981 | 0 | 0 | 0 | 0 | 0.92093 | 0 | 0 | 0
10 | 274 | 2 | 80.06 | 1.2056 | 79.6472 | 0 | 0.44013 | 0.0050467 | 0.0050467 | 78 | 78.0618 | 78 | 0.00036199 | 0.00080228 | 9.7562e-05 | 0 | 0 | 0 | 0 | 5.322e-05 | 0.00055535 | 0.00033667 | 8.1049e-06 | 0.0002862 | 4.4503e-05 | 0.0020667 | 0.00043418 | 0 | 0 | 0 | 0 | 0 | 0 | 0.2905 | 0 | 0 | 0 | 0 | 0.059981 | 0 | 0 | 0 | 0 | 0.85515 | 0 | 0 | 0
10 | 274 | 3 | 78.62 | 1.0702 | 79.6472 | 0 | 0.44013 | 0.0032649 | 0.0032649 | 78 | 78.04 | 78 | 0.00010895 | 0.00024146 | 2.9363e-05 | 0 | 0 | 0 | 0 | 1.602e-05 | 0.00016714 | 0.00010133 | 2.4393e-06 | 8.6137e-05 | 1.1198e-05 | 0.0020667 | 0.00043418 | 0 | 0 | 0 | 0 | 0 | 0 | 0.18793 | 0 | 0 | 0 | 0 | 0.059981 | 0 | 0 | 0 | 0 | 0.82226 | 0 | 0 | 0
10 | 274 | 4 | 77 | 0.84935 | 79.6472 | 0 | 0.44013 | 0.00083452 | 0 | 78 | 78.0102 | 78 | -0.00017572 | -0.00038946 | -4.736e-05 | 0 | 0 | 0 | 0 | -2.5838e-05 | -0.00026959 | -0.00016343 | -3.9344e-06 | -0.00013893 | -1.7881e-05 | 0.0020667 | 0.00043418 | 0 | 0 | 0 | 0 | 0 | 0 | 0 | 0 | 0 | 0 | 0 | 0.059981 | 0 | 0 | 0 | 0 | 0.78937 | 0 | 0 | 0
10 | 274 | 5 | 75.2 | 0.84936 | 79.6472 | 0 | 0.44013 | -0.0013817 | 0 | 78 | 77.9831 | 77.9831 | -0.00049202 | -0.0010905 | -0.00013261 | 0 | 0 | 0 | 0 | -7.2196e-05 | -0.00075484 | -0.00045757 | -1.1016e-05 | -0.00038901 | -4.8629e-05 | 0.0020667 | 0.00043418 | 0 | 0 | 0 | 0 | 0 | 0 | 0 | 0 | 0 | 0 | 0 | 0.05999 | 0 | 0 | 0 | 0 | 0.78937 | 0 | 0 | 0
10 | 274 | 6 | 75.2 | 0.95452 | 79.6472 | 0 | 0.5178 | -4.692e-06 | 0 | 77.9831 | 77.983 | 77.983 | -0.00048904 | -0.0010839 | -0.00013181 | 0 | 0 | 0 | 0 | -7.2028e-05 | -0.00075028 | -0.00045488 | -1.095e-05 | -0.00038665 | -7.8066e-05 | 0.0034529 | 0.00072422 | 0 | 0 | 0 | 0 | 0 | 0 | 0 | 0 | 0 | 0 | 0 | 0.066482 | 0 | 0 | 0 | 0 | 0.88804 | 0 | 0 | 0
10 | 274 | 7 | 75.2 | 1.499 | 79.6472 | 0 | 3.8835 | 0.00020642 | 0 | 77.983 | 77.9855 | 77.9855 | -0.00048903 | -0.0010839 | -0.0001318 | 0 | 0 | 0.00052363 | 0.00010802 | -7.2443e-05 | -0.0015436 | -0.00092876 | -1.095e-05 | -0.00038665 | -0.00011648 | 0.0043383 | 0.00091055 | 0 | 0 | 0 | 0 | 0 | 0 | 0 | 0 | 0 | 0 | 0 | 0.3478 | 0 | 0 | 0 | 0 | 1.1512 | 0 | 0 | 0
10 | 274 | 8 | 75.2 | 1.6963 | 79.6472 | 0 | 3.8835 | 0.0083518 | 0 | 77.9855 | 78.0879 | 78 | -0.00048948 | -0.0010848 | -0.00013192 | 0 | 0 | 0.0020614 | 0.00046027 | -7.3314e-05 | -0.00011584 | -0.00033556 | -1.0959e-05 | -0.000387 | -0.00021757 | 0.0086767 | 0.0018211 | 0 | 0 | 0 | 0 | 0 | 0 | 0 | 0 | 0 | 0 | 0 | 0.34779 | 0 | 0 | 0 | 0 | 1.3485 | 0 | 0 | 0
10 | 274 | 9 | 75.2 | 1.6858 | 79.6472 | 0 | 3.3657 | 0.02142 | 0 | 78 | 78.2625 | 78.2625 | -0.00049202 | -0.0010905 | -0.00013261 | 0 | 0 | 0.01051 | 0.0024579 | -7.3281e-05 | 0.0035215 | 0.0011578 | -1.1016e-05 | -0.00038901 | -0.00016274 | 0.0050623 | 0.0010617 | 0 | 0 | 0 | 0 | 0 | 0 | 0 | 0 | 0 | 0 | 0 | 0.30438 | 0 | 0 | 0 | 0 | 1.3814 | 0 | 0 | 0
10 | 274 | 10 | 77 | 1.7185 | 79.6472 | 0 | 3.3657 | 0.034382 | 0 | 78.2625 | 78.6839 | 78.6839 | -0.00022185 | -0.00049169 | -5.9792e-05 | 0 | 0 | 0.017073 | 0.004257 | -3.2522e-05 | 0.007628 | 0.0026797 | -4.9672e-06 | -0.0001754 | -1.7015e-05 | 0.0030973 | 0.00065039 | 0 | 0 | 0 | 0 | 0 | 0 | 0 | 0 | 0 | 0 | 0 | 0.30418 | 0 | 0 | 0 | 0 | 1.4143 | 0 | 0 | 0
10 | 274 | 11 | 82.4 | 1.751 | 79.6472 | 0 | 3.3657 | 0.058204 | 0 | 78.6839 | 79.3972 | 79.3972 | 0.00065301 | 0.0014473 | 0.000176 | 0 | 0 | 0.024869 | 0.0073313 | 9.6838e-05 | 0.014864 | 0.0043516 | 1.4621e-05 | 0.00051629 | 0.00013637 | 0.0030973 | 0.00065039 | 0 | 0 | 0 | 0 | 0 | 0 | 0 | 0 | 0 | 0 | 0 | 0.30383 | 0 | 0 | 0 | 0 | 1.4472 | 0 | 0 | 0
10 | 274 | 12 | 87.8 | 2.4157 | 79.6472 | 0 | 2.3819 | 0.062172 | 0.012981 | 79.3972 | 80.1591 | 80 | 0.0014766 | 0.0032725 | 0.00039796 | 0 | 0 | 0.023921 | 0.0069097 | 0.0002196 | 0.014858 | 0.0044676 | 3.306e-05 | 0.0011674 | 0.00045049 | 0.0041315 | 0.0008666 | 0 | 0 | 0 | 0 | 0 | 0 | 0.74722 | 0 | 0 | 0 | 0 | 0.2213 | 0 | 0 | 0 | 0 | 1.4472 | 0 | 0 | 0
10 | 274 | 13 | 89.6 | 4.4043 | 79.6472 | 0 | 2.3819 | 0.0481 | 0.0481 | 80 | 80.5895 | 80 | 0.0016869 | 0.0037388 | 0.00045466 | 0 | 0 | 0.016146 | 0.0050288 | 0.00024853 | 0.011754 | 0.0035591 | 3.777e-05 | 0.0013337 | 0.00036488 | 0.0030973 | 0.00065039 | 0 | 0 | 0 | 0 | 0 | 0 | 2.7687 | 0 | 0 | 0 | 0 | 0.2213 | 0 | 0 | 0 | 0 | 1.4143 | 0 | 0 | 0
10 | 274 | 14 | 91.4 | 4.9427 | 79.6472 | 0 | 1.9159 | 0.058703 | 0.058703 | 80 | 80.7194 | 80 | 0.0020032 | 0.0044398 | 0.0005399 | 0 | 0 | 0.020188 | 0.0062299 | 0.00029453 | 0.014973 | 0.0048518 | 4.4852e-05 | 0.0015838 | 0.00042811 | 0.0025838 | 0.00054141 | 0 | 0 | 0 | 0 | 0 | 0 | 3.379 | 0 | 0 | 0 | 0 | 0.18235 | 0 | 0 | 0 | 0 | 1.3814 | 0 | 0 | 0
10 | 274 | 15 | 93.2 | 14.1548 | 79.6472 | 0 | 1.9159 | 0.0561 | 0.2193 | 80 | 80.6875 | 78 | 0.0023195 | 0.0051408 | 0.00062515 | 0 | 0 | 0.017033 | 0.0052314 | 0.00034446 | 0.014271 | 0.0051655 | 5.1934e-05 | 0.0018339 | 0.00083304 | 0.0026854 | 0.00056426 | 0 | 0 | 0 | 0 | 0 | 0 | 12.623 | 0 | 0 | 0 | 0 | 0.18333 | 0 | 0 | 0 | 0 | 1.3485 | 0 | 0 | 0
10 | 274 | 16 | 93.2 | 4.4745 | 79.6472 | 0 | 1.9159 | 0.049979 | 0.049979 | 78 | 78.6125 | 78 | 0.002671 | 0.0059197 | 0.00071987 | 0 | 0 | 0.013172 | 0.0034642 | 0.00039306 | 0.012149 | 0.0053096 | 5.9803e-05 | 0.0021118 | 0.00075948 | 0.0026854 | 0.00056426 | 0 | 0 | 0 | 0 | 0 | 0 | 2.8769 | 0 | 0 | 0 | 0 | 0.18333 | 0 | 0 | 0 | 0 | 1.4143 | 0 | 0 | 0
10 | 274 | 17 | 93.2 | 3.9991 | 79.6472 | 0 | 1.9159 | 0.03715 | 0.03715 | 78 | 78.4553 | 78 | 0.002671 | 0.0059197 | 0.00071987 | 0 | 0 | 0.0060091 | 0.0014668 | 0.00039632 | 0.0078402 | 0.0041874 | 5.9803e-05 | 0.0021118 | 0.0010175 | 0.0039265 | 0.00082442 | 0 | 0 | 0 | 0 | 0 | 0 | 2.1384 | 0 | 0 | 0 | 0 | 0.18333 | 0 | 0 | 0 | 0 | 1.6774 | 0 | 0 | 0
10 | 274 | 18 | 91.4 | 3.8306 | 79.6472 | 0 | 3.2621 | 0.024839 | 0.024839 | 78 | 78.3044 | 78 | 0.0023547 | 0.0052187 | 0.00063462 | 0 | 0 | 0.002128 | 0.00026028 | 0.00034485 | 0.0036227 | 0.0026745 | 5.2721e-05 | 0.0018617 | 0.00056181 | 0.0042349 | 0.00088946 | 0 | 0 | 0 | 0 | 0 | 0 | 1.4298 | 0 | 0 | 0 | 0 | 0.29585 | 0 | 0 | 0 | 0 | 2.105 | 0 | 0 | 0
10 | 274 | 19 | 87.8 | 3.3357 | 79.6472 | 0 | 3.2621 | 0.016813 | 0.016813 | 78 | 78.206 | 78 | 0.0017221 | 0.0038167 | 0.00046413 | 0 | 0 | 1.5545e-05 | 1.7836e-05 | 0.00025239 | 0.002642 | 0.00064965 | 3.8557e-05 | 0.0013615 | 0.00033297 | 0.0045452 | 0.0009545 | 0 | 0 | 0 | 0 | 0 | 0 | 0.96778 | 0 | 0 | 0 | 0 | 0.29585 | 0 | 0 | 0 | 0 | 2.0721 | 0 | 0 | 0
10 | 274 | 20 | 86 | 3.3077 | 79.6472 | 0 | 3.2621 | 0.018612 | 0.018612 | 78 | 78.2281 | 78 | 0.0014058 | 0.0031157 | 0.00037888 | 0 | 0 | 0 | 0 | 0.0002063 | 0.0021567 | 0.0013076 | 3.1475e-05 | 0.0011114 | 0.00027553 | 0.0071272 | 0.0014959 | 0 | 0 | 0 | 0 | 0 | 0 | 1.0714 | 0 | 0 | 0 | 0 | 0.29585 | 0 | 0 | 0 | 0 | 1.9405 | 0 | 0 | 0
10 | 274 | 21 | 84.2 | 3.0782 | 79.6472 | 0 | 3.2621 | 0.016339 | 0.016339 | 78 | 78.2002 | 78 | 0.0010895 | 0.0024146 | 0.00029363 | 0 | 0 | 0 | 0 | 0.00015996 | 0.0016714 | 0.0010132 | 2.4393e-05 | 0.00086137 | 0.00018809 | 0.0071272 | 0.0014959 | 0 | 0 | 0 | 0 | 0 | 0 | 0.94051 | 0 | 0 | 0 | 0 | 0.29585 | 0 | 0 | 0 | 0 | 1.8419 | 0 | 0 | 0
10 | 274 | 22 | 82.4 | 2.8194 | 79.6472 | 0 | 2.6408 | 0.01446 | 0.01446 | 78 | 78.1772 | 78 | 0.00077317 | 0.0017136 | 0.00020838 | 0 | 0 | 0 | 0 | 0.00011357 | 0.0011862 | 0.00071907 | 1.7311e-05 | 0.0006113 | 0.00011498 | 0.0074411 | 0.0015609 | 0 | 0 | 0 | 0 | 0 | 0 | 0.83231 | 0 | 0 | 0 | 0 | 0.24392 | 0 | 0 | 0 | 0 | 1.7432 | 0 | 0 | 0
10 | 274 | 23 | 80.6 | 2.4271 | 79.6472 | 0 | 2.6408 | 0.012216 | 0.012216 | 78 | 78.1497 | 78 | 0.00045688 | 0.0010126 | 0.00012314 | 0 | 0 | 0 | 0 | 6.7136e-05 | 0.00070093 | 0.00042491 | 1.023e-05 | 0.00036122 | 5.6722e-05 | 0.0074411 | 0.0015609 | 0 | 0 | 0 | 0 | 0 | 0 | 0.70315 | 0 | 0 | 0 | 0 | 0.24392 | 0 | 0 | 0 | 0 | 1.4801 | 0 | 0 | 0
10 | 274 | 24 | 78.8 | 1.8013 | 79.6472 | 0 | 0.44013 | 0.0091104 | 0.0091104 | 78 | 78.1116 | 78 | 0.00014058 | 0.00031157 | 3.7888e-05 | 0 | 0 | 0 | 0 | 2.0666e-05 | 0.00021567 | 0.00013075 | 3.1475e-06 | 0.00011114 | 1.3905e-05 | 0.0067153 | 0.0014098 | 0 | 0 | 0 | 0 | 0 | 0 | 0.5244 | 0 | 0 | 0 | 0 | 0.059981 | 0 | 0 | 0 | 0 | 1.2169 | 0 | 0 | 0
10 | 275 | 1 | 77 | 0.9812 | 79.4317 | 0 | 0.44152 | 0.0008446 | 0 | 78 | 78.0104 | 78 | -0.00017572 | -0.00038946 | -4.736e-05 | 0 | 0 | 0 | 0 | -2.5693e-05 | -0.00026959 | -0.00016339 | -3.9344e-06 | -0.00013893 | -7.9807e-06 | 0.0020667 | 0.00043418 | 0 | 0 | 0 | 0 | 0 | 0 | 0 | 0 | 0 | 0 | 0 | 0.060273 | 0 | 0 | 0 | 0 | 0.92093 | 0 | 0 | 0
10 | 275 | 2 | 75.2 | 0.91543 | 79.4317 | 0 | 0.44152 | -0.0013683 | 0 | 78 | 77.9832 | 77.9832 | -0.00049202 | -0.0010905 | -0.00013261 | 0 | 0 | 0 | 0 | -7.1983e-05 | -0.00075484 | -0.00045751 | -1.1016e-05 | -0.00038901 | -3.5533e-05 | 0.0020667 | 0.00043418 | 0 | 0 | 0 | 0 | 0 | 0 | 0 | 0 | 0 | 0 | 0 | 0.060281 | 0 | 0 | 0 | 0 | 0.85515 | 0 | 0 | 0
10 | 275 | 3 | 75.2 | 0.88255 | 79.4317 | 0 | 0.44152 | -0.0013911 | 0 | 77.9832 | 77.9662 | 77.9662 | -0.00048907 | -0.0010839 | -0.00013181 | 0 | 0 | 0 | 0 | -7.2033e-05 | -0.00075032 | -0.0004549 | -1.095e-05 | -0.00038668 | -7.8072e-05 | 0.0020667 | 0.00043418 | 0 | 0 | 0 | 0 | 0 | 0 | 0 | 0 | 0 | 0 | 0 | 0.06029 | 0 | 0 | 0 | 0 | 0.82226 | 0 | 0 | 0
10 | 275 | 4 | 73.4 | 0.84968 | 79.4317 | 0 | 0.44152 | -0.0036253 | 0 | 77.9662 | 77.9218 | 77.9218 | -0.00080238 | -0.0017783 | -0.00021625 | 0 | 0 | 0 | 0 | -0.0001184 | -0.001231 | -0.00074638 | -1.7965e-05 | -0.00063438 | -0.0001469 | 0.0020667 | 0.00043418 | 0 | 0 | 0 | 0 | 0 | 0 | 0 | 0 | 0 | 0 | 0 | 0.060312 | 0 | 0 | 0 | 0 | 0.78937 | 0 | 0 | 0
10 | 275 | 5 | 75.2 | 0.84969 | 79.4317 | 0 | 0.44152 | -0.0013525 | 0 | 77.9218 | 77.9052 | 77.9052 | -0.00047827 | -0.00106 | -0.0001289 | 0 | 0 | 0 | 0 | -7.0878e-05 | -0.00073375 | -0.00044498 | -1.0709e-05 | -0.00037814 | -0.00011355 | 0.0020667 | 0.00043418 | 0 | 0 | 0 | 0 | 0 | 0 | 0 | 0 | 0 | 0 | 0 | 0.06032 | 0 | 0 | 0 | 0 | 0.78937 | 0 | 0 | 0
10 | 275 | 6 | 75.2 | 0.9549 | 79.4317 | 0 | 0.51944 | 3.3171e-05 | 0 | 77.9052 | 77.9056 | 77.9056 | -0.00047536 | -0.0010536 | -0.00012812 | 0 | 0 | 0 | 0 | -7.061e-05 | -0.00072928 | -0.00044231 | -1.0643e-05 | -0.00037583 | -0.00013402 | 0.0034529 | 0.00072422 | 0 | 0 | 0 | 0 | 0 | 0 | 0 | 0 | 0 | 0 | 0 | 0.066863 | 0 | 0 | 0 | 0 | 0.88804 | 0 | 0 | 0
10 | 275 | 7 | 75.2 | 1.5016 | 79.4317 | 0 | 3.8958 | 0.00024166 | 0 | 77.9056 | 77.9085 | 77.9085 | -0.00047543 | -0.0010537 | -0.00012814 | 0 | 0 | 0.00071551 | 0.00013341 | -7.0425e-05 | -0.0017485 | -0.00097011 | -1.0645e-05 | -0.00037589 | -0.00011279 | 0.0043383 | 0.00091055 | 0 | 0 | 0 | 0 | 0 | 0 | 0 | 0 | 0 | 0 | 0 | 0.35041 | 0 | 0 | 0 | 0 | 1.1512 | 0 | 0 | 0
10 | 275 | 8 | 77 | 1.6989 | 79.4317 | 0 | 3.8958 | 0.01657 | 0 | 77.9085 | 78.1116 | 78 | -0.00015965 | -0.00035384 | -4.3029e-05 | 0 | 0 | 0.0045494 | 0.0012025 | -2.3666e-05 | 0.0006337 | 0.00043096 | -3.5746e-06 | -0.00012623 | -3.4304e-05 | 0.0086767 | 0.0018211 | 0 | 0 | 0 | 0 | 0 | 0 | 0 | 0 | 0 | 0 | 0 | 0.35036 | 0 | 0 | 0 | 0 | 1.3485 | 0 | 0 | 0
10 | 275 | 9 | 80.6 | 1.6879 | 79.4317 | 0 | 3.3763 | 0.035622 | 0 | 78 | 78.4366 | 78.4366 | 0.00045688 | 0.0010126 | 0.00012314 | 0 | 0 | 0.014524 | 0.0035809 | 6.783e-05 | 0.0065025 | 0.0027505 | 1.023e-05 | 0.00036122 | 0.00010779 | 0.0050623 | 0.0010617 | 0 | 0 | 0 | 0 | 0 | 0 | 0 | 0 | 0 | 0 | 0 | 0.30653 | 0 | 0 | 0 | 0 | 1.3814 | 0 | 0 | 0
10 | 275 | 10 | 84.2 | 1.7205 | 79.4317 | 0 | 3.3763 | 0.046198 | 0 | 78.4366 | 79.0027 | 79.0027 | 0.0010128 | 0.0022446 | 0.00027296 | 0 | 0 | 0.018529 | 0.0052078 | 0.00015006 | 0.010393 | 0.0035791 | 2.2676e-05 | 0.00080072 | 0.00023741 | 0.0030973 | 0.00065039 | 0 | 0 | 0 | 0 | 0 | 0 | 0 | 0 | 0 | 0 | 0 | 0.30625 | 0 | 0 | 0 | 0 | 1.4143 | 0 | 0 | 0
10 | 275 | 11 | 87.8 | 1.7531 | 79.4317 | 0 | 3.3763 | 0.050139 | 0 | 79.0027 | 79.6172 | 79.6172 | 0.0015459 | 0.0034262 | 0.00041664 | 0 | 0 | 0.018462 | 0.0052829 | 0.00022914 | 0.011506 | 0.0038464 | 3.4612e-05 | 0.0012222 | 0.00041923 | 0.0030973 | 0.00065039 | 0 | 0 | 0 | 0 | 0 | 0 | 0 | 0 | 0 | 0 | 0 | 0.30595 | 0 | 0 | 0 | 0 | 1.4472 | 0 | 0 | 0
10 | 275 | 12 | 91.4 | 3.3801 | 79.4317 | 0 | 2.3894 | 0.060946 | 0.029708 | 79.6172 | 80.3641 | 80 | 0.0020705 | 0.0045889 | 0.00055803 | 0 | 0 | 0.02081 | 0.0064241 | 0.00030774 | 0.014578 | 0.0042152 | 4.6359e-05 | 0.001637 | 0.0007111 | 0.0041315 | 0.0008666 | 0 | 0 | 0 | 0 | 0 | 0 | 1.71 | 0 | 0 | 0 | 0 | 0.22288 | 0 | 0 | 0 | 0 | 1.4472 | 0 | 0 | 0
10 | 275 | 13 | 93.2 | 5.5992 | 79.4317 | 0 | 2.3894 | 0.068832 | 0.068832 | 80 | 80.8436 | 80 | 0.0023195 | 0.0051408 | 0.00062515 | 0 | 0 | 0.023318 | 0.0076797 | 0.00034444 | 0.017952 | 0.004986 | 5.1934e-05 | 0.0018339 | 0.00083304 | 0.0030973 | 0.00065039 | 0 | 0 | 0 | 0 | 0 | 0 | 3.9621 | 0 | 0 | 0 | 0 | 0.22288 | 0 | 0 | 0 | 0 | 1.4143 | 0 | 0 | 0
10 | 275 | 14 | 95 | 5.1069 | 79.4317 | 0 | 1.9219 | 0.061532 | 0.061532 | 80 | 80.7541 | 80 | 0.0026358 | 0.0058419 | 0.0007104 | 0 | 0 | 0.01949 | 0.0059908 | 0.00038779 | 0.015304 | 0.0052225 | 5.9016e-05 | 0.002084 | 0.00068023 | 0.0025838 | 0.00054141 | 0 | 0 | 0 | 0 | 0 | 0 | 3.5419 | 0 | 0 | 0 | 0 | 0.18362 | 0 | 0 | 0 | 0 | 1.3814 | 0 | 0 | 0
10 | 275 | 15 | 93.2 | 14.2664 | 79.4317 | 0 | 1.9219 | 0.058017 | 0.22121 | 80 | 80.711 | 78 | 0.0023195 | 0.0051408 | 0.00062515 | 0 | 0 | 0.01822 | 0.0053927 | 0.00034075 | 0.014801 | 0.005438 | 5.1934e-05 | 0.0018339 | 0.00060435 | 0.0026854 | 0.00056426 | 0 | 0 | 0 | 0 | 0 | 0 | 12.7333 | 0 | 0 | 0 | 0 | 0.1846 | 0 | 0 | 0 | 0 | 1.3485 | 0 | 0 | 0
10 | 275 | 16 | 95 | 4.5142 | 79.4317 | 0 | 1.9219 | 0.050647 | 0.050647 | 78 | 78.6207 | 78 | 0.0029873 | 0.0066208 | 0.00080512 | 0 | 0 | 0.012632 | 0.0032697 | 0.00044264 | 0.011833 | 0.0052889 | 6.6885e-05 | 0.0023618 | 0.0010897 | 0.0026854 | 0.00056426 | 0 | 0 | 0 | 0 | 0 | 0 | 2.9153 | 0 | 0 | 0 | 0 | 0.1846 | 0 | 0 | 0 | 0 | 1.4143 | 0 | 0 | 0
10 | 275 | 17 | 93.2 | 3.9589 | 79.4317 | 0 | 1.9219 | 0.036429 | 0.036429 | 78 | 78.4464 | 78 | 0.002671 | 0.0059197 | 0.00071987 | 0 | 0 | 0.0056784 | 0.0013764 | 0.00039475 | 0.0076555 | 0.0041698 | 5.9803e-05 | 0.0021118 | 0.00092123 | 0.0039265 | 0.00082442 | 0 | 0 | 0 | 0 | 0 | 0 | 2.0969 | 0 | 0 | 0 | 0 | 0.1846 | 0 | 0 | 0 | 0 | 1.6774 | 0 | 0 | 0
10 | 275 | 18 | 89.6 | 3.6785 | 79.4317 | 0 | 3.2725 | 0.022159 | 0.022159 | 78 | 78.2716 | 78 | 0.0020384 | 0.0045177 | 0.00054938 | 0 | 0 | 0.0021278 | 0.00032426 | 0.00030208 | 0.0028337 | 0.0019882 | 4.5639e-05 | 0.0016116 | 0.00069591 | 0.0042349 | 0.00088946 | 0 | 0 | 0 | 0 | 0 | 0 | 1.2755 | 0 | 0 | 0 | 0 | 0.29802 | 0 | 0 | 0 | 0 | 2.105 | 0 | 0 | 0
10 | 275 | 19 | 87.8 | 3.3367 | 79.4317 | 0 | 3.2725 | 0.016792 | 0.016792 | 78 | 78.2058 | 78 | 0.0017221 | 0.0038167 | 0.00046413 | 0 | 0 | 2.7712e-06 | 3.4304e-06 | 0.00025429 | 0.002642 | 0.00049948 | 3.8557e-05 | 0.0013615 | 0.00048747 | 0.0045452 | 0.0009545 | 0 | 0 | 0 | 0 | 0 | 0 | 0.96657 | 0 | 0 | 0 | 0 | 0.29802 | 0 | 0 | 0 | 0 | 2.0721 | 0 | 0 | 0
10 | 275 | 20 | 86 | 3.3185 | 79.4317 | 0 | 3.2725 | 0.018762 | 0.018762 | 78 | 78.2299 | 78 | 0.0014058 | 0.0031157 | 0.00037888 | 0 | 0 | 0 | 0 | 0.00020818 | 0.0021567 | 0.0013081 | 3.1475e-05 | 0.0011114 | 0.00042235 | 0.0071272 | 0.0014959 | 0 | 0 | 0 | 0 | 0 | 0 | 1.0799 | 0 | 0 | 0 | 0 | 0.29802 | 0 | 0 | 0 | 0 | 1.9405 | 0 | 0 | 0
10 | 275 | 21 | 84.2 | 3.0847 | 79.4317 | 0 | 3.2725 | 0.016414 | 0.016414 | 78 | 78.2012 | 78 | 0.0010895 | 0.0024146 | 0.00029363 | 0 | 0 | 0 | 0 | 0.00016092 | 0.0016714 | 0.0010135 | 2.4393e-05 | 0.00086137 | 0.00026124 | 0.0071272 | 0.0014959 | 0 | 0 | 0 | 0 | 0 | 0 | 0.94479 | 0 | 0 | 0 | 0 | 0.29802 | 0 | 0 | 0 | 0 | 1.8419 | 0 | 0 | 0
10 | 275 | 22 | 82.4 | 2.8352 | 79.4317 | 0 | 2.6491 | 0.014704 | 0.014704 | 78 | 78.1802 | 78 | 0.00077317 | 0.0017136 | 0.00020838 | 0 | 0 | 0 | 0 | 0.00011582 | 0.0011862 | 0.00071969 | 1.7311e-05 | 0.0006113 | 0.00035637 | 0.0074411 | 0.0015609 | 0 | 0 | 0 | 0 | 0 | 0 | 0.84637 | 0 | 0 | 0 | 0 | 0.24567 | 0 | 0 | 0 | 0 | 1.7432 | 0 | 0 | 0
10 | 275 | 23 | 80.6 | 2.4343 | 79.4317 | 0 | 2.6491 | 0.01231 | 0.01231 | 78 | 78.1509 | 78 | 0.00045688 | 0.0010126 | 0.00012314 | 0 | 0 | 0 | 0 | 6.8073e-05 | 0.00070093 | 0.00042517 | 1.023e-05 | 0.00036122 | 0.00015009 | 0.0074411 | 0.0015609 | 0 | 0 | 0 | 0 | 0 | 0 | 0.7086 | 0 | 0 | 0 | 0 | 0.24567 | 0 | 0 | 0 | 0 | 1.4801 | 0 | 0 | 0
10 | 275 | 24 | 78.8 | 1.8033 | 79.4317 | 0 | 0.44152 | 0.0091401 | 0.0091401 | 78 | 78.112 | 78 | 0.00014058 | 0.00031157 | 3.7888e-05 | 0 | 0 | 0 | 0 | 2.0949e-05 | 0.00021567 | 0.00013082 | 3.1475e-06 | 0.00011114 | 4.3294e-05 | 0.0067153 | 0.0014098 | 0 | 0 | 0 | 0 | 0 | 0 | 0.52612 | 0 | 0 | 0 | 0 | 0.060273 | 0 | 0 | 0 | 0 | 1.2169 | 0 | 0 | 0
10 | 276 | 1 | 77 | 0.98149 | 79.2144 | 0 | 0.44291 | 0.00082847 | 0 | 78 | 78.0102 | 78 | -0.00017572 | -0.00038946 | -4.736e-05 | 0 | 0 | 0 | 0 | -2.5914e-05 | -0.00026959 | -0.00016345 | -3.9344e-06 | -0.00013893 | -2.3826e-05 | 0.0020667 | 0.00043418 | 0 | 0 | 0 | 0 | 0 | 0 | 0 | 0 | 0 | 0 | 0 | 0.060567 | 0 | 0 | 0 | 0 | 0.92093 | 0 | 0 | 0
10 | 276 | 2 | 77 | 0.91571 | 79.2144 | 0 | 0.44291 | 0.00083457 | 0 | 78 | 78.0102 | 78 | -0.00017572 | -0.00038946 | -4.736e-05 | 0 | 0 | 0 | 0 | -2.5792e-05 | -0.00026959 | -0.00016342 | -3.9344e-06 | -0.00013893 | -1.7881e-05 | 0.0020667 | 0.00043418 | 0 | 0 | 0 | 0 | 0 | 0 | 0 | 0 | 0 | 0 | 0 | 0.060567 | 0 | 0 | 0 | 0 | 0.85515 | 0 | 0 | 0
10 | 276 | 3 | 75.2 | 0.88283 | 79.2144 | 0 | 0.44291 | -0.0013683 | 0 | 78 | 77.9832 | 77.9832 | -0.00049202 | -0.0010905 | -0.00013261 | 0 | 0 | 0 | 0 | -7.1983e-05 | -0.00075484 | -0.00045751 | -1.1016e-05 | -0.00038901 | -3.5533e-05 | 0.0020667 | 0.00043418 | 0 | 0 | 0 | 0 | 0 | 0 | 0 | 0 | 0 | 0 | 0 | 0.060576 | 0 | 0 | 0 | 0 | 0.82226 | 0 | 0 | 0
10 | 276 | 4 | 73.4 | 0.84996 | 79.2144 | 0 | 0.44291 | -0.0035768 | 0 | 77.9832 | 77.9394 | 77.9394 | -0.00080537 | -0.001785 | -0.00021706 | 0 | 0 | 0 | 0 | -0.00011789 | -0.0012356 | -0.0007489 | -1.8032e-05 | -0.00063675 | -7.8907e-05 | 0.0020667 | 0.00043418 | 0 | 0 | 0 | 0 | 0 | 0 | 0 | 0 | 0 | 0 | 0 | 0.060597 | 0 | 0 | 0 | 0 | 0.78937 | 0 | 0 | 0
10 | 276 | 5 | 73.4 | 0.84998 | 79.2144 | 0 | 0.44291 | -0.0035219 | 0 | 77.9394 | 77.8962 | 77.8962 | -0.00079767 | -0.0017679 | -0.00021499 | 0 | 0 | 0 | 0 | -0.00011643 | -0.0012238 | -0.00074164 | -1.786e-05 | -0.00063066 | -7.7654e-05 | 0.0020667 | 0.00043418 | 0 | 0 | 0 | 0 | 0 | 0 | 0 | 0 | 0 | 0 | 0 | 0.060618 | 0 | 0 | 0 | 0 | 0.78937 | 0 | 0 | 0
10 | 276 | 6 | 73.4 | 0.95526 | 79.2144 | 0 | 0.52107 | -0.0021251 | 0 | 77.8962 | 77.8702 | 77.8702 | -0.00079009 | -0.0017511 | -0.00021294 | 0 | 0 | 0 | 0 | -0.00011607 | -0.0012121 | -0.0007348 | -1.769e-05 | -0.00062467 | -0.00011852 | 0.0034529 | 0.00072422 | 0 | 0 | 0 | 0 | 0 | 0 | 0 | 0 | 0 | 0 | 0 | 0.067227 | 0 | 0 | 0 | 0 | 0.88804 | 0 | 0 | 0
10 | 276 | 7 | 73.4 | 1.5042 | 79.2144 | 0 | 3.908 | -0.001412 | 0 | 77.8702 | 77.8529 | 77.8529 | -0.00078551 | -0.0017409 | -0.00021171 | 0 | 0 | 0.0012189 | 0.00015274 | -0.00011465 | -0.0024947 | -0.0010601 | -1.7588e-05 | -0.00062105 | -7.5696e-05 | 0.0043383 | 0.00091055 | 0 | 0 | 0 | 0 | 0 | 0 | 0 | 0 | 0 | 0 | 0 | 0.35303 | 0 | 0 | 0 | 0 | 1.1512 | 0 | 0 | 0
10 | 276 | 8 | 75.2 | 1.7015 | 79.2144 | 0 | 3.908 | 0.018869 | 0 | 77.8529 | 78.0841 | 78 | -0.00046617 | -0.0010332 | -0.00012564 | 0 | 0 | 0.0061832 | 0.0017899 | -6.8498e-05 | 0.0012284 | 0.0013004 | -1.0438e-05 | -0.00036857 | -5.8217e-05 | 0.0086767 | 0.0018211 | 0 | 0 | 0 | 0 | 0 | 0 | 0 | 0 | 0 | 0 | 0 | 0.35296 | 0 | 0 | 0 | 0 | 1.3485 | 0 | 0 | 0
10 | 276 | 9 | 78.8 | 1.6902 | 79.2144 | 0 | 3.387 | 0.03647 | 0 | 78 | 78.4469 | 78.4469 | 0.00014058 | 0.00031157 | 3.7888e-05 | 0 | 0 | 0.016366 | 0.0040663 | 2.0761e-05 | 0.0064876 | 0.0027824 | 3.1475e-06 | 0.00011114 | 1.8677e-05 | 0.0050623 | 0.0010617 | 0 | 0 | 0 | 0 | 0 | 0 | 0 | 0 | 0 | 0 | 0 | 0.30877 | 0 | 0 | 0 | 0 | 1.3814 | 0 | 0 | 0
10 | 276 | 10 | 84.2 | 1.7228 | 79.2144 | 0 | 3.387 | 0.050387 | 0 | 78.4469 | 79.0644 | 79.0644 | 0.0010109 | 0.0022406 | 0.00027246 | 0 | 0 | 0.020605 | 0.0060063 | 0.0001503 | 0.011452 | 0.0038031 | 2.2635e-05 | 0.00079928 | 0.00027707 | 0.0030973 | 0.00065039 | 0 | 0 | 0 | 0 | 0 | 0 | 0 | 0 | 0 | 0 | 0 | 0.30847 | 0 | 0 | 0 | 0 | 1.4143 | 0 | 0 | 0
10 | 276 | 11 | 87.8 | 1.7553 | 79.2144 | 0 | 3.387 | 0.060251 | 0 | 79.0644 | 79.8028 | 79.8028 | 0.001535 | 0.0034021 | 0.00041372 | 0 | 0 | 0.022788 | 0.0073051 | 0.00022916 | 0.014891 | 0.0040831 | 3.4369e-05 | 0.0012136 | 0.0006076 | 0.0030973 | 0.00065039 | 0 | 0 | 0 | 0 | 0 | 0 | 0 | 0 | 0 | 0 | 0 | 0.30811 | 0 | 0 | 0 | 0 | 1.4472 | 0 | 0 | 0
10 | 276 | 12 | 89.6 | 4.4759 | 79.2144 | 0 | 2.3969 | 0.064806 | 0.048717 | 79.8028 | 80.597 | 80 | 0.0017216 | 0.0038156 | 0.00046399 | 0 | 0 | 0.023243 | 0.0079176 | 0.00025682 | 0.01662 | 0.0036684 | 3.8546e-05 | 0.0013611 | 0.00070084 | 0.0041315 | 0.0008666 | 0 | 0 | 0 | 0 | 0 | 0 | 2.8042 | 0 | 0 | 0 | 0 | 0.22447 | 0 | 0 | 0 | 0 | 1.4472 | 0 | 0 | 0
10 | 276 | 13 | 93.2 | 5.5374 | 79.2144 | 0 | 2.3969 | 0.06773 | 0.06773 | 80 | 80.83 | 80 | 0.0023195 | 0.0051408 | 0.00062515 | 0 | 0 | 0.022858 | 0.0078184 | 0.00034478 | 0.017661 | 0.0044953 | 5.1934e-05 | 0.0018339 | 0.00083304 | 0.0030973 | 0.00065039 | 0 | 0 | 0 | 0 | 0 | 0 | 3.8986 | 0 | 0 | 0 | 0 | 0.22447 | 0 | 0 | 0 | 0 | 1.4143 | 0 | 0 | 0
10 | 276 | 14 | 93.2 | 5.2501 | 79.2144 | 0 | 1.928 | 0.063999 | 0.063999 | 80 | 80.7843 | 80 | 0.0023195 | 0.0051408 | 0.00062515 | 0 | 0 | 0.021104 | 0.0070218 | 0.00034405 | 0.016657 | 0.004942 | 5.1934e-05 | 0.0018339 | 0.00083304 | 0.0025838 | 0.00054141 | 0 | 0 | 0 | 0 | 0 | 0 | 3.6838 | 0 | 0 | 0 | 0 | 0.1849 | 0 | 0 | 0 | 0 | 1.3814 | 0 | 0 | 0
10 | 276 | 15 | 95 | 14.3617 | 79.2144 | 0 | 1.928 | 0.059649 | 0.22285 | 80 | 80.731 | 78 | 0.0026358 | 0.0058419 | 0.0007104 | 0 | 0 | 0.017945 | 0.0055421 | 0.00039148 | 0.014878 | 0.0053135 | 5.9016e-05 | 0.002084 | 0.00099839 | 0.0026854 | 0.00056426 | 0 | 0 | 0 | 0 | 0 | 0 | 12.8273 | 0 | 0 | 0 | 0 | 0.18588 | 0 | 0 | 0 | 0 | 1.3485 | 0 | 0 | 0
10 | 276 | 16 | 93.2 | 4.4677 | 79.2144 | 0 | 1.928 | 0.049818 | 0.049818 | 78 | 78.6105 | 78 | 0.002671 | 0.0059197 | 0.00071987 | 0 | 0 | 0.013262 | 0.0034732 | 0.00039573 | 0.011804 | 0.0051334 | 5.9803e-05 | 0.0021118 | 0.0010175 | 0.0026854 | 0.00056426 | 0 | 0 | 0 | 0 | 0 | 0 | 2.8676 | 0 | 0 | 0 | 0 | 0.18588 | 0 | 0 | 0 | 0 | 1.4143 | 0 | 0 | 0
10 | 276 | 17 | 93.2 | 3.9699 | 79.2144 | 0 | 1.928 | 0.036599 | 0.036599 | 78 | 78.4485 | 78 | 0.002671 | 0.0059197 | 0.00071987 | 0 | 0 | 0.0053713 | 0.0013023 | 0.00039831 | 0.0076994 | 0.0043579 | 5.9803e-05 | 0.0021118 | 0.0012363 | 0.0039265 | 0.00082442 | 0 | 0 | 0 | 0 | 0 | 0 | 2.1067 | 0 | 0 | 0 | 0 | 0.18588 | 0 | 0 | 0 | 0 | 1.6774 | 0 | 0 | 0
10 | 276 | 18 | 89.6 | 3.678 | 79.2144 | 0 | 3.2828 | 0.022113 | 0.022113 | 78 | 78.271 | 78 | 0.0020384 | 0.0045177 | 0.00054938 | 0 | 0 | 0.0020054 | 0.00017049 | 0.00030372 | 0.0025689 | 0.0023096 | 4.5639e-05 | 0.0016116 | 0.0008683 | 0.0042349 | 0.00088946 | 0 | 0 | 0 | 0 | 0 | 0 | 1.2729 | 0 | 0 | 0 | 0 | 0.3002 | 0 | 0 | 0 | 0 | 2.105 | 0 | 0 | 0
10 | 276 | 19 | 86 | 3.2239 | 79.2144 | 0 | 3.2828 | 0.014795 | 0.014795 | 78 | 78.1813 | 78 | 0.0014058 | 0.0031157 | 0.00037888 | 0 | 0 | 3.1304e-05 | 4.1634e-05 | 0.00021068 | 0.0021567 | 0.00011339 | 3.1475e-05 | 0.0011114 | 0.00069837 | 0.0045452 | 0.0009545 | 0 | 0 | 0 | 0 | 0 | 0 | 0.85162 | 0 | 0 | 0 | 0 | 0.3002 | 0 | 0 | 0 | 0 | 2.0721 | 0 | 0 | 0
10 | 276 | 20 | 84.2 | 3.2041 | 79.2144 | 0 | 3.2828 | 0.016736 | 0.016736 | 78 | 78.2051 | 78 | 0.0010895 | 0.0024146 | 0.00029363 | 0 | 0 | 0 | 0 | 0.00016358 | 0.0016714 | 0.0010143 | 2.4393e-05 | 0.00086137 | 0.00058035 | 0.0071272 | 0.0014959 | 0 | 0 | 0 | 0 | 0 | 0 | 0.96336 | 0 | 0 | 0 | 0 | 0.3002 | 0 | 0 | 0 | 0 | 1.9405 | 0 | 0 | 0
10 | 276 | 21 | 80.6 | 2.8288 | 79.2144 | 0 | 3.2828 | 0.011931 | 0.011931 | 78 | 78.1462 | 78 | 0.00045688 | 0.0010126 | 0.00012314 | 0 | 0 | 0 | 0 | 6.8134e-05 | 0.00070093 | 0.00042519 | 1.023e-05 | 0.00036122 | 0.00015009 | 0.0071272 | 0.0014959 | 0 | 0 | 0 | 0 | 0 | 0 | 0.68679 | 0 | 0 | 0 | 0 | 0.3002 | 0 | 0 | 0 | 0 | 1.8419 | 0 | 0 | 0
10 | 276 | 22 | 80.6 | 2.7022 | 79.2144 | 0 | 2.6575 | 0.012363 | 0.012363 | 78 | 78.1515 | 78 | 0.00045688 | 0.0010126 | 0.00012314 | 0 | 0 | 0 | 0 | 6.8429e-05 | 0.00070093 | 0.00042527 | 1.023e-05 | 0.00036122 | 0.00020221 | 0.0074411 | 0.0015609 | 0 | 0 | 0 | 0 | 0 | 0 | 0.71162 | 0 | 0 | 0 | 0 | 0.24743 | 0 | 0 | 0 | 0 | 1.7432 | 0 | 0 | 0
10 | 276 | 23 | 78.8 | 2.3046 | 79.2144 | 0 | 2.6575 | 0.010026 | 0.010026 | 78 | 78.1229 | 78 | 0.00014058 | 0.00031157 | 3.7888e-05 | 0 | 0 | 0 | 0 | 2.1013e-05 | 0.00021567 | 0.00013084 | 3.1475e-06 | 0.00011114 | 5.2e-05 | 0.0074411 | 0.0015609 | 0 | 0 | 0 | 0 | 0 | 0 | 0.5771 | 0 | 0 | 0 | 0 | 0.24743 | 0 | 0 | 0 | 0 | 1.4801 | 0 | 0 | 0
10 | 276 | 24 | 77 | 1.2775 | 79.2144 | 0 | 0.44291 | 0.0054628 | 0 | 78 | 78.0669 | 78 | -0.00017572 | -0.00038946 | -4.736e-05 | 0 | 0 | 0 | 0 | -2.6054e-05 | -0.00026959 | -0.00016349 | -3.9344e-06 | -0.00013893 | -3.796e-05 | 0.0067153 | 0.0014098 | 0 | 0 | 0 | 0 | 0 | 0 | 0 | 0 | 0 | 0 | 0 | 0.060567 | 0 | 0 | 0 | 0 | 1.2169 | 0 | 0 | 0
10 | 277 | 1 | 75.2 | 0.9818 | 78.9955 | 0 | 0.4443 | -0.0013958 | 0 | 78 | 77.9829 | 77.9829 | -0.00049202 | -0.0010905 | -0.00013261 | 0 | 0 | 0 | 0 | -7.2386e-05 | -0.00075484 | -0.00045762 | -1.1016e-05 | -0.00038901 | -6.2444e-05 | 0.0020667 | 0.00043418 | 0 | 0 | 0 | 0 | 0 | 0 | 0 | 0 | 0 | 0 | 0 | 0.060872 | 0 | 0 | 0 | 0 | 0.92093 | 0 | 0 | 0
10 | 277 | 2 | 73.4 | 0.91604 | 78.9955 | 0 | 0.4443 | -0.0036463 | 0 | 77.9829 | 77.9382 | 77.9382 | -0.00080531 | -0.0017848 | -0.00021705 | 0 | 0 | 0 | 0 | -0.00011883 | -0.0012355 | -0.00074911 | -1.8031e-05 | -0.00063671 | -0.00014761 | 0.0020667 | 0.00043418 | 0 | 0 | 0 | 0 | 0 | 0 | 0 | 0 | 0 | 0 | 0 | 0.060894 | 0 | 0 | 0 | 0 | 0.85515 | 0 | 0 | 0
10 | 277 | 3 | 73.4 | 0.88317 | 78.9955 | 0 | 0.4443 | -0.0035899 | 0 | 77.9382 | 77.8942 | 77.8942 | -0.00079746 | -0.0017674 | -0.00021493 | 0 | 0 | 0 | 0 | -0.00011749 | -0.0012234 | -0.00074175 | -1.7855e-05 | -0.0006305 | -0.00014571 | 0.0020667 | 0.00043418 | 0 | 0 | 0 | 0 | 0 | 0 | 0 | 0 | 0 | 0 | 0 | 0.060916 | 0 | 0 | 0 | 0 | 0.82226 | 0 | 0 | 0
10 | 277 | 4 | 73.4 | 0.8503 | 78.9955 | 0 | 0.4443 | -0.0035088 | 0 | 77.8942 | 77.8512 | 77.8512 | -0.00078973 | -0.0017503 | -0.00021285 | 0 | 0 | 0 | 0 | -0.00011601 | -0.0012116 | -0.00073447 | -1.7682e-05 | -0.00062439 | -0.00011844 | 0.0020667 | 0.00043418 | 0 | 0 | 0 | 0 | 0 | 0 | 0 | 0 | 0 | 0 | 0 | 0.060937 | 0 | 0 | 0 | 0 | 0.78937 | 0 | 0 | 0
10 | 277 | 5 | 69.8 | 0.85035 | 78.9955 | 0 | 0.4443 | -0.0080327 | 0 | 77.8512 | 77.7528 | 77.7528 | -0.0014148 | -0.0031356 | -0.00038131 | 0 | 0 | 0 | 0 | -0.00020918 | -0.0021705 | -0.0013161 | -3.1677e-05 | -0.0011186 | -0.00032164 | 0.0020667 | 0.00043418 | 0 | 0 | 0 | 0 | 0 | 0 | 0 | 0 | 0 | 0 | 0 | 0.060985 | 0 | 0 | 0 | 0 | 0.78937 | 0 | 0 | 0
10 | 277 | 6 | 69.8 | 0.95571 | 78.9955 | 0 | 0.52271 | -0.0064768 | 0 | 77.7528 | 77.6734 | 77.6734 | -0.0013975 | -0.0030973 | -0.00037664 | 0 | 0 | 0 | 0 | -0.00020544 | -0.002144 | -0.0012997 | -3.129e-05 | -0.0011049 | -0.00027305 | 0.0034529 | 0.00072422 | 0 | 0 | 0 | 0 | 0 | 0 | 0 | 0 | 0 | 0 | 0 | 0.067672 | 0 | 0 | 0 | 0 | 0.88804 | 0 | 0 | 0
10 | 277 | 7 | 68 | 1.5069 | 78.9955 | 0 | 3.9203 | -0.0092342 | 0 | 77.6734 | 77.5602 | 77.5602 | -0.0016998 | -0.0037674 | -0.00045813 | 0 | 0 | 0.00081775 | 0.00012605 | -0.00024919 | -0.0042742 | -0.0024006 | -3.8059e-05 | -0.0013439 | -0.00028505 | 0.0043383 | 0.00091055 | 0 | 0 | 0 | 0 | 0 | 0 | 0 | 0 | 0 | 0 | 0 | 0.35579 | 0 | 0 | 0 | 0 | 1.1512 | 0 | 0 | 0
10 | 277 | 8 | 89.6 | 1.7041 | 78.9955 | 0 | 3.9203 | 0.035265 | 0 | 77.5602 | 77.9924 | 77.9924 | 0.0021156 | 0.004689 | 0.0005702 | 0 | 0 | 0.0059006 | 0.0016158 | 0.00031529 | 0.0043628 | 0.0030084 | 4.737e-05 | 0.0016727 | 0.00046912 | 0.0086767 | 0.0018211 | 0 | 0 | 0 | 0 | 0 | 0 | 0 | 0 | 0 | 0 | 0 | 0.35558 | 0 | 0 | 0 | 0 | 1.3485 | 0 | 0 | 0
10 | 277 | 9 | 77 | 1.6925 | 78.9955 | 0 | 3.3976 | 0.032437 | 0 | 77.9924 | 78.3899 | 78.3899 | -0.00017439 | -0.0003865 | -4.7e-05 | 0 | 0 | 0.01579 | 0.0038388 | -2.5909e-05 | 0.0053712 | 0.0021117 | -3.9045e-06 | -0.00013788 | -2.3627e-05 | 0.0050623 | 0.0010617 | 0 | 0 | 0 | 0 | 0 | 0 | 0 | 0 | 0 | 0 | 0 | 0.31107 | 0 | 0 | 0 | 0 | 1.3814 | 0 | 0 | 0
10 | 277 | 10 | 80.6 | 1.7251 | 78.9955 | 0 | 3.3976 | 0.04486 | 0 | 78.3899 | 78.9397 | 78.9397 | 0.00038836 | 0.00086073 | 0.00010467 | 0 | 0 | 0.020397 | 0.0058009 | 5.7513e-05 | 0.010067 | 0.0030466 | 8.6954e-06 | 0.00030705 | 7.3629e-05 | 0.0030973 | 0.00065039 | 0 | 0 | 0 | 0 | 0 | 0 | 0 | 0 | 0 | 0 | 0 | 0.3108 | 0 | 0 | 0 | 0 | 1.4143 | 0 | 0 | 0
10 | 277 | 11 | 84.2 | 1.7576 | 78.9955 | 0 | 3.3976 | 0.054919 | 0 | 78.9397 | 79.6127 | 79.6127 | 0.00092435 | 0.0020487 | 0.00024913 | 0 | 0 | 0.02283 | 0.0071372 | 0.00013728 | 0.013497 | 0.0033489 | 2.0696e-05 | 0.00073082 | 0.00024791 | 0.0030973 | 0.00065039 | 0 | 0 | 0 | 0 | 0 | 0 | 0 | 0 | 0 | 0 | 0 | 0.31047 | 0 | 0 | 0 | 0 | 1.4472 | 0 | 0 | 0
10 | 277 | 12 | 87.8 | 3.4457 | 78.9955 | 0 | 2.4044 | 0.062392 | 0.030793 | 79.6127 | 80.3774 | 80 | 0.0014387 | 0.0031886 | 0.00038775 | 0 | 0 | 0.023418 | 0.0077703 | 0.00021477 | 0.015876 | 0.0033704 | 3.2212e-05 | 0.0011375 | 0.00056104 | 0.0041315 | 0.0008666 | 0 | 0 | 0 | 0 | 0 | 0 | 1.7725 | 0 | 0 | 0 | 0 | 0.22607 | 0 | 0 | 0 | 0 | 1.4472 | 0 | 0 | 0
10 | 277 | 13 | 89.6 | 5.2582 | 78.9955 | 0 | 2.4044 | 0.062852 | 0.062852 | 80 | 80.7703 | 80 | 0.0016869 | 0.0037388 | 0.00045466 | 0 | 0 | 0.023057 | 0.0076802 | 0.00025039 | 0.016436 | 0.003891 | 3.777e-05 | 0.0013337 | 0.00053784 | 0.0030973 | 0.00065039 | 0 | 0 | 0 | 0 | 0 | 0 | 3.6179 | 0 | 0 | 0 | 0 | 0.22607 | 0 | 0 | 0 | 0 | 1.4143 | 0 | 0 | 0
10 | 277 | 14 | 89.6 | 4.9533 | 78.9955 | 0 | 1.934 | 0.05882 | 0.05882 | 80 | 80.7209 | 80 | 0.0016869 | 0.0037388 | 0.00045466 | 0 | 0 | 0.02127 | 0.0068826 | 0.00024739 | 0.01541 | 0.004311 | 3.777e-05 | 0.0013337 | 0.00032183 | 0.0025838 | 0.00054141 | 0 | 0 | 0 | 0 | 0 | 0 | 3.3858 | 0 | 0 | 0 | 0 | 0.18619 | 0 | 0 | 0 | 0 | 1.3814 | 0 | 0 | 0
10 | 277 | 15 | 89.6 | 13.9419 | 78.9955 | 0 | 1.934 | 0.052334 | 0.21553 | 80 | 80.6414 | 78 | 0.0016869 | 0.0037388 | 0.00045466 | 0 | 0 | 0.018017 | 0.0053927 | 0.00025144 | 0.013136 | 0.0043516 | 3.777e-05 | 0.0013337 | 0.00068322 | 0.0026854 | 0.00056426 | 0 | 0 | 0 | 0 | 0 | 0 | 12.4062 | 0 | 0 | 0 | 0 | 0.18717 | 0 | 0 | 0 | 0 | 1.3485 | 0 | 0 | 0
10 | 277 | 16 | 89.6 | 4.1479 | 78.9955 | 0 | 1.934 | 0.04424 | 0.04424 | 78 | 78.5422 | 78 | 0.0020384 | 0.0045177 | 0.00054938 | 0 | 0 | 0.013215 | 0.0033494 | 0.00030139 | 0.010395 | 0.0043471 | 4.5639e-05 | 0.0016116 | 0.00061981 | 0.0026854 | 0.00056426 | 0 | 0 | 0 | 0 | 0 | 0 | 2.5465 | 0 | 0 | 0 | 0 | 0.18717 | 0 | 0 | 0 | 0 | 1.4143 | 0 | 0 | 0
10 | 277 | 17 | 89.6 | 3.6588 | 78.9955 | 0 | 1.934 | 0.031171 | 0.031171 | 78 | 78.382 | 78 | 0.0020384 | 0.0045177 | 0.00054938 | 0 | 0 | 0.005553 | 0.0012872 | 0.00030387 | 0.0062145 | 0.0034302 | 4.5639e-05 | 0.0016116 | 0.0008683 | 0.0039265 | 0.00082442 | 0 | 0 | 0 | 0 | 0 | 0 | 1.7942 | 0 | 0 | 0 | 0 | 0.18717 | 0 | 0 | 0 | 0 | 1.6774 | 0 | 0 | 0
10 | 277 | 18 | 87.8 | 3.5064 | 78.9955 | 0 | 3.293 | 0.019093 | 0.019093 | 78 | 78.234 | 78 | 0.0017221 | 0.0038167 | 0.00046413 | 0 | 0 | 0.0019906 | 0.00025733 | 0.00025723 | 0.0017599 | 0.0015008 | 3.8557e-05 | 0.0013615 | 0.00079933 | 0.0042349 | 0.00088946 | 0 | 0 | 0 | 0 | 0 | 0 | 1.099 | 0 | 0 | 0 | 0 | 0.30239 | 0 | 0 | 0 | 0 | 2.105 | 0 | 0 | 0
10 | 277 | 19 | 82.4 | 2.9347 | 78.9955 | 0 | 3.293 | 0.0097319 | 0.0097319 | 78 | 78.1193 | 78 | 0.00077317 | 0.0017136 | 0.00020838 | 0 | 0 | 5.3543e-06 | 7.6295e-06 | 0.00011571 | 0.0011862 | -0.00072231 | 1.7311e-05 | 0.0006113 | 0.00031584 | 0.0045452 | 0.0009545 | 0 | 0 | 0 | 0 | 0 | 0 | 0.56018 | 0 | 0 | 0 | 0 | 0.30239 | 0 | 0 | 0 | 0 | 2.0721 | 0 | 0 | 0
10 | 277 | 20 | 80.6 | 2.9342 | 78.9955 | 0 | 3.293 | 0.012009 | 0.012009 | 78 | 78.1472 | 78 | 0.00045688 | 0.0010126 | 0.00012314 | 0 | 0 | 0 | 0 | 6.8615e-05 | 0.00070093 | 0.00042535 | 1.023e-05 | 0.00036122 | 0.00022744 | 0.0071272 | 0.0014959 | 0 | 0 | 0 | 0 | 0 | 0 | 0.69128 | 0 | 0 | 0 | 0 | 0.30239 | 0 | 0 | 0 | 0 | 1.9405 | 0 | 0 | 0
10 | 277 | 21 | 78.8 | 2.6986 | 78.9955 | 0 | 3.293 | 0.0096312 | 0.0096312 | 78 | 78.118 | 78 | 0.00014058 | 0.00031157 | 3.7888e-05 | 0 | 0 | 0 | 0 | 2.0895e-05 | 0.00021567 | 0.00013081 | 3.1475e-06 | 0.00011114 | 3.6442e-05 | 0.0071272 | 0.0014959 | 0 | 0 | 0 | 0 | 0 | 0 | 0.55438 | 0 | 0 | 0 | 0 | 0.30239 | 0 | 0 | 0 | 0 | 1.8419 | 0 | 0 | 0
10 | 277 | 22 | 77 | 1.9924 | 78.9955 | 0 | 2.6658 | 0.0061805 | 0 | 78 | 78.0757 | 78 | -0.00017572 | -0.00038946 | -4.736e-05 | 0 | 0 | 0 | 0 | -2.6123e-05 | -0.00026959 | -0.00016351 | -3.9344e-06 | -0.00013893 | -4.5976e-05 | 0.0074411 | 0.0015609 | 0 | 0 | 0 | 0 | 0 | 0 | 0 | 0 | 0 | 0 | 0 | 0.24921 | 0 | 0 | 0 | 0 | 1.7432 | 0 | 0 | 0
10 | 277 | 23 | 75.2 | 1.7293 | 78.9955 | 0 | 2.6658 | 0.0039008 | 0 | 78 | 78.0478 | 78 | -0.00049202 | -0.0010905 | -0.00013261 | 0 | 0 | 0 | 0 | -7.316e-05 | -0.00075484 | -0.00045784 | -1.1016e-05 | -0.00038901 | -0.00013927 | 0.0074411 | 0.0015609 | 0 | 0 | 0 | 0 | 0 | 0 | 0 | 0 | 0 | 0 | 0 | 0.24921 | 0 | 0 | 0 | 0 | 1.4801 | 0 | 0 | 0
10 | 277 | 24 | 75.2 | 1.2778 | 78.9955 | 0 | 0.4443 | 0.0031974 | 0 | 78 | 78.0392 | 78 | -0.00049202 | -0.0010905 | -0.00013261 | 0 | 0 | 0 | 0 | -7.2884e-05 | -0.00075484 | -0.00045776 | -1.1016e-05 | -0.00038901 | -0.00011729 | 0.0067153 | 0.0014098 | 0 | 0 | 0 | 0 | 0 | 0 | 0 | 0 | 0 | 0 | 0 | 0.060864 | 0 | 0 | 0 | 0 | 1.2169 | 0 | 0 | 0
10 | 278 | 1 | 73.4 | 0.98211 | 78.775 | 0 | 0.44568 | -0.0036678 | 0 | 78 | 77.9551 | 77.9551 | -0.00080832 | -0.0017915 | -0.00021786 | 0 | 0 | 0 | 0 | -0.00011928 | -0.0012401 | -0.00075191 | -1.8098e-05 | -0.00063908 | -0.00014834 | 0.0020667 | 0.00043418 | 0 | 0 | 0 | 0 | 0 | 0 | 0 | 0 | 0 | 0 | 0 | 0.061184 | 0 | 0 | 0 | 0 | 0.92093 | 0 | 0 | 0
10 | 278 | 2 | 71.6 | 0.91637 | 78.775 | 0 | 0.44568 | -0.0058809 | 0 | 77.9551 | 77.883 | 77.883 | -0.0011167 | -0.002475 | -0.00030098 | 0 | 0 | 0 | 0 | -0.00016483 | -0.0017132 | -0.0010388 | -2.5003e-05 | -0.00088291 | -0.00023009 | 0.0020667 | 0.00043418 | 0 | 0 | 0 | 0 | 0 | 0 | 0 | 0 | 0 | 0 | 0 | 0.06122 | 0 | 0 | 0 | 0 | 0.85515 | 0 | 0 | 0
10 | 278 | 3 | 73.4 | 0.8835 | 78.775 | 0 | 0.44568 | -0.0035819 | 0 | 77.883 | 77.8391 | 77.8391 | -0.00078776 | -0.0017459 | -0.00021231 | 0 | 0 | 0 | 0 | -0.00011671 | -0.0012086 | -0.00073291 | -1.7638e-05 | -0.00062283 | -0.00020393 | 0.0020667 | 0.00043418 | 0 | 0 | 0 | 0 | 0 | 0 | 0 | 0 | 0 | 0 | 0 | 0.061241 | 0 | 0 | 0 | 0 | 0.82226 | 0 | 0 | 0
10 | 278 | 4 | 69.8 | 0.85066 | 78.775 | 0 | 0.44568 | -0.0080173 | 0 | 77.8391 | 77.7408 | 77.7408 | -0.0014126 | -0.0031309 | -0.00038073 | 0 | 0 | 0 | 0 | -0.00020886 | -0.0021672 | -0.0013142 | -3.1629e-05 | -0.0011169 | -0.00032094 | 0.0020667 | 0.00043418 | 0 | 0 | 0 | 0 | 0 | 0 | 0 | 0 | 0 | 0 | 0 | 0.06129 | 0 | 0 | 0 | 0 | 0.78937 | 0 | 0 | 0
10 | 278 | 5 | 73.4 | 0.85068 | 78.775 | 0 | 0.44568 | -0.0033704 | 0 | 77.7408 | 77.6995 | 77.6995 | -0.00076278 | -0.0016906 | -0.00020558 | 0 | 0 | 0 | 0 | -0.00011285 | -0.0011702 | -0.00070963 | -1.7079e-05 | -0.00060308 | -0.0001653 | 0.0020667 | 0.00043418 | 0 | 0 | 0 | 0 | 0 | 0 | 0 | 0 | 0 | 0 | 0 | 0.06131 | 0 | 0 | 0 | 0 | 0.78937 | 0 | 0 | 0
10 | 278 | 6 | 71.6 | 0.95607 | 78.775 | 0 | 0.52433 | -0.0042105 | 0 | 77.6995 | 77.6479 | 77.6479 | -0.0010718 | -0.0023755 | -0.00028887 | 0 | 0 | 0 | 0 | -0.00015861 | -0.0016444 | -0.00099714 | -2.3998e-05 | -0.00084741 | -0.00025569 | 0.0034529 | 0.00072422 | 0 | 0 | 0 | 0 | 0 | 0 | 0 | 0 | 0 | 0 | 0 | 0.068036 | 0 | 0 | 0 | 0 | 0.88804 | 0 | 0 | 0
10 | 278 | 7 | 73.4 | 1.5095 | 78.775 | 0 | 3.9325 | -0.00063501 | 0 | 77.6479 | 77.6401 | 77.6401 | -0.00074645 | -0.0016544 | -0.00020118 | 0 | 0 | 0.00019821 | 4.4257e-05 | -0.00010997 | -0.0010819 | -0.00068151 | -1.6713e-05 | -0.00059017 | -0.00013356 | 0.0043383 | 0.00091055 | 0 | 0 | 0 | 0 | 0 | 0 | 0 | 0 | 0 | 0 | 0 | 0.35838 | 0 | 0 | 0 | 0 | 1.1512 | 0 | 0 | 0
10 | 278 | 8 | 75.2 | 1.7068 | 78.775 | 0 | 3.9325 | 0.010811 | 0 | 77.6401 | 77.7726 | 77.7726 | -0.00042879 | -0.00095033 | -0.00011557 | 0 | 0 | 0.0017839 | 0.00039831 | -6.3371e-05 | 0.00021827 | -9.7543e-05 | -9.6005e-06 | -0.00033901 | -8.2564e-05 | 0.0086767 | 0.0018211 | 0 | 0 | 0 | 0 | 0 | 0 | 0 | 0 | 0 | 0 | 0 | 0.35832 | 0 | 0 | 0 | 0 | 1.3485 | 0 | 0 | 0
10 | 278 | 9 | 77 | 1.695 | 78.775 | 0 | 3.4082 | 0.012645 | 0 | 77.7726 | 77.9276 | 77.9276 | -0.00013577 | -0.00030091 | -3.6592e-05 | 0 | 0 | 0.0039245 | 0.00087629 | -2.018e-05 | 0.0017813 | 0.00057785 | -3.0399e-06 | -0.00010734 | -3.5151e-05 | 0.0050623 | 0.0010617 | 0 | 0 | 0 | 0 | 0 | 0 | 0 | 0 | 0 | 0 | 0 | 0.31357 | 0 | 0 | 0 | 0 | 1.3814 | 0 | 0 | 0
10 | 278 | 10 | 80.6 | 1.7276 | 78.775 | 0 | 3.4082 | 0.037005 | 0 | 77.9276 | 78.3811 | 78.3811 | 0.0004696 | 0.0010408 | 0.00012656 | 0 | 0 | 0.015676 | 0.0043119 | 6.9893e-05 | 0.0082319 | 0.0028168 | 1.0514e-05 | 0.00037128 | 0.00013222 | 0.0030973 | 0.00065039 | 0 | 0 | 0 | 0 | 0 | 0 | 0 | 0 | 0 | 0 | 0 | 0.31335 | 0 | 0 | 0 | 0 | 1.4143 | 0 | 0 | 0
10 | 278 | 11 | 84.2 | 1.7602 | 78.775 | 0 | 3.4082 | 0.055303 | 0 | 78.3811 | 79.0589 | 79.0589 | 0.0010225 | 0.0022662 | 0.00027558 | 0 | 0 | 0.022632 | 0.0066794 | 0.00015113 | 0.01358 | 0.0039142 | 2.2894e-05 | 0.00080843 | 0.0002037 | 0.0030973 | 0.00065039 | 0 | 0 | 0 | 0 | 0 | 0 | 0 | 0 | 0 | 0 | 0 | 0.31302 | 0 | 0 | 0 | 0 | 1.4472 | 0 | 0 | 0
10 | 278 | 12 | 87.8 | 1.675 | 78.775 | 0 | 2.4119 | 0.056522 | 0 | 79.0589 | 79.7515 | 79.7515 | 0.001536 | 0.0034043 | 0.00041398 | 0 | 0 | 0.020791 | 0.0059919 | 0.00022823 | 0.013353 | 0.0040823 | 3.4391e-05 | 0.0012144 | 0.00047462 | 0.0041315 | 0.0008666 | 0 | 0 | 0 | 0 | 0 | 0 | 0 | 0 | 0 | 0 | 0 | 0.22781 | 0 | 0 | 0 | 0 | 1.4472 | 0 | 0 | 0
10 | 278 | 13 | 87.8 | 3.8919 | 78.775 | 0 | 2.4119 | 0.059362 | 0.039088 | 79.7515 | 80.479 | 80 | 0.0014143 | 0.0031345 | 0.00038117 | 0 | 0 | 0.021837 | 0.0071631 | 0.00021077 | 0.015805 | 0.0039695 | 3.1666e-05 | 0.0011182 | 0.00054942 | 0.0030973 | 0.00065039 | 0 | 0 | 0 | 0 | 0 | 0 | 2.25 | 0 | 0 | 0 | 0 | 0.22769 | 0 | 0 | 0 | 0 | 1.4143 | 0 | 0 | 0
10 | 278 | 14 | 87.8 | 4.8728 | 78.775 | 0 | 1.94 | 0.057399 | 0.057399 | 80 | 80.7034 | 80 | 0.0013706 | 0.0030378 | 0.00036941 | 0 | 0 | 0.021237 | 0.0065362 | 0.00020537 | 0.015152 | 0.0045726 | 3.0689e-05 | 0.0010837 | 0.00067822 | 0.0025838 | 0.00054141 | 0 | 0 | 0 | 0 | 0 | 0 | 3.3039 | 0 | 0 | 0 | 0 | 0.18749 | 0 | 0 | 0 | 0 | 1.3814 | 0 | 0 | 0
10 | 278 | 15 | 89.6 | 13.8975 | 78.775 | 0 | 1.94 | 0.051541 | 0.21474 | 80 | 80.6316 | 78 | 0.0016869 | 0.0037388 | 0.00045466 | 0 | 0 | 0.017081 | 0.0050193 | 0.00025296 | 0.013155 | 0.0046655 | 3.777e-05 | 0.0013337 | 0.00086441 | 0.0026854 | 0.00056426 | 0 | 0 | 0 | 0 | 0 | 0 | 12.3605 | 0 | 0 | 0 | 0 | 0.18847 | 0 | 0 | 0 | 0 | 1.3485 | 0 | 0 | 0
10 | 278 | 16 | 89.6 | 4.2837 | 78.775 | 0 | 1.94 | 0.046576 | 0.046576 | 78 | 78.5708 | 78 | 0.0020384 | 0.0045177 | 0.00054938 | 0 | 0 | 0.014242 | 0.003407 | 0.00030689 | 0.010689 | 0.0046207 | 4.5639e-05 | 0.0016116 | 0.0012982 | 0.0026854 | 0.00056426 | 0 | 0 | 0 | 0 | 0 | 0 | 2.681 | 0 | 0 | 0 | 0 | 0.18847 | 0 | 0 | 0 | 0 | 1.4143 | 0 | 0 | 0
10 | 278 | 17 | 87.8 | 3.5757 | 78.775 | 0 | 1.94 | 0.029705 | 0.029705 | 78 | 78.364 | 78 | 0.0017221 | 0.0038167 | 0.00046413 | 0 | 0 | 0.0054746 | 0.0012306 | 0.00025851 | 0.0061927 | 0.0034185 | 3.8557e-05 | 0.0013615 | 0.00097584 | 0.0039265 | 0.00082442 | 0 | 0 | 0 | 0 | 0 | 0 | 1.7098 | 0 | 0 | 0 | 0 | 0.18847 | 0 | 0 | 0 | 0 | 1.6774 | 0 | 0 | 0
10 | 278 | 18 | 86 | 3.4656 | 78.775 | 0 | 3.3033 | 0.018345 | 0.018345 | 78 | 78.2248 | 78 | 0.0014058 | 0.0031157 | 0.00037888 | 0 | 0 | 0.0021268 | 0.00035613 | 0.00021054 | 0.0022588 | 0.0015271 | 3.1475e-05 | 0.0011114 | 0.00069837 | 0.0042349 | 0.00088946 | 0 | 0 | 0 | 0 | 0 | 0 | 1.056 | 0 | 0 | 0 | 0 | 0.30461 | 0 | 0 | 0 | 0 | 2.105 | 0 | 0 | 0
10 | 278 | 19 | 84.2 | 3.1029 | 78.775 | 0 | 3.3033 | 0.012616 | 0.012616 | 78 | 78.1546 | 78 | 0.0010895 | 0.0024146 | 0.00029363 | 0 | 0 | 1.5824e-05 | 2.4083e-05 | 0.00016278 | 0.0016714 | 9.3385e-05 | 2.4393e-05 | 0.00086137 | 0.00046557 | 0.0045452 | 0.0009545 | 0 | 0 | 0 | 0 | 0 | 0 | 0.72621 | 0 | 0 | 0 | 0 | 0.30461 | 0 | 0 | 0 | 0 | 2.0721 | 0 | 0 | 0
10 | 278 | 20 | 84.2 | 3.2018 | 78.775 | 0 | 3.3033 | 0.01662 | 0.01662 | 78 | 78.2037 | 78 | 0.0010895 | 0.0024146 | 0.00029363 | 0 | 0 | 0 | 0 | 0.00016282 | 0.0016714 | 0.0010141 | 2.4393e-05 | 0.00086137 | 0.00046557 | 0.0071272 | 0.0014959 | 0 | 0 | 0 | 0 | 0 | 0 | 0.9567 | 0 | 0 | 0 | 0 | 0.30461 | 0 | 0 | 0 | 0 | 1.9405 | 0 | 0 | 0
10 | 278 | 21 | 82.4 | 2.9735 | 78.775 | 0 | 3.3033 | 0.014367 | 0.014367 | 78 | 78.1761 | 78 | 0.00077317 | 0.0017136 | 0.00020838 | 0 | 0 | 0 | 0 | 0.0001161 | 0.0011862 | 0.00071977 | 1.7311e-05 | 0.0006113 | 0.00039847 | 0.0071272 | 0.0014959 | 0 | 0 | 0 | 0 | 0 | 0 | 0.827 | 0 | 0 | 0 | 0 | 0.30461 | 0 | 0 | 0 | 0 | 1.8419 | 0 | 0 | 0
10 | 278 | 22 | 82.4 | 2.8455 | 78.775 | 0 | 2.6741 | 0.01479 | 0.01479 | 78 | 78.1813 | 78 | 0.00077317 | 0.0017136 | 0.00020838 | 0 | 0 | 0 | 0 | 0.00011637 | 0.0011862 | 0.00071984 | 1.7311e-05 | 0.0006113 | 0.00044196 | 0.0074411 | 0.0015609 | 0 | 0 | 0 | 0 | 0 | 0 | 0.85134 | 0 | 0 | 0 | 0 | 0.251 | 0 | 0 | 0 | 0 | 1.7432 | 0 | 0 | 0
10 | 278 | 23 | 80.6 | 2.4397 | 78.775 | 0 | 2.6741 | 0.01231 | 0.01231 | 78 | 78.1509 | 78 | 0.00045688 | 0.0010126 | 0.00012314 | 0 | 0 | 0 | 0 | 6.8074e-05 | 0.00070093 | 0.00042517 | 1.023e-05 | 0.00036122 | 0.00015009 | 0.0074411 | 0.0015609 | 0 | 0 | 0 | 0 | 0 | 0 | 0.7086 | 0 | 0 | 0 | 0 | 0.251 | 0 | 0 | 0 | 0 | 1.4801 | 0 | 0 | 0
10 | 278 | 24 | 78.8 | 1.8031 | 78.775 | 0 | 0.44568 | 0.0091207 | 0.0091207 | 78 | 78.1118 | 78 | 0.00014058 | 0.00031157 | 3.7888e-05 | 0 | 0 | 0 | 0 | 2.0782e-05 | 0.00021567 | 0.00013078 | 3.1475e-06 | 0.00011114 | 2.407e-05 | 0.0067153 | 0.0014098 | 0 | 0 | 0 | 0 | 0 | 0 | 0.525 | 0 | 0 | 0 | 0 | 0.061162 | 0 | 0 | 0 | 0 | 1.2169 | 0 | 0 | 0
10 | 279 | 1 | 77 | 0.98239 | 78.553 | 0 | 0.44707 | 0.00081416 | 0 | 78 | 78.01 | 78 | -0.00017572 | -0.00038946 | -4.736e-05 | 0 | 0 | 0 | 0 | -2.6054e-05 | -0.00026959 | -0.00016349 | -3.9344e-06 | -0.00013893 | -3.796e-05 | 0.0020667 | 0.00043418 | 0 | 0 | 0 | 0 | 0 | 0 | 0 | 0 | 0 | 0 | 0 | 0.061463 | 0 | 0 | 0 | 0 | 0.92093 | 0 | 0 | 0
10 | 279 | 2 | 77 | 0.91661 | 78.553 | 0 | 0.44707 | 0.00080609 | 0 | 78 | 78.0099 | 78 | -0.00017572 | -0.00038946 | -4.736e-05 | 0 | 0 | 0 | 0 | -2.6097e-05 | -0.00026959 | -0.0001635 | -3.9344e-06 | -0.00013893 | -4.5976e-05 | 0.0020667 | 0.00043418 | 0 | 0 | 0 | 0 | 0 | 0 | 0 | 0 | 0 | 0 | 0 | 0.061463 | 0 | 0 | 0 | 0 | 0.85515 | 0 | 0 | 0
10 | 279 | 3 | 75.2 | 0.88373 | 78.553 | 0 | 0.44707 | -0.0014122 | 0 | 78 | 77.9827 | 77.9827 | -0.00049202 | -0.0010905 | -0.00013261 | 0 | 0 | 0 | 0 | -7.258e-05 | -0.00075484 | -0.00045768 | -1.1016e-05 | -0.00038901 | -7.8652e-05 | 0.0020667 | 0.00043418 | 0 | 0 | 0 | 0 | 0 | 0 | 0 | 0 | 0 | 0 | 0 | 0.061471 | 0 | 0 | 0 | 0 | 0.82226 | 0 | 0 | 0
10 | 279 | 4 | 75.2 | 0.85085 | 78.553 | 0 | 0.44707 | -0.0014294 | 0 | 77.9827 | 77.9652 | 77.9652 | -0.00048898 | -0.0010837 | -0.00013179 | 0 | 0 | 0 | 0 | -7.2434e-05 | -0.00075018 | -0.00045493 | -1.0948e-05 | -0.0003866 | -0.00011646 | 0.0020667 | 0.00043418 | 0 | 0 | 0 | 0 | 0 | 0 | 0 | 0 | 0 | 0 | 0 | 0.06148 | 0 | 0 | 0 | 0 | 0.78937 | 0 | 0 | 0
10 | 279 | 5 | 73.4 | 0.85087 | 78.553 | 0 | 0.44707 | -0.003624 | 0 | 77.9652 | 77.9208 | 77.9208 | -0.0008022 | -0.0017779 | -0.00021621 | 0 | 0 | 0 | 0 | -0.00011837 | -0.0012307 | -0.00074621 | -1.7961e-05 | -0.00063424 | -0.00014685 | 0.0020667 | 0.00043418 | 0 | 0 | 0 | 0 | 0 | 0 | 0 | 0 | 0 | 0 | 0 | 0.061502 | 0 | 0 | 0 | 0 | 0.78937 | 0 | 0 | 0
10 | 279 | 6 | 75.2 | 0.95629 | 78.553 | 0 | 0.52596 | 7.3057e-05 | 0 | 77.9208 | 77.9217 | 77.9217 | -0.0004781 | -0.0010596 | -0.00012886 | 0 | 0 | 0 | 0 | -7.0456e-05 | -0.00073348 | -0.00044471 | -1.0705e-05 | -0.000378 | -7.5922e-05 | 0.0034529 | 0.00072422 | 0 | 0 | 0 | 0 | 0 | 0 | 0 | 0 | 0 | 0 | 0 | 0.068255 | 0 | 0 | 0 | 0 | 0.88804 | 0 | 0 | 0
10 | 279 | 7 | 73.4 | 1.5121 | 78.553 | 0 | 3.9447 | -0.0010009 | 0 | 77.9217 | 77.9094 | 77.9094 | -0.00079455 | -0.001761 | -0.00021415 | 0 | 0 | 0.00019821 | 4.4257e-05 | -0.00011755 | -0.0011509 | -0.00072355 | -1.779e-05 | -0.0006282 | -0.00017399 | 0.0043383 | 0.00091055 | 0 | 0 | 0 | 0 | 0 | 0 | 0 | 0 | 0 | 0 | 0 | 0.3609 | 0 | 0 | 0 | 0 | 1.1512 | 0 | 0 | 0
10 | 279 | 8 | 75.2 | 1.7094 | 78.553 | 0 | 3.9447 | 0.008003 | 0 | 77.9094 | 78.0075 | 78 | -0.0004761 | -0.0010552 | -0.00012832 | 0 | 0 | 0.0014271 | 0.00031865 | -7.0362e-05 | -1.5562e-05 | -0.00019354 | -1.066e-05 | -0.00037642 | -9.3321e-05 | 0.0086767 | 0.0018211 | 0 | 0 | 0 | 0 | 0 | 0 | 0 | 0 | 0 | 0 | 0 | 0.36086 | 0 | 0 | 0 | 0 | 1.3485 | 0 | 0 | 0
10 | 279 | 9 | 77 | 1.6971 | 78.553 | 0 | 3.4187 | 0.0163 | 0 | 78 | 78.1998 | 78.1998 | -0.00017572 | -0.00038946 | -4.736e-05 | 0 | 0 | 0.0061848 | 0.0014163 | -2.5977e-05 | 0.0024617 | 0.00092492 | -3.9344e-06 | -0.00013893 | -3.0549e-05 | 0.0050623 | 0.0010617 | 0 | 0 | 0 | 0 | 0 | 0 | 0 | 0 | 0 | 0 | 0 | 0.31574 | 0 | 0 | 0 | 0 | 1.3814 | 0 | 0 | 0
10 | 279 | 10 | 82.4 | 1.7298 | 78.553 | 0 | 3.4187 | 0.032029 | 0 | 78.1998 | 78.5923 | 78.5923 | 0.00073807 | 0.0016358 | 0.00019892 | 0 | 0 | 0.012608 | 0.0030249 | 0.00010921 | 0.0065738 | 0.0026609 | 1.6526e-05 | 0.00058354 | 0.00013161 | 0.0030973 | 0.00065039 | 0 | 0 | 0 | 0 | 0 | 0 | 0 | 0 | 0 | 0 | 0 | 0.31555 | 0 | 0 | 0 | 0 | 1.4143 | 0 | 0 | 0
10 | 279 | 11 | 82.4 | 1.7625 | 78.553 | 0 | 3.4187 | 0.03677 | 0 | 78.5923 | 79.0429 | 79.0429 | 0.0006691 | 0.0014829 | 0.00018033 | 0 | 0 | 0.015619 | 0.0037628 | 9.9134e-05 | 0.0076513 | 0.0028458 | 1.4981e-05 | 0.00052901 | 0.00016775 | 0.0030973 | 0.00065039 | 0 | 0 | 0 | 0 | 0 | 0 | 0 | 0 | 0 | 0 | 0 | 0.31533 | 0 | 0 | 0 | 0 | 1.4472 | 0 | 0 | 0
10 | 279 | 12 | 84.2 | 1.6767 | 78.553 | 0 | 2.4194 | 0.042514 | 0 | 79.0429 | 79.5639 | 79.5639 | 0.00090621 | 0.0020085 | 0.00024424 | 0 | 0 | 0.016812 | 0.0043062 | 0.00013479 | 0.0089806 | 0.0031054 | 2.029e-05 | 0.00071648 | 0.00028136 | 0.0041315 | 0.0008666 | 0 | 0 | 0 | 0 | 0 | 0 | 0 | 0 | 0 | 0 | 0 | 0.22953 | 0 | 0 | 0 | 0 | 1.4472 | 0 | 0 | 0
10 | 279 | 13 | 86 | 2.8728 | 78.553 | 0 | 2.4194 | 0.056939 | 0.021355 | 79.5639 | 80.2617 | 80 | 0.001131 | 0.0025066 | 0.00030481 | 0 | 0 | 0.022505 | 0.0066359 | 0.00016781 | 0.014523 | 0.0041783 | 2.5322e-05 | 0.00089417 | 0.0003191 | 0.0030973 | 0.00065039 | 0 | 0 | 0 | 0 | 0 | 0 | 1.2292 | 0 | 0 | 0 | 0 | 0.22932 | 0 | 0 | 0 | 0 | 1.4143 | 0 | 0 | 0
10 | 279 | 14 | 87.8 | 4.5371 | 78.553 | 0 | 1.946 | 0.051544 | 0.051544 | 80 | 80.6317 | 80 | 0.0013706 | 0.0030378 | 0.00036941 | 0 | 0 | 0.01988 | 0.0053582 | 0.00020392 | 0.012289 | 0.0043288 | 3.0689e-05 | 0.0010837 | 0.0004666 | 0.0025838 | 0.00054141 | 0 | 0 | 0 | 0 | 0 | 0 | 2.9669 | 0 | 0 | 0 | 0 | 0.1888 | 0 | 0 | 0 | 0 | 1.3814 | 0 | 0 | 0
10 | 279 | 15 | 89.6 | 13.1293 | 78.553 | 0 | 1.946 | 0.038172 | 0.20137 | 80 | 80.4678 | 78 | 0.0016869 | 0.0037388 | 0.00045466 | 0 | 0 | 0.012798 | 0.0030366 | 0.00024975 | 0.0078073 | 0.0033062 | 3.777e-05 | 0.0013337 | 0.00047354 | 0.0026854 | 0.00056426 | 0 | 0 | 0 | 0 | 0 | 0 | 11.591 | 0 | 0 | 0 | 0 | 0.18978 | 0 | 0 | 0 | 0 | 1.3485 | 0 | 0 | 0
10 | 279 | 16 | 87.8 | 3.3489 | 78.553 | 0 | 1.946 | 0.030313 | 0.030313 | 78 | 78.3715 | 78 | 0.0017221 | 0.0038167 | 0.00046413 | 0 | 0 | 0.0082544 | 0.0019135 | 0.0002579 | 0.005736 | 0.0026129 | 3.8557e-05 | 0.0013615 | 0.00088576 | 0.0026854 | 0.00056426 | 0 | 0 | 0 | 0 | 0 | 0 | 1.7449 | 0 | 0 | 0 | 0 | 0.18978 | 0 | 0 | 0 | 0 | 1.4143 | 0 | 0 | 0
10 | 279 | 17 | 86 | 3.0223 | 78.553 | 0 | 1.946 | 0.020067 | 0.020067 | 78 | 78.2459 | 78 | 0.0014058 | 0.0031157 | 0.00037888 | 0 | 0 | 0.0036074 | 0.00080548 | 0.00020935 | 0.0028376 | 0.001268 | 3.1475e-05 | 0.0011114 | 0.00054538 | 0.0039265 | 0.00082442 | 0 | 0 | 0 | 0 | 0 | 0 | 1.1551 | 0 | 0 | 0 | 0 | 0.18978 | 0 | 0 | 0 | 0 | 1.6774 | 0 | 0 | 0
10 | 279 | 18 | 86 | 3.3279 | 78.553 | 0 | 3.3135 | 0.015916 | 0.015916 | 78 | 78.195 | 78 | 0.0014058 | 0.0031157 | 0.00037888 | 0 | 0 | 0.0013082 | 0.0002921 | 0.00020838 | 0.0016679 | 0.00084919 | 3.1475e-05 | 0.0011114 | 0.00042235 | 0.0042349 | 0.00088946 | 0 | 0 | 0 | 0 | 0 | 0 | 0.91613 | 0 | 0 | 0 | 0 | 0.30683 | 0 | 0 | 0 | 0 | 2.105 | 0 | 0 | 0
10 | 279 | 19 | 84.2 | 3.1464 | 78.553 | 0 | 3.3135 | 0.013334 | 0.013334 | 78 | 78.1634 | 78 | 0.0010895 | 0.0024146 | 0.00029363 | 0 | 0 | 0 | 0 | 0.00016138 | 0.0016714 | 0.0010136 | 2.4393e-05 | 0.00086137 | 0.00030436 | 0.0045452 | 0.0009545 | 0 | 0 | 0 | 0 | 0 | 0 | 0.76752 | 0 | 0 | 0 | 0 | 0.30683 | 0 | 0 | 0 | 0 | 2.0721 | 0 | 0 | 0
10 | 279 | 20 | 84.2 | 3.1947 | 78.553 | 0 | 3.3135 | 0.016457 | 0.016457 | 78 | 78.2017 | 78 | 0.0010895 | 0.0024146 | 0.00029363 | 0 | 0 | 0 | 0 | 0.00016146 | 0.0016714 | 0.0010136 | 2.4393e-05 | 0.00086137 | 0.00030436 | 0.0071272 | 0.0014959 | 0 | 0 | 0 | 0 | 0 | 0 | 0.94731 | 0 | 0 | 0 | 0 | 0.30683 | 0 | 0 | 0 | 0 | 1.9405 | 0 | 0 | 0
10 | 279 | 21 | 80.6 | 2.8293 | 78.553 | 0 | 3.3135 | 0.011824 | 0.011824 | 78 | 78.1449 | 78 | 0.00045688 | 0.0010126 | 0.00012314 | 0 | 0 | 0 | 0 | 6.7094e-05 | 0.00070093 | 0.0004249 | 1.023e-05 | 0.00036122 | 4.3854e-05 | 0.0071272 | 0.0014959 | 0 | 0 | 0 | 0 | 0 | 0 | 0.6806 | 0 | 0 | 0 | 0 | 0.30683 | 0 | 0 | 0 | 0 | 1.8419 | 0 | 0 | 0
10 | 279 | 22 | 78.8 | 2.5712 | 78.553 | 0 | 2.6824 | 0.0099922 | 0.0099922 | 78 | 78.1225 | 78 | 0.00014058 | 0.00031157 | 3.7888e-05 | 0 | 0 | 0 | 0 | 2.0724e-05 | 0.00021567 | 0.00013076 | 3.1475e-06 | 0.00011114 | 1.8677e-05 | 0.0074411 | 0.0015609 | 0 | 0 | 0 | 0 | 0 | 0 | 0.57516 | 0 | 0 | 0 | 0 | 0.25281 | 0 | 0 | 0 | 0 | 1.7432 | 0 | 0 | 0
10 | 279 | 23 | 77 | 1.7329 | 78.553 | 0 | 2.6824 | 0.0062141 | 0 | 78 | 78.0762 | 78 | -0.00017572 | -0.00038946 | -4.736e-05 | 0 | 0 | 0 | 0 | -2.5772e-05 | -0.00026959 | -0.00016341 | -3.9344e-06 | -0.00013893 | -1.2803e-05 | 0.0074411 | 0.0015609 | 0 | 0 | 0 | 0 | 0 | 0 | 0 | 0 | 0 | 0 | 0 | 0.25281 | 0 | 0 | 0 | 0 | 1.4801 | 0 | 0 | 0
10 | 279 | 24 | 77 | 1.2784 | 78.553 | 0 | 0.44707 | 0.0054988 | 0 | 78 | 78.0674 | 78 | -0.00017572 | -0.00038946 | -4.736e-05 | 0 | 0 | 0 | 0 | -2.5407e-05 | -0.00026959 | -0.00016331 | -3.9344e-06 | -0.00013893 | -2.7834e-06 | 0.0067153 | 0.0014098 | 0 | 0 | 0 | 0 | 0 | 0 | 0 | 0 | 0 | 0 | 0 | 0.061463 | 0 | 0 | 0 | 0 | 1.2169 | 0 | 0 | 0
10 | 280 | 1 | 77 | 0.98269 | 78.3295 | 0 | 0.44844 | 0.00083976 | 0 | 78 | 78.0103 | 78 | -0.00017572 | -0.00038946 | -4.736e-05 | 0 | 0 | 0 | 0 | -2.5711e-05 | -0.00026959 | -0.0001634 | -3.9344e-06 | -0.00013893 | -1.2803e-05 | 0.0020667 | 0.00043418 | 0 | 0 | 0 | 0 | 0 | 0 | 0 | 0 | 0 | 0 | 0 | 0.061765 | 0 | 0 | 0 | 0 | 0.92093 | 0 | 0 | 0
10 | 280 | 2 | 77 | 0.91691 | 78.3295 | 0 | 0.44844 | 0.00085016 | 0 | 78 | 78.0104 | 78 | -0.00017572 | -0.00038946 | -4.736e-05 | 0 | 0 | 0 | 0 | -2.5407e-05 | -0.00026959 | -0.00016331 | -3.9344e-06 | -0.00013893 | -2.7834e-06 | 0.0020667 | 0.00043418 | 0 | 0 | 0 | 0 | 0 | 0 | 0 | 0 | 0 | 0 | 0 | 0.061765 | 0 | 0 | 0 | 0 | 0.85515 | 0 | 0 | 0
10 | 280 | 3 | 77 | 0.88402 | 78.3295 | 0 | 0.44844 | 0.00083976 | 0 | 78 | 78.0103 | 78 | -0.00017572 | -0.00038946 | -4.736e-05 | 0 | 0 | 0 | 0 | -2.5711e-05 | -0.00026959 | -0.0001634 | -3.9344e-06 | -0.00013893 | -1.2803e-05 | 0.0020667 | 0.00043418 | 0 | 0 | 0 | 0 | 0 | 0 | 0 | 0 | 0 | 0 | 0 | 0.061765 | 0 | 0 | 0 | 0 | 0.82226 | 0 | 0 | 0
10 | 280 | 4 | 77 | 0.85113 | 78.3295 | 0 | 0.44844 | 0.00083976 | 0 | 78 | 78.0103 | 78 | -0.00017572 | -0.00038946 | -4.736e-05 | 0 | 0 | 0 | 0 | -2.571e-05 | -0.00026959 | -0.0001634 | -3.9344e-06 | -0.00013893 | -1.2803e-05 | 0.0020667 | 0.00043418 | 0 | 0 | 0 | 0 | 0 | 0 | 0 | 0 | 0 | 0 | 0 | 0.061765 | 0 | 0 | 0 | 0 | 0.78937 | 0 | 0 | 0
10 | 280 | 5 | 75.2 | 0.85114 | 78.3295 | 0 | 0.44844 | -0.0014122 | 0 | 78 | 77.9827 | 77.9827 | -0.00049202 | -0.0010905 | -0.00013261 | 0 | 0 | 0 | 0 | -7.2581e-05 | -0.00075484 | -0.00045768 | -1.1016e-05 | -0.00038901 | -7.8652e-05 | 0.0020667 | 0.00043418 | 0 | 0 | 0 | 0 | 0 | 0 | 0 | 0 | 0 | 0 | 0 | 0.061774 | 0 | 0 | 0 | 0 | 0.78937 | 0 | 0 | 0
10 | 280 | 6 | 73.4 | 0.95663 | 78.3295 | 0 | 0.52758 | -0.0022598 | 0 | 77.9827 | 77.955 | 77.955 | -0.00080528 | -0.0017848 | -0.00021704 | 0 | 0 | 0 | 0 | -0.00011883 | -0.0012354 | -0.00074908 | -1.803e-05 | -0.00063668 | -0.0001476 | 0.0034529 | 0.00072422 | 0 | 0 | 0 | 0 | 0 | 0 | 0 | 0 | 0 | 0 | 0 | 0.068594 | 0 | 0 | 0 | 0 | 0.88804 | 0 | 0 | 0
10 | 280 | 7 | 73.4 | 1.5147 | 78.3295 | 0 | 3.9568 | -0.0016227 | 0 | 77.955 | 77.9351 | 77.9351 | -0.00080041 | -0.001774 | -0.00021572 | 0 | 0 | 0.00019821 | 4.4257e-05 | -0.00011826 | -0.0015217 | -0.00094703 | -1.7921e-05 | -0.00063283 | -0.00017561 | 0.0043383 | 0.00091055 | 0 | 0 | 0 | 0 | 0 | 0 | 0 | 0 | 0 | 0 | 0 | 0.36356 | 0 | 0 | 0 | 0 | 1.1512 | 0 | 0 | 0
10 | 280 | 8 | 73.4 | 1.712 | 78.3295 | 0 | 3.9568 | 0.0065137 | 0 | 77.9351 | 78.0149 | 78 | -0.00079692 | -0.0017662 | -0.00021478 | 0 | 0 | 0.0021803 | 0.00048683 | -0.0001184 | -0.00047489 | -0.00056923 | -1.7843e-05 | -0.00063007 | -0.00024171 | 0.0086767 | 0.0018211 | 0 | 0 | 0 | 0 | 0 | 0 | 0 | 0 | 0 | 0 | 0 | 0.36353 | 0 | 0 | 0 | 0 | 1.3485 | 0 | 0 | 0
10 | 280 | 9 | 73.4 | 1.6995 | 78.3295 | 0 | 3.4293 | 0.009317 | 0 | 78 | 78.1142 | 78.1142 | -0.00080832 | -0.0017915 | -0.00021786 | 0 | 0 | 0.0047173 | 0.0010533 | -0.00011976 | 0.0011413 | 8.6026e-05 | -1.8098e-05 | -0.00063908 | -0.00021039 | 0.0050623 | 0.0010617 | 0 | 0 | 0 | 0 | 0 | 0 | 0 | 0 | 0 | 0 | 0 | 0.3181 | 0 | 0 | 0 | 0 | 1.3814 | 0 | 0 | 0
10 | 280 | 10 | 73.4 | 1.7323 | 78.3295 | 0 | 3.4293 | 0.011107 | 0 | 78.1142 | 78.2503 | 78.2503 | -0.00082838 | -0.001836 | -0.00022326 | 0 | 0 | 0.0068976 | 0.0015401 | -0.00012204 | 0.0022651 | 0.00049319 | -1.8548e-05 | -0.00065495 | -0.00015325 | 0.0030973 | 0.00065039 | 0 | 0 | 0 | 0 | 0 | 0 | 0 | 0 | 0 | 0 | 0 | 0.31803 | 0 | 0 | 0 | 0 | 1.4143 | 0 | 0 | 0
10 | 280 | 11 | 75.2 | 1.7651 | 78.3295 | 0 | 3.4293 | 0.013646 | 0 | 78.2503 | 78.4175 | 78.4175 | -0.000536 | -0.001188 | -0.00014446 | 0 | 0 | 0.0071355 | 0.0015933 | -7.9211e-05 | 0.002844 | 0.00081662 | -1.2001e-05 | -0.00042378 | -0.0001074 | 0.0030973 | 0.00065039 | 0 | 0 | 0 | 0 | 0 | 0 | 0 | 0 | 0 | 0 | 0 | 0.31795 | 0 | 0 | 0 | 0 | 1.4472 | 0 | 0 | 0
10 | 280 | 12 | 77 | 1.6788 | 78.3295 | 0 | 2.4269 | 0.021181 | 0 | 78.4175 | 78.6771 | 78.6771 | -0.00024909 | -0.00055207 | -6.7135e-05 | 0 | 0 | 0.0094347 | 0.0021066 | -3.7231e-05 | 0.0043806 | 0.0014632 | -5.5772e-06 | -0.00019694 | -9.3812e-05 | 0.0041315 | 0.0008666 | 0 | 0 | 0 | 0 | 0 | 0 | 0 | 0 | 0 | 0 | 0 | 0.2316 | 0 | 0 | 0 | 0 | 1.4472 | 0 | 0 | 0
10 | 280 | 13 | 78.8 | 1.6457 | 78.3295 | 0 | 2.4269 | 0.022245 | 0 | 78.6771 | 78.9497 | 78.9497 | 2.1592e-05 | 4.7856e-05 | 5.8195e-06 | 0 | 0 | 0.0096329 | 0.0021509 | 3.2098e-06 | 0.0048707 | 0.0017414 | 4.8346e-07 | 1.7072e-05 | 5.4206e-06 | 0.0030973 | 0.00065039 | 0 | 0 | 0 | 0 | 0 | 0 | 0 | 0 | 0 | 0 | 0 | 0.23147 | 0 | 0 | 0 | 0 | 1.4143 | 0 | 0 | 0
10 | 280 | 14 | 78.8 | 1.5719 | 78.3295 | 0 | 1.952 | 0.020198 | 0 | 78.9497 | 79.1973 | 79.1973 | -2.6312e-05 | -5.8316e-05 | -7.0916e-06 | 0 | 0 | 0.0090779 | 0.002027 | -3.9179e-06 | 0.0045059 | 0.0015873 | -5.8913e-07 | -2.0803e-05 | -7.9058e-06 | 0.0025838 | 0.00054141 | 0 | 0 | 0 | 0 | 0 | 0 | 0 | 0 | 0 | 0 | 0 | 0.19051 | 0 | 0 | 0 | 0 | 1.3814 | 0 | 0 | 0
10 | 280 | 15 | 80.6 | 8.3032 | 78.3295 | 0 | 1.952 | 0.019807 | 0.1175 | 79.1973 | 79.44 | 78 | 0.00024649 | 0.0005463 | 6.6433e-05 | 0 | 0 | 0.0078094 | 0.0017437 | 3.6941e-05 | 0.0042258 | 0.0015763 | 5.5189e-06 | 0.00019488 | 0.00010605 | 0.0026854 | 0.00056426 | 0 | 0 | 0 | 0 | 0 | 0 | 6.7636 | 0 | 0 | 0 | 0 | 0.19109 | 0 | 0 | 0 | 0 | 1.3485 | 0 | 0 | 0
10 | 280 | 16 | 78.44 | 2.4654 | 78.3295 | 0 | 1.952 | 0.014941 | 0.014941 | 78 | 78.1831 | 78 | 7.7317e-05 | 0.00017136 | 2.0838e-05 | 0 | 0 | 0.0058669 | 0.00131 | 1.1577e-05 | 0.0030426 | 0.0010975 | 1.7311e-06 | 6.113e-05 | 3.0794e-05 | 0.0026854 | 0.00056426 | 0 | 0 | 0 | 0 | 0 | 0 | 0.86005 | 0 | 0 | 0 | 0 | 0.19109 | 0 | 0 | 0 | 0 | 1.4143 | 0 | 0 | 0
10 | 280 | 17 | 75.2 | 1.8685 | 78.3295 | 0 | 1.952 | 0.0077258 | 0 | 78 | 78.0947 | 78 | -0.00049202 | -0.0010905 | -0.00013261 | 0 | 0 | 0.0034488 | 0.00077007 | -7.3611e-05 | 0.00098489 | 0.00015247 | -1.1016e-05 | -0.00038901 | -0.00019263 | 0.0039265 | 0.00082442 | 0 | 0 | 0 | 0 | 0 | 0 | 0 | 0 | 0 | 0 | 0 | 0.19109 | 0 | 0 | 0 | 0 | 1.6774 | 0 | 0 | 0
10 | 280 | 18 | 75.2 | 2.4141 | 78.3295 | 0 | 3.3237 | 0.0024262 | 0 | 78 | 78.0297 | 78 | -0.00049202 | -0.0010905 | -0.00013261 | 0 | 0 | 0.0009514 | 0.00021243 | -7.3084e-05 | -0.00032497 | -0.00032012 | -1.1016e-05 | -0.00038901 | -0.00013927 | 0.0042349 | 0.00088946 | 0 | 0 | 0 | 0 | 0 | 0 | 0 | 0 | 0 | 0 | 0 | 0.30908 | 0 | 0 | 0 | 0 | 2.105 | 0 | 0 | 0
10 | 280 | 19 | 75.2 | 2.3812 | 78.3295 | 0 | 3.3237 | 0.001005 | 0 | 78 | 78.0123 | 78 | -0.00049202 | -0.0010905 | -0.00013261 | 0 | 0 | 0 | 0 | -7.3085e-05 | -0.00075484 | -0.00045782 | -1.1016e-05 | -0.00038901 | -0.00013927 | 0.0045452 | 0.0009545 | 0 | 0 | 0 | 0 | 0 | 0 | 0 | 0 | 0 | 0 | 0 | 0.30908 | 0 | 0 | 0 | 0 | 2.0721 | 0 | 0 | 0
10 | 280 | 20 | 73.4 | 2.2496 | 78.3295 | 0 | 3.3237 | 0.0011644 | 0 | 78 | 78.0143 | 78 | -0.00080832 | -0.0017915 | -0.00021786 | 0 | 0 | 0 | 0 | -0.00012117 | -0.0012401 | -0.00075243 | -1.8098e-05 | -0.00063908 | -0.0003742 | 0.0071272 | 0.0014959 | 0 | 0 | 0 | 0 | 0 | 0 | 0 | 0 | 0 | 0 | 0 | 0.30908 | 0 | 0 | 0 | 0 | 1.9405 | 0 | 0 | 0
10 | 280 | 21 | 75.2 | 2.1509 | 78.3295 | 0 | 3.3237 | 0.0035633 | 0 | 78 | 78.0437 | 78 | -0.00049202 | -0.0010905 | -0.00013261 | 0 | 0 | 0 | 0 | -7.3309e-05 | -0.00075484 | -0.00045788 | -1.1016e-05 | -0.00038901 | -0.00016274 | 0.0071272 | 0.0014959 | 0 | 0 | 0 | 0 | 0 | 0 | 0 | 0 | 0 | 0 | 0 | 0.30908 | 0 | 0 | 0 | 0 | 1.8419 | 0 | 0 | 0
10 | 280 | 22 | 75.2 | 1.9978 | 78.3295 | 0 | 2.6907 | 0.0038206 | 0 | 78 | 78.0468 | 78 | -0.00049202 | -0.0010905 | -0.00013261 | 0 | 0 | 0 | 0 | -7.3694e-05 | -0.00075484 | -0.00045798 | -1.1016e-05 | -0.00038901 | -0.00021877 | 0.0074411 | 0.0015609 | 0 | 0 | 0 | 0 | 0 | 0 | 0 | 0 | 0 | 0 | 0 | 0.25462 | 0 | 0 | 0 | 0 | 1.7432 | 0 | 0 | 0
10 | 280 | 23 | 74.3 | 1.7347 | 78.3295 | 0 | 2.6907 | 0.0026922 | 0 | 78 | 78.033 | 78 | -0.00065017 | -0.001441 | -0.00017523 | 0 | 0 | 0 | 0 | -9.7134e-05 | -0.00099747 | -0.00060512 | -1.4557e-05 | -0.00051405 | -0.00025409 | 0.0074411 | 0.0015609 | 0 | 0 | 0 | 0 | 0 | 0 | 0 | 0 | 0 | 0 | 0 | 0.25462 | 0 | 0 | 0 | 0 | 1.4801 | 0 | 0 | 0
10 | 280 | 24 | 73.4 | 1.2787 | 78.3295 | 0 | 0.44844 | 0.00084399 | 0 | 78 | 78.0103 | 78 | -0.00080832 | -0.0017915 | -0.00021786 | 0 | 0 | 0 | 0 | -0.00012047 | -0.0012401 | -0.00075223 | -1.8098e-05 | -0.00063908 | -0.00028363 | 0.0067153 | 0.0014098 | 0 | 0 | 0 | 0 | 0 | 0 | 0 | 0 | 0 | 0 | 0 | 0.061765 | 0 | 0 | 0 | 0 | 1.2169 | 0 | 0 | 0
10 | 281 | 1 | 73.4 | 0.98302 | 78.1046 | 0 | 0.44981 | -0.0037663 | 0 | 78 | 77.9538 | 77.9538 | -0.00080832 | -0.0017915 | -0.00021786 | 0 | 0 | 0 | 0 | -0.00012009 | -0.0012401 | -0.00075213 | -1.8098e-05 | -0.00063908 | -0.00024578 | 0.0020667 | 0.00043418 | 0 | 0 | 0 | 0 | 0 | 0 | 0 | 0 | 0 | 0 | 0 | 0.062092 | 0 | 0 | 0 | 0 | 0.92093 | 0 | 0 | 0
10 | 281 | 2 | 73.4 | 0.91726 | 78.1046 | 0 | 0.44981 | -0.0036719 | 0 | 77.9538 | 77.9088 | 77.9088 | -0.00080021 | -0.0017735 | -0.00021567 | 0 | 0 | 0 | 0 | -0.00011856 | -0.0012277 | -0.00074449 | -1.7917e-05 | -0.00063267 | -0.00020784 | 0.0020667 | 0.00043418 | 0 | 0 | 0 | 0 | 0 | 0 | 0 | 0 | 0 | 0 | 0 | 0.062115 | 0 | 0 | 0 | 0 | 0.85515 | 0 | 0 | 0
10 | 281 | 3 | 73.22 | 0.88439 | 78.1046 | 0 | 0.44981 | -0.0038798 | 0 | 77.9088 | 77.8613 | 77.8613 | -0.00082393 | -0.0018261 | -0.00022206 | 0 | 0 | 0 | 0 | -0.00012243 | -0.0012641 | -0.00076666 | -1.8448e-05 | -0.00065143 | -0.00025137 | 0.0020667 | 0.00043418 | 0 | 0 | 0 | 0 | 0 | 0 | 0 | 0 | 0 | 0 | 0 | 0.062138 | 0 | 0 | 0 | 0 | 0.82226 | 0 | 0 | 0
10 | 281 | 4 | 73.4 | 0.85153 | 78.1046 | 0 | 0.44981 | -0.0036263 | 0 | 77.8613 | 77.8169 | 77.8169 | -0.00078395 | -0.0017375 | -0.00021129 | 0 | 0 | 0 | 0 | -0.00011677 | -0.0012027 | -0.00072953 | -1.7553e-05 | -0.00061981 | -0.00027387 | 0.0020667 | 0.00043418 | 0 | 0 | 0 | 0 | 0 | 0 | 0 | 0 | 0 | 0 | 0 | 0.06216 | 0 | 0 | 0 | 0 | 0.78937 | 0 | 0 | 0
10 | 281 | 5 | 73.22 | 0.85155 | 78.1046 | 0 | 0.44981 | -0.0038005 | 0 | 77.8169 | 77.7703 | 77.7703 | -0.00080777 | -0.0017903 | -0.00021771 | 0 | 0 | 0 | 0 | -0.00012034 | -0.0012393 | -0.00075171 | -1.8086e-05 | -0.00063865 | -0.00028341 | 0.0020667 | 0.00043418 | 0 | 0 | 0 | 0 | 0 | 0 | 0 | 0 | 0 | 0 | 0 | 0.062183 | 0 | 0 | 0 | 0 | 0.78937 | 0 | 0 | 0
10 | 281 | 6 | 73.4 | 0.95709 | 78.1046 | 0 | 0.52919 | -0.0021231 | 0 | 77.7703 | 77.7443 | 77.7443 | -0.00076795 | -0.001702 | -0.00020698 | 0 | 0 | 0 | 0 | -0.00011439 | -0.0011782 | -0.00071465 | -1.7195e-05 | -0.00060717 | -0.00026751 | 0.0034529 | 0.00072422 | 0 | 0 | 0 | 0 | 0 | 0 | 0 | 0 | 0 | 0 | 0 | 0.069056 | 0 | 0 | 0 | 0 | 0.88804 | 0 | 0 | 0
10 | 281 | 7 | 73.4 | 1.5175 | 78.1046 | 0 | 3.9689 | -0.0011703 | 0 | 77.7443 | 77.7299 | 77.7299 | -0.00076338 | -0.0016919 | -0.00020574 | 0 | 0 | 0.00015857 | 3.5406e-05 | -0.0001149 | -0.0011512 | -0.00071894 | -1.7092e-05 | -0.00060355 | -0.00043596 | 0.0043383 | 0.00091055 | 0 | 0 | 0 | 0 | 0 | 0 | 0 | 0 | 0 | 0 | 0 | 0.36635 | 0 | 0 | 0 | 0 | 1.1512 | 0 | 0 | 0
10 | 281 | 8 | 73.94 | 1.7148 | 78.1046 | 0 | 3.9689 | 0.0067976 | 0 | 77.7299 | 77.8132 | 77.8132 | -0.00066597 | -0.001476 | -0.00017949 | 0 | 0 | 0.0016253 | 0.00036291 | -9.9977e-05 | -0.00022026 | -0.00034486 | -1.4911e-05 | -0.00052654 | -0.00033928 | 0.0086767 | 0.0018211 | 0 | 0 | 0 | 0 | 0 | 0 | 0 | 0 | 0 | 0 | 0 | 0.36631 | 0 | 0 | 0 | 0 | 1.3485 | 0 | 0 | 0
10 | 281 | 9 | 75.2 | 1.7019 | 78.1046 | 0 | 3.4398 | 0.0098876 | 0 | 77.8132 | 77.9344 | 77.9344 | -0.0004592 | -0.0010177 | -0.00012376 | 0 | 0 | 0.0037263 | 0.00083203 | -6.8785e-05 | 0.0012024 | 0.00024902 | -1.0282e-05 | -0.00036306 | -0.0002033 | 0.0050623 | 0.0010617 | 0 | 0 | 0 | 0 | 0 | 0 | 0 | 0 | 0 | 0 | 0 | 0.32051 | 0 | 0 | 0 | 0 | 1.3814 | 0 | 0 | 0
10 | 281 | 10 | 77 | 1.7347 | 78.1046 | 0 | 3.4398 | 0.013252 | 0 | 77.9344 | 78.0968 | 78.0968 | -0.00016419 | -0.00036391 | -4.4253e-05 | 0 | 0 | 0.0055894 | 0.0012481 | -2.4662e-05 | 0.0026088 | 0.00086719 | -3.6763e-06 | -0.00012982 | -7.9037e-05 | 0.0030973 | 0.00065039 | 0 | 0 | 0 | 0 | 0 | 0 | 0 | 0 | 0 | 0 | 0 | 0.32043 | 0 | 0 | 0 | 0 | 1.4143 | 0 | 0 | 0
10 | 281 | 11 | 78.8 | 1.7675 | 78.1046 | 0 | 3.4398 | 0.018063 | 0 | 78.0968 | 78.3182 | 78.3182 | 0.00012357 | 0.00027387 | 3.3304e-05 | 0 | 0 | 0.0069769 | 0.0015579 | 1.8647e-05 | 0.003763 | 0.0013946 | 2.7667e-06 | 9.7697e-05 | 7.366e-05 | 0.0030973 | 0.00065039 | 0 | 0 | 0 | 0 | 0 | 0 | 0 | 0 | 0 | 0 | 0 | 0.32032 | 0 | 0 | 0 | 0 | 1.4472 | 0 | 0 | 0
10 | 281 | 12 | 77 | 1.6805 | 78.1046 | 0 | 2.4343 | 0.021019 | 0 | 78.3182 | 78.5758 | 78.5758 | -0.00023163 | -0.00051337 | -6.2429e-05 | 0 | 0 | 0.0092761 | 0.0020712 | -3.4524e-05 | 0.0043261 | 0.0014502 | -5.1862e-06 | -0.00018313 | -7.2714e-05 | 0.0041315 | 0.0008666 | 0 | 0 | 0 | 0 | 0 | 0 | 0 | 0 | 0 | 0 | 0 | 0.2333 | 0 | 0 | 0 | 0 | 1.4472 | 0 | 0 | 0
10 | 281 | 13 | 79.88 | 1.6473 | 78.1046 | 0 | 2.4343 | 0.052564 | 0 | 78.5758 | 79.2199 | 79.2199 | 0.00022918 | 0.00050795 | 6.1769e-05 | 0 | 0 | 0.024284 | 0.0062663 | 3.4229e-05 | 0.01287 | 0.0042976 | 5.1314e-06 | 0.0001812 | 7.8871e-05 | 0.0030973 | 0.00065039 | 0 | 0 | 0 | 0 | 0 | 0 | 0 | 0 | 0 | 0 | 0 | 0.23298 | 0 | 0 | 0 | 0 | 1.4143 | 0 | 0 | 0
10 | 281 | 14 | 82.4 | 1.573 | 78.1046 | 0 | 1.958 | 0.042387 | 0 | 79.2199 | 79.7394 | 79.7394 | 0.0005588 | 0.0012385 | 0.00015061 | 0 | 0 | 0.017649 | 0.0047853 | 8.3584e-05 | 0.010572 | 0.0035492 | 1.2512e-05 | 0.00044181 | 0.00022104 | 0.0025838 | 0.00054141 | 0 | 0 | 0 | 0 | 0 | 0 | 0 | 0 | 0 | 0 | 0 | 0.19157 | 0 | 0 | 0 | 0 | 1.3814 | 0 | 0 | 0
10 | 281 | 15 | 84.2 | 11.9783 | 78.1046 | 0 | 1.958 | 0.039395 | 0.18133 | 79.7394 | 80.2222 | 78 | 0.00078382 | 0.0017372 | 0.00021125 | 0 | 0 | 0.015788 | 0.0038805 | 0.00011722 | 0.0091113 | 0.0035578 | 1.755e-05 | 0.00061972 | 0.00032069 | 0.0026854 | 0.00056426 | 0 | 0 | 0 | 0 | 0 | 0 | 10.4374 | 0 | 0 | 0 | 0 | 0.19242 | 0 | 0 | 0 | 0 | 1.3485 | 0 | 0 | 0
10 | 281 | 16 | 82.4 | 3.603 | 78.1046 | 0 | 1.958 | 0.034682 | 0.034682 | 78 | 78.425 | 78 | 0.00077317 | 0.0017136 | 0.00020838 | 0 | 0 | 0.012568 | 0.0029176 | 0.00011639 | 0.0085126 | 0.0035513 | 1.7311e-05 | 0.0006113 | 0.00044196 | 0.0026854 | 0.00056426 | 0 | 0 | 0 | 0 | 0 | 0 | 1.9963 | 0 | 0 | 0 | 0 | 0.19242 | 0 | 0 | 0 | 0 | 1.4143 | 0 | 0 | 0
10 | 281 | 17 | 82.4 | 3.1317 | 78.1046 | 0 | 1.958 | 0.021922 | 0.021922 | 78 | 78.2687 | 78 | 0.00077317 | 0.0017136 | 0.00020838 | 0 | 0 | 0.0054521 | 0.0011581 | 0.0001161 | 0.0043852 | 0.0023371 | 1.7311e-05 | 0.0006113 | 0.00039847 | 0.0039265 | 0.00082442 | 0 | 0 | 0 | 0 | 0 | 0 | 1.2618 | 0 | 0 | 0 | 0 | 0.19242 | 0 | 0 | 0 | 0 | 1.6774 | 0 | 0 | 0
10 | 281 | 18 | 81.5 | 3.0254 | 78.1046 | 0 | 3.3339 | 0.010581 | 0.010581 | 78 | 78.1297 | 78 | 0.00061503 | 0.0013631 | 0.00016576 | 0 | 0 | 0.0013511 | 0.00025131 | 9.2333e-05 | 0.00046924 | 0.00033732 | 1.377e-05 | 0.00048626 | 0.00031159 | 0.0042349 | 0.00088946 | 0 | 0 | 0 | 0 | 0 | 0 | 0.60907 | 0 | 0 | 0 | 0 | 0.31133 | 0 | 0 | 0 | 0 | 2.105 | 0 | 0 | 0
10 | 281 | 19 | 80.6 | 2.8949 | 78.1046 | 0 | 3.3339 | 0.008886 | 0.008886 | 78 | 78.1089 | 78 | 0.00045688 | 0.0010126 | 0.00012314 | 0 | 0 | 0 | 0 | 6.8594e-05 | 0.00070093 | 0.00042532 | 1.023e-05 | 0.00036122 | 0.00022744 | 0.0045452 | 0.0009545 | 0 | 0 | 0 | 0 | 0 | 0 | 0.51149 | 0 | 0 | 0 | 0 | 0.31133 | 0 | 0 | 0 | 0 | 2.0721 | 0 | 0 | 0
10 | 281 | 20 | 78.8 | 2.8055 | 78.1046 | 0 | 3.3339 | 0.0096187 | 0.0096187 | 78 | 78.1179 | 78 | 0.00014058 | 0.00031157 | 3.7888e-05 | 0 | 0 | 0 | 0 | 2.0782e-05 | 0.00021567 | 0.00013078 | 3.1475e-06 | 0.00011114 | 2.407e-05 | 0.0071272 | 0.0014959 | 0 | 0 | 0 | 0 | 0 | 0 | 0.55366 | 0 | 0 | 0 | 0 | 0.31133 | 0 | 0 | 0 | 0 | 1.9405 | 0 | 0 | 0
10 | 281 | 21 | 77 | 2.1532 | 78.1046 | 0 | 3.3339 | 0.0058666 | 0 | 78 | 78.0719 | 78 | -0.00017572 | -0.00038946 | -4.736e-05 | 0 | 0 | 0 | 0 | -2.6123e-05 | -0.00026959 | -0.00016351 | -3.9344e-06 | -0.00013893 | -4.5976e-05 | 0.0071272 | 0.0014959 | 0 | 0 | 0 | 0 | 0 | 0 | 0 | 0 | 0 | 0 | 0 | 0.31133 | 0 | 0 | 0 | 0 | 1.8419 | 0 | 0 | 0
10 | 281 | 22 | 77 | 1.9996 | 78.1046 | 0 | 2.6989 | 0.0061414 | 0 | 78 | 78.0753 | 78 | -0.00017572 | -0.00038946 | -4.736e-05 | 0 | 0 | 0 | 0 | -2.638e-05 | -0.00026959 | -0.00016358 | -3.9344e-06 | -0.00013893 | -8.4701e-05 | 0.0074411 | 0.0015609 | 0 | 0 | 0 | 0 | 0 | 0 | 0 | 0 | 0 | 0 | 0 | 0.25645 | 0 | 0 | 0 | 0 | 1.7432 | 0 | 0 | 0
10 | 281 | 23 | 77 | 1.7365 | 78.1046 | 0 | 2.6989 | 0.0061805 | 0 | 78 | 78.0757 | 78 | -0.00017572 | -0.00038946 | -4.736e-05 | 0 | 0 | 0 | 0 | -2.6096e-05 | -0.00026959 | -0.0001635 | -3.9344e-06 | -0.00013893 | -4.5976e-05 | 0.0074411 | 0.0015609 | 0 | 0 | 0 | 0 | 0 | 0 | 0 | 0 | 0 | 0 | 0 | 0.25645 | 0 | 0 | 0 | 0 | 1.4801 | 0 | 0 | 0
10 | 281 | 24 | 77 | 1.279 | 78.1046 | 0 | 0.44981 | 0.0054351 | 0 | 78 | 78.0666 | 78 | -0.00017572 | -0.00038946 | -4.736e-05 | 0 | 0 | 0 | 0 | -2.6249e-05 | -0.00026959 | -0.00016355 | -3.9344e-06 | -0.00013893 | -6.5383e-05 | 0.0067153 | 0.0014098 | 0 | 0 | 0 | 0 | 0 | 0 | 0 | 0 | 0 | 0 | 0 | 0.06207 | 0 | 0 | 0 | 0 | 1.2169 | 0 | 0 | 0
10 | 282 | 1 | 77 | 0.9833 | 77.8784 | 0 | 0.45118 | 0.00077692 | 0 | 78 | 78.0095 | 78 | -0.00017572 | -0.00038946 | -4.736e-05 | 0 | 0 | 0 | 0 | -2.6316e-05 | -0.00026959 | -0.00016356 | -3.9344e-06 | -0.00013893 | -7.4871e-05 | 0.0020667 | 0.00043418 | 0 | 0 | 0 | 0 | 0 | 0 | 0 | 0 | 0 | 0 | 0 | 0.062376 | 0 | 0 | 0 | 0 | 0.92093 | 0 | 0 | 0
10 | 282 | 2 | 77 | 0.91752 | 77.8784 | 0 | 0.45118 | 0.0008142 | 0 | 78 | 78.01 | 78 | -0.00017572 | -0.00038946 | -4.736e-05 | 0 | 0 | 0 | 0 | -2.6023e-05 | -0.00026959 | -0.00016348 | -3.9344e-06 | -0.00013893 | -3.796e-05 | 0.0020667 | 0.00043418 | 0 | 0 | 0 | 0 | 0 | 0 | 0 | 0 | 0 | 0 | 0 | 0.062376 | 0 | 0 | 0 | 0 | 0.85515 | 0 | 0 | 0
10 | 282 | 3 | 77 | 0.88463 | 77.8784 | 0 | 0.45118 | 0.00080609 | 0 | 78 | 78.0099 | 78 | -0.00017572 | -0.00038946 | -4.736e-05 | 0 | 0 | 0 | 0 | -2.6097e-05 | -0.00026959 | -0.0001635 | -3.9344e-06 | -0.00013893 | -4.5976e-05 | 0.0020667 | 0.00043418 | 0 | 0 | 0 | 0 | 0 | 0 | 0 | 0 | 0 | 0 | 0 | 0.062376 | 0 | 0 | 0 | 0 | 0.82226 | 0 | 0 | 0
10 | 282 | 4 | 77 | 0.85174 | 77.8784 | 0 | 0.45118 | 0.00082171 | 0 | 78 | 78.0101 | 78 | -0.00017572 | -0.00038946 | -4.736e-05 | 0 | 0 | 0 | 0 | -2.5948e-05 | -0.00026959 | -0.00016346 | -3.9344e-06 | -0.00013893 | -3.0549e-05 | 0.0020667 | 0.00043418 | 0 | 0 | 0 | 0 | 0 | 0 | 0 | 0 | 0 | 0 | 0 | 0.062376 | 0 | 0 | 0 | 0 | 0.78937 | 0 | 0 | 0
10 | 282 | 5 | 77 | 0.85174 | 77.8784 | 0 | 0.45118 | 0.0008142 | 0 | 78 | 78.01 | 78 | -0.00017572 | -0.00038946 | -4.736e-05 | 0 | 0 | 0 | 0 | -2.6024e-05 | -0.00026959 | -0.00016348 | -3.9344e-06 | -0.00013893 | -3.796e-05 | 0.0020667 | 0.00043418 | 0 | 0 | 0 | 0 | 0 | 0 | 0 | 0 | 0 | 0 | 0 | 0.062376 | 0 | 0 | 0 | 0 | 0.78937 | 0 | 0 | 0
10 | 282 | 6 | 77 | 0.95733 | 77.8784 | 0 | 0.5308 | 0.0022079 | 0 | 78 | 78.0271 | 78 | -0.00017572 | -0.00038946 | -4.736e-05 | 0 | 0 | 0 | 0 | -2.5949e-05 | -0.00026959 | -0.00016346 | -3.9344e-06 | -0.00013893 | -3.0549e-05 | 0.0034529 | 0.00072422 | 0 | 0 | 0 | 0 | 0 | 0 | 0 | 0 | 0 | 0 | 0 | 0.06929 | 0 | 0 | 0 | 0 | 0.88804 | 0 | 0 | 0
10 | 282 | 7 | 77 | 1.5201 | 77.8784 | 0 | 3.981 | 0.0033517 | 0 | 78 | 78.0411 | 78 | -0.00017572 | -0.00038946 | -4.736e-05 | 0 | 0 | 0.00026122 | 5.7189e-05 | -2.6097e-05 | -0.0002846 | -0.00019293 | -3.9344e-06 | -0.00013893 | -4.5976e-05 | 0.0043383 | 0.00091055 | 0 | 0 | 0 | 0 | 0 | 0 | 0 | 0 | 0 | 0 | 0 | 0.36892 | 0 | 0 | 0 | 0 | 1.1512 | 0 | 0 | 0
10 | 282 | 8 | 77 | 1.7174 | 77.8784 | 0 | 3.981 | 0.016147 | 0 | 78 | 78.1979 | 78 | -0.00017572 | -0.00038946 | -4.736e-05 | 0 | 0 | 0.0037038 | 0.00085136 | -2.5871e-05 | 0.0013626 | 0.00053644 | -3.9344e-06 | -0.00013893 | -2.3826e-05 | 0.0086767 | 0.0018211 | 0 | 0 | 0 | 0 | 0 | 0 | 0 | 0 | 0 | 0 | 0 | 0.36892 | 0 | 0 | 0 | 0 | 1.3485 | 0 | 0 | 0
10 | 282 | 9 | 78.8 | 1.704 | 77.8784 | 0 | 3.4502 | 0.029608 | 0 | 78 | 78.3628 | 78.3628 | 0.00014058 | 0.00031157 | 3.7888e-05 | 0 | 0 | 0.012079 | 0.0027382 | 2.0617e-05 | 0.005576 | 0.0024559 | 3.1475e-06 | 0.00011114 | 9.8296e-06 | 0.0050623 | 0.0010617 | 0 | 0 | 0 | 0 | 0 | 0 | 0 | 0 | 0 | 0 | 0 | 0.32264 | 0 | 0 | 0 | 0 | 1.3814 | 0 | 0 | 0
10 | 282 | 10 | 80.6 | 1.7368 | 77.8784 | 0 | 3.4502 | 0.022768 | 0 | 78.3628 | 78.6419 | 78.6419 | 0.00039312 | 0.00087127 | 0.00010595 | 0 | 0 | 0.0087518 | 0.0021 | 5.727e-05 | 0.0045446 | 0.001863 | 8.8019e-06 | 0.00031081 | 1.3765e-05 | 0.0030973 | 0.00065039 | 0 | 0 | 0 | 0 | 0 | 0 | 0 | 0 | 0 | 0 | 0 | 0.32251 | 0 | 0 | 0 | 0 | 1.4143 | 0 | 0 | 0
10 | 282 | 11 | 80.6 | 1.7695 | 77.8784 | 0 | 3.4502 | 0.031432 | 0 | 78.6419 | 79.0271 | 79.0271 | 0.00034408 | 0.00076261 | 9.2737e-05 | 0 | 0 | 0.013259 | 0.0032938 | 5.0822e-05 | 0.0069392 | 0.0025979 | 7.7041e-06 | 0.00027204 | 6.4114e-05 | 0.0030973 | 0.00065039 | 0 | 0 | 0 | 0 | 0 | 0 | 0 | 0 | 0 | 0 | 0 | 0.32232 | 0 | 0 | 0 | 0 | 1.4472 | 0 | 0 | 0
10 | 282 | 12 | 78.8 | 1.6817 | 77.8784 | 0 | 2.4417 | 0.037487 | 0 | 79.0271 | 79.4865 | 79.4865 | -3.9903e-05 | -8.8439e-05 | -1.0755e-05 | 0 | 0 | 0.01695 | 0.0045193 | -5.9795e-06 | 0.008679 | 0.002535 | -8.9344e-07 | -3.1549e-05 | -1.668e-05 | 0.0041315 | 0.0008666 | 0 | 0 | 0 | 0 | 0 | 0 | 0 | 0 | 0 | 0 | 0 | 0.23451 | 0 | 0 | 0 | 0 | 1.4472 | 0 | 0 | 0
10 | 282 | 13 | 78.8 | 1.6486 | 77.8784 | 0 | 2.4417 | 0.025139 | 0 | 79.4865 | 79.7946 | 79.7946 | -0.00012063 | -0.00026736 | -3.2512e-05 | 0 | 0 | 0.011922 | 0.002863 | -1.7913e-05 | 0.0053513 | 0.0018222 | -2.701e-06 | -9.5375e-05 | -3.1106e-05 | 0.0030973 | 0.00065039 | 0 | 0 | 0 | 0 | 0 | 0 | 0 | 0 | 0 | 0 | 0 | 0.23436 | 0 | 0 | 0 | 0 | 1.4143 | 0 | 0 | 0
10 | 282 | 14 | 80.6 | 2.6559 | 77.8784 | 0 | 1.964 | 0.035555 | 0.018792 | 79.7946 | 80.2303 | 80 | 0.00014153 | 0.00031368 | 3.8145e-05 | 0 | 0 | 0.016536 | 0.0040256 | 2.0815e-05 | 0.0082222 | 0.0030027 | 3.1689e-06 | 0.0001119 | 1.4011e-05 | 0.0025838 | 0.00054141 | 0 | 0 | 0 | 0 | 0 | 0 | 1.0817 | 0 | 0 | 0 | 0 | 0.19277 | 0 | 0 | 0 | 0 | 1.3814 | 0 | 0 | 0
10 | 282 | 15 | 80.6 | 13.148 | 77.8784 | 0 | 1.964 | 0.038429 | 0.20162 | 80 | 80.4709 | 78 | 0.00010543 | 0.00023367 | 2.8416e-05 | 0 | 0 | 0.017244 | 0.0045119 | 1.5425e-05 | 0.0097487 | 0.0031982 | 2.3607e-06 | 8.3359e-05 | 7.0618e-06 | 0.0026854 | 0.00056426 | 0 | 0 | 0 | 0 | 0 | 0 | 11.6058 | 0 | 0 | 0 | 0 | 0.19375 | 0 | 0 | 0 | 0 | 1.3485 | 0 | 0 | 0
10 | 282 | 16 | 80.6 | 3.4807 | 77.8784 | 0 | 1.964 | 0.032534 | 0.032534 | 78 | 78.3987 | 78 | 0.00045688 | 0.0010126 | 0.00012314 | 0 | 0 | 0.013367 | 0.0030346 | 6.7658e-05 | 0.0076831 | 0.00306 | 1.023e-05 | 0.00036122 | 0.00010779 | 0.0026854 | 0.00056426 | 0 | 0 | 0 | 0 | 0 | 0 | 1.8727 | 0 | 0 | 0 | 0 | 0.19375 | 0 | 0 | 0 | 0 | 1.4143 | 0 | 0 | 0
10 | 282 | 17 | 78.8 | 2.9094 | 77.8784 | 0 | 1.964 | 0.018037 | 0.018037 | 78 | 78.2211 | 78 | 0.00014058 | 0.00031157 | 3.7888e-05 | 0 | 0 | 0.00673 | 0.0014667 | 2.0782e-05 | 0.0031151 | 0.0013254 | 3.1475e-06 | 0.00011114 | 2.407e-05 | 0.0039265 | 0.00082442 | 0 | 0 | 0 | 0 | 0 | 0 | 1.0382 | 0 | 0 | 0 | 0 | 0.19375 | 0 | 0 | 0 | 0 | 1.6774 | 0 | 0 | 0
10 | 282 | 18 | 77 | 2.4186 | 77.8784 | 0 | 3.344 | 0.0041381 | 0 | 78 | 78.0507 | 78 | -0.00017572 | -0.00038946 | -4.736e-05 | 0 | 0 | 0.0011223 | 0.00021374 | -2.5984e-05 | -0.00040384 | -0.00021714 | -3.9344e-06 | -0.00013893 | -3.0549e-05 | 0.0042349 | 0.00088946 | 0 | 0 | 0 | 0 | 0 | 0 | 0 | 0 | 0 | 0 | 0 | 0.3136 | 0 | 0 | 0 | 0 | 2.105 | 0 | 0 | 0
10 | 282 | 19 | 76.82 | 2.3857 | 77.8784 | 0 | 3.344 | 0.0030908 | 0 | 78 | 78.0379 | 78 | -0.00020735 | -0.00045956 | -5.5885e-05 | 0 | 0 | 0 | 0 | -3.0442e-05 | -0.00031811 | -0.00019283 | -4.6426e-06 | -0.00016394 | -2.1627e-05 | 0.0045452 | 0.0009545 | 0 | 0 | 0 | 0 | 0 | 0 | 0 | 0 | 0 | 0 | 0 | 0.3136 | 0 | 0 | 0 | 0 | 2.0721 | 0 | 0 | 0
10 | 282 | 20 | 77 | 2.2541 | 77.8784 | 0 | 3.344 | 0.0058951 | 0 | 78 | 78.0722 | 78 | -0.00017572 | -0.00038946 | -4.736e-05 | 0 | 0 | 0 | 0 | -2.5786e-05 | -0.00026959 | -0.00016342 | -3.9344e-06 | -0.00013893 | -1.7881e-05 | 0.0071272 | 0.0014959 | 0 | 0 | 0 | 0 | 0 | 0 | 0 | 0 | 0 | 0 | 0 | 0.3136 | 0 | 0 | 0 | 0 | 1.9405 | 0 | 0 | 0
10 | 282 | 21 | 77 | 2.1555 | 77.8784 | 0 | 3.344 | 0.0059003 | 0 | 78 | 78.0723 | 78 | -0.00017572 | -0.00038946 | -4.736e-05 | 0 | 0 | 0 | 0 | -2.571e-05 | -0.00026959 | -0.0001634 | -3.9344e-06 | -0.00013893 | -1.2803e-05 | 0.0071272 | 0.0014959 | 0 | 0 | 0 | 0 | 0 | 0 | 0 | 0 | 0 | 0 | 0 | 0.3136 | 0 | 0 | 0 | 0 | 1.8419 | 0 | 0 | 0
10 | 282 | 22 | 75.2 | 2.0015 | 77.8784 | 0 | 2.7071 | 0.0039786 | 0 | 78 | 78.0488 | 78 | -0.00049202 | -0.0010905 | -0.00013261 | 0 | 0 | 0 | 0 | -7.2387e-05 | -0.00075484 | -0.00045762 | -1.1016e-05 | -0.00038901 | -6.2444e-05 | 0.0074411 | 0.0015609 | 0 | 0 | 0 | 0 | 0 | 0 | 0 | 0 | 0 | 0 | 0 | 0.25829 | 0 | 0 | 0 | 0 | 1.7432 | 0 | 0 | 0
10 | 282 | 23 | 75.2 | 1.7383 | 77.8784 | 0 | 2.7071 | 0.0039623 | 0 | 78 | 78.0486 | 78 | -0.00049202 | -0.0010905 | -0.00013261 | 0 | 0 | 0 | 0 | -7.2466e-05 | -0.00075484 | -0.00045764 | -1.1016e-05 | -0.00038901 | -7.8652e-05 | 0.0074411 | 0.0015609 | 0 | 0 | 0 | 0 | 0 | 0 | 0 | 0 | 0 | 0 | 0 | 0.25829 | 0 | 0 | 0 | 0 | 1.4801 | 0 | 0 | 0
10 | 282 | 24 | 75.2 | 1.2793 | 77.8784 | 0 | 0.45118 | 0.003253 | 0 | 78 | 78.0399 | 78 | -0.00049202 | -0.0010905 | -0.00013261 | 0 | 0 | 0 | 0 | -7.2248e-05 | -0.00075484 | -0.00045758 | -1.1016e-05 | -0.00038901 | -6.2444e-05 | 0.0067153 | 0.0014098 | 0 | 0 | 0 | 0 | 0 | 0 | 0 | 0 | 0 | 0 | 0 | 0.062376 | 0 | 0 | 0 | 0 | 1.2169 | 0 | 0 | 0
10 | 283 | 1 | 75.2 | 0.98362 | 77.6509 | 0 | 0.45254 | -0.0013815 | 0 | 78 | 77.9831 | 77.9831 | -0.00049202 | -0.0010905 | -0.00013261 | 0 | 0 | 0 | 0 | -7.2029e-05 | -0.00075484 | -0.00045752 | -1.1016e-05 | -0.00038901 | -4.8629e-05 | 0.0020667 | 0.00043418 | 0 | 0 | 0 | 0 | 0 | 0 | 0 | 0 | 0 | 0 | 0 | 0.062692 | 0 | 0 | 0 | 0 | 0.92093 | 0 | 0 | 0
10 | 283 | 2 | 73.4 | 0.91786 | 77.6509 | 0 | 0.45254 | -0.0035979 | 0 | 77.9831 | 77.939 | 77.939 | -0.00080534 | -0.0017849 | -0.00021705 | 0 | 0 | 0 | 0 | -0.00011823 | -0.0012355 | -0.00074897 | -1.8032e-05 | -0.00063673 | -9.9733e-05 | 0.0020667 | 0.00043418 | 0 | 0 | 0 | 0 | 0 | 0 | 0 | 0 | 0 | 0 | 0 | 0.062714 | 0 | 0 | 0 | 0 | 0.85515 | 0 | 0 | 0
10 | 283 | 3 | 73.4 | 0.88499 | 77.6509 | 0 | 0.45254 | -0.0035426 | 0 | 77.939 | 77.8956 | 77.8956 | -0.0007976 | -0.0017677 | -0.00021497 | 0 | 0 | 0 | 0 | -0.00011683 | -0.0012236 | -0.00074169 | -1.7858e-05 | -0.00063061 | -9.8287e-05 | 0.0020667 | 0.00043418 | 0 | 0 | 0 | 0 | 0 | 0 | 0 | 0 | 0 | 0 | 0 | 0.062735 | 0 | 0 | 0 | 0 | 0.82226 | 0 | 0 | 0
10 | 283 | 4 | 73.4 | 0.85212 | 77.6509 | 0 | 0.45254 | -0.0035363 | 0 | 77.8956 | 77.8522 | 77.8522 | -0.00078997 | -0.0017508 | -0.00021291 | 0 | 0 | 0 | 0 | -0.00011639 | -0.0012119 | -0.00073478 | -1.7687e-05 | -0.00062457 | -0.0001439 | 0.0020667 | 0.00043418 | 0 | 0 | 0 | 0 | 0 | 0 | 0 | 0 | 0 | 0 | 0 | 0.062757 | 0 | 0 | 0 | 0 | 0.78937 | 0 | 0 | 0
10 | 283 | 5 | 73.4 | 0.85214 | 77.6509 | 0 | 0.45254 | -0.0034563 | 0 | 77.8522 | 77.8099 | 77.8099 | -0.00078235 | -0.0017339 | -0.00021086 | 0 | 0 | 0 | 0 | -0.00011493 | -0.0012003 | -0.00072761 | -1.7517e-05 | -0.00061855 | -0.00011689 | 0.0020667 | 0.00043418 | 0 | 0 | 0 | 0 | 0 | 0 | 0 | 0 | 0 | 0 | 0 | 0.062778 | 0 | 0 | 0 | 0 | 0.78937 | 0 | 0 | 0
10 | 283 | 6 | 73.4 | 0.9578 | 77.6509 | 0 | 0.5324 | -0.002017 | 0 | 77.8099 | 77.7851 | 77.7851 | -0.00077491 | -0.0017175 | -0.00020885 | 0 | 0 | 0 | 0 | -0.00011383 | -0.0011888 | -0.00072068 | -1.735e-05 | -0.00061267 | -0.00011534 | 0.0034529 | 0.00072422 | 0 | 0 | 0 | 0 | 0 | 0 | 0 | 0 | 0 | 0 | 0 | 0.069759 | 0 | 0 | 0 | 0 | 0.88804 | 0 | 0 | 0
10 | 283 | 7 | 73.4 | 1.5229 | 77.6509 | 0 | 3.993 | -0.00083013 | 0 | 77.7851 | 77.775 | 77.775 | -0.00077057 | -0.0017078 | -0.00020768 | 0 | 0 | 0.00015857 | 3.5406e-05 | -0.00011286 | -0.0011352 | -0.00070852 | -1.7253e-05 | -0.00060923 | -9.3313e-05 | 0.0043383 | 0.00091055 | 0 | 0 | 0 | 0 | 0 | 0 | 0 | 0 | 0 | 0 | 0 | 0.37174 | 0 | 0 | 0 | 0 | 1.1512 | 0 | 0 | 0
10 | 283 | 8 | 75.2 | 1.7202 | 77.6509 | 0 | 3.993 | 0.0086139 | 0 | 77.775 | 77.8805 | 77.8805 | -0.00045248 | -0.0010028 | -0.00012195 | 0 | 0 | 0.0018235 | 0.00040717 | -6.668e-05 | 1.4737e-05 | -0.00022546 | -1.0131e-05 | -0.00035774 | -7.0974e-05 | 0.0086767 | 0.0018211 | 0 | 0 | 0 | 0 | 0 | 0 | 0 | 0 | 0 | 0 | 0 | 0.37169 | 0 | 0 | 0 | 0 | 1.3485 | 0 | 0 | 0
10 | 283 | 9 | 77 | 1.7066 | 77.6509 | 0 | 3.4606 | 0.012232 | 0 | 77.8805 | 78.0304 | 78.0304 | -0.00015473 | -0.00034293 | -4.1702e-05 | 0 | 0 | 0.0038056 | 0.00084974 | -2.2746e-05 | 0.0016446 | 0.00051166 | -3.4644e-06 | -0.00012233 | -1.5482e-05 | 0.0050623 | 0.0010617 | 0 | 0 | 0 | 0 | 0 | 0 | 0 | 0 | 0 | 0 | 0 | 0.32516 | 0 | 0 | 0 | 0 | 1.3814 | 0 | 0 | 0
10 | 283 | 10 | 79.34 | 1.7393 | 77.6509 | 0 | 3.4606 | 0.016662 | 0 | 78.0304 | 78.2346 | 78.2346 | 0.00023012 | 0.00051001 | 6.202e-05 | 0 | 0 | 0.0060651 | 0.0013543 | 3.3989e-05 | 0.0032396 | 0.0011968 | 5.1523e-06 | 0.00018194 | 3.5563e-05 | 0.0030973 | 0.00065039 | 0 | 0 | 0 | 0 | 0 | 0 | 0 | 0 | 0 | 0 | 0 | 0.32506 | 0 | 0 | 0 | 0 | 1.4143 | 0 | 0 | 0
10 | 283 | 11 | 81.14 | 1.7721 | 77.6509 | 0 | 3.4606 | 0.021711 | 0 | 78.2346 | 78.5007 | 78.5007 | 0.00051053 | 0.0011315 | 0.0001376 | 0 | 0 | 0.0077697 | 0.0017349 | 7.5638e-05 | 0.0043901 | 0.0016846 | 1.1431e-05 | 0.00040364 | 0.00011374 | 0.0030973 | 0.00065039 | 0 | 0 | 0 | 0 | 0 | 0 | 0 | 0 | 0 | 0 | 0 | 0.32493 | 0 | 0 | 0 | 0 | 1.4472 | 0 | 0 | 0
10 | 283 | 12 | 82.4 | 1.6836 | 77.6509 | 0 | 2.4491 | 0.030188 | 0 | 78.5007 | 78.8707 | 78.8707 | 0.00068519 | 0.0015186 | 0.00018467 | 0 | 0 | 0.010981 | 0.0024518 | 0.00010187 | 0.0061484 | 0.0023591 | 1.5341e-05 | 0.00054173 | 0.00020277 | 0.0041315 | 0.0008666 | 0 | 0 | 0 | 0 | 0 | 0 | 0 | 0 | 0 | 0 | 0 | 0.23648 | 0 | 0 | 0 | 0 | 1.4472 | 0 | 0 | 0
10 | 283 | 13 | 86 | 1.6505 | 77.6509 | 0 | 2.4491 | 0.037962 | 0 | 78.8707 | 79.3359 | 79.3359 | 0.0012528 | 0.0027766 | 0.00033764 | 0 | 0 | 0.013731 | 0.003131 | 0.00018699 | 0.0080058 | 0.0033002 | 2.805e-05 | 0.00099048 | 0.00047427 | 0.0030973 | 0.00065039 | 0 | 0 | 0 | 0 | 0 | 0 | 0 | 0 | 0 | 0 | 0 | 0.23625 | 0 | 0 | 0 | 0 | 1.4143 | 0 | 0 | 0
10 | 283 | 14 | 86 | 1.5756 | 77.6509 | 0 | 1.9699 | 0.041669 | 0 | 79.3359 | 79.8466 | 79.8466 | 0.001171 | 0.0025954 | 0.00031561 | 0 | 0 | 0.015385 | 0.0039582 | 0.00017502 | 0.0097279 | 0.0037573 | 2.6219e-05 | 0.00092585 | 0.00050606 | 0.0025838 | 0.00054141 | 0 | 0 | 0 | 0 | 0 | 0 | 0 | 0 | 0 | 0 | 0 | 0.19419 | 0 | 0 | 0 | 0 | 1.3814 | 0 | 0 | 0
10 | 283 | 15 | 84.2 | 11.9377 | 77.6509 | 0 | 1.9699 | 0.029898 | 0.18057 | 79.8466 | 80.213 | 78 | 0.00076499 | 0.0016955 | 0.00020618 | 0 | 0 | 0.011371 | 0.0027199 | 0.00011334 | 0.0063862 | 0.002572 | 1.7128e-05 | 0.00060483 | 0.00019684 | 0.0026854 | 0.00056426 | 0 | 0 | 0 | 0 | 0 | 0 | 10.3941 | 0 | 0 | 0 | 0 | 0.19509 | 0 | 0 | 0 | 0 | 1.3485 | 0 | 0 | 0
10 | 283 | 16 | 84.2 | 2.881 | 77.6509 | 0 | 1.9699 | 0.022092 | 0.022092 | 78 | 78.2707 | 78 | 0.0010895 | 0.0024146 | 0.00029363 | 0 | 0 | 0.0061444 | 0.001372 | 0.00016097 | 0.004353 | 0.0018674 | 2.4393e-05 | 0.00086137 | 0.00026124 | 0.0026854 | 0.00056426 | 0 | 0 | 0 | 0 | 0 | 0 | 1.2716 | 0 | 0 | 0 | 0 | 0.19509 | 0 | 0 | 0 | 0 | 1.4143 | 0 | 0 | 0
10 | 283 | 17 | 82.4 | 2.7773 | 77.6509 | 0 | 1.9699 | 0.015718 | 0.015718 | 78 | 78.1926 | 78 | 0.00077317 | 0.0017136 | 0.00020838 | 0 | 0 | 0.0031713 | 0.00070811 | 0.00011553 | 0.002325 | 0.0010077 | 1.7311e-05 | 0.0006113 | 0.00031584 | 0.0039265 | 0.00082442 | 0 | 0 | 0 | 0 | 0 | 0 | 0.90476 | 0 | 0 | 0 | 0 | 0.19509 | 0 | 0 | 0 | 0 | 1.6774 | 0 | 0 | 0
10 | 283 | 18 | 82.4 | 3.1348 | 77.6509 | 0 | 3.3541 | 0.012403 | 0.012403 | 78 | 78.152 | 78 | 0.00077317 | 0.0017136 | 0.00020838 | 0 | 0 | 0.0012289 | 0.00027439 | 0.00011582 | 0.0013288 | 0.00065102 | 1.7311e-05 | 0.0006113 | 0.00035637 | 0.0042349 | 0.00088946 | 0 | 0 | 0 | 0 | 0 | 0 | 0.71396 | 0 | 0 | 0 | 0 | 0.31588 | 0 | 0 | 0 | 0 | 2.105 | 0 | 0 | 0
10 | 283 | 19 | 80.6 | 2.8937 | 77.6509 | 0 | 3.3541 | 0.0087859 | 0.0087859 | 78 | 78.1077 | 78 | 0.00045688 | 0.0010126 | 0.00012314 | 0 | 0 | 0 | 0 | 6.7895e-05 | 0.00070093 | 0.00042512 | 1.023e-05 | 0.00036122 | 0.00012824 | 0.0045452 | 0.0009545 | 0 | 0 | 0 | 0 | 0 | 0 | 0.50573 | 0 | 0 | 0 | 0 | 0.31588 | 0 | 0 | 0 | 0 | 2.0721 | 0 | 0 | 0
10 | 283 | 20 | 78.8 | 2.8112 | 77.6509 | 0 | 3.3541 | 0.0096381 | 0.0096381 | 78 | 78.1181 | 78 | 0.00014058 | 0.00031157 | 3.7888e-05 | 0 | 0 | 0 | 0 | 2.0949e-05 | 0.00021567 | 0.00013082 | 3.1475e-06 | 0.00011114 | 4.3294e-05 | 0.0071272 | 0.0014959 | 0 | 0 | 0 | 0 | 0 | 0 | 0.55478 | 0 | 0 | 0 | 0 | 0.31588 | 0 | 0 | 0 | 0 | 1.9405 | 0 | 0 | 0
10 | 283 | 21 | 78.8 | 2.7121 | 77.6509 | 0 | 3.3541 | 0.0096312 | 0.0096312 | 78 | 78.118 | 78 | 0.00014058 | 0.00031157 | 3.7888e-05 | 0 | 0 | 0 | 0 | 2.0877e-05 | 0.00021567 | 0.0001308 | 3.1475e-06 | 0.00011114 | 3.6442e-05 | 0.0071272 | 0.0014959 | 0 | 0 | 0 | 0 | 0 | 0 | 0.55438 | 0 | 0 | 0 | 0 | 0.31588 | 0 | 0 | 0 | 0 | 1.8419 | 0 | 0 | 0
10 | 283 | 22 | 77 | 2.0033 | 77.6509 | 0 | 2.7153 | 0.0061718 | 0 | 78 | 78.0756 | 78 | -0.00017572 | -0.00038946 | -4.736e-05 | 0 | 0 | 0 | 0 | -2.6191e-05 | -0.00026959 | -0.00016353 | -3.9344e-06 | -0.00013893 | -5.4522e-05 | 0.0074411 | 0.0015609 | 0 | 0 | 0 | 0 | 0 | 0 | 0 | 0 | 0 | 0 | 0 | 0.26013 | 0 | 0 | 0 | 0 | 1.7432 | 0 | 0 | 0
10 | 283 | 23 | 77 | 1.7402 | 77.6509 | 0 | 2.7153 | 0.0061805 | 0 | 78 | 78.0757 | 78 | -0.00017572 | -0.00038946 | -4.736e-05 | 0 | 0 | 0 | 0 | -2.6096e-05 | -0.00026959 | -0.0001635 | -3.9344e-06 | -0.00013893 | -4.5976e-05 | 0.0074411 | 0.0015609 | 0 | 0 | 0 | 0 | 0 | 0 | 0 | 0 | 0 | 0 | 0 | 0.26013 | 0 | 0 | 0 | 0 | 1.4801 | 0 | 0 | 0
10 | 283 | 24 | 75.92 | 1.2796 | 77.6509 | 0 | 0.45254 | 0.0041052 | 0 | 78 | 78.0503 | 78 | -0.0003655 | -0.00081007 | -9.8509e-05 | 0 | 0 | 0 | 0 | -5.4176e-05 | -0.00056074 | -0.00034006 | -8.1836e-06 | -0.00028898 | -8.3883e-05 | 0.0067153 | 0.0014098 | 0 | 0 | 0 | 0 | 0 | 0 | 0 | 0 | 0 | 0 | 0 | 0.062684 | 0 | 0 | 0 | 0 | 1.2169 | 0 | 0 | 0
10 | 284 | 1 | 75.2 | 0.98393 | 77.4222 | 0 | 0.4539 | -0.0014308 | 0 | 78 | 77.9825 | 77.9825 | -0.00049202 | -0.0010905 | -0.00013261 | 0 | 0 | 0 | 0 | -7.2717e-05 | -0.00075484 | -0.00045771 | -1.1016e-05 | -0.00038901 | -9.7013e-05 | 0.0020667 | 0.00043418 | 0 | 0 | 0 | 0 | 0 | 0 | 0 | 0 | 0 | 0 | 0 | 0.063002 | 0 | 0 | 0 | 0 | 0.92093 | 0 | 0 | 0
10 | 284 | 2 | 75.2 | 0.91816 | 77.4222 | 0 | 0.4539 | -0.0014291 | 0 | 77.9825 | 77.965 | 77.965 | -0.00048894 | -0.0010837 | -0.00013178 | 0 | 0 | 0 | 0 | -7.2428e-05 | -0.00075012 | -0.00045489 | -1.0947e-05 | -0.00038657 | -0.00011645 | 0.0020667 | 0.00043418 | 0 | 0 | 0 | 0 | 0 | 0 | 0 | 0 | 0 | 0 | 0 | 0.063011 | 0 | 0 | 0 | 0 | 0.85515 | 0 | 0 | 0
10 | 284 | 3 | 75.2 | 0.88528 | 77.4222 | 0 | 0.4539 | -0.001429 | 0 | 77.965 | 77.9474 | 77.9474 | -0.00048586 | -0.0010768 | -0.00013095 | 0 | 0 | 0 | 0 | -7.2171e-05 | -0.0007454 | -0.00045208 | -1.0878e-05 | -0.00038414 | -0.00013733 | 0.0020667 | 0.00043418 | 0 | 0 | 0 | 0 | 0 | 0 | 0 | 0 | 0 | 0 | 0 | 0.063019 | 0 | 0 | 0 | 0 | 0.82226 | 0 | 0 | 0
10 | 284 | 4 | 75.2 | 0.85239 | 77.4222 | 0 | 0.4539 | -0.0014067 | 0 | 77.9474 | 77.9302 | 77.9302 | -0.00048278 | -0.00107 | -0.00013012 | 0 | 0 | 0 | 0 | -7.1713e-05 | -0.00074067 | -0.00044922 | -1.081e-05 | -0.0003817 | -0.00013636 | 0.0020667 | 0.00043418 | 0 | 0 | 0 | 0 | 0 | 0 | 0 | 0 | 0 | 0 | 0 | 0.063028 | 0 | 0 | 0 | 0 | 0.78937 | 0 | 0 | 0
10 | 284 | 5 | 75.2 | 0.8524 | 77.4222 | 0 | 0.4539 | -0.001408 | 0 | 77.9302 | 77.9129 | 77.9129 | -0.00047976 | -0.0010633 | -0.0001293 | 0 | 0 | 0 | 0 | -7.1455e-05 | -0.00073603 | -0.00044645 | -1.0742e-05 | -0.00037931 | -0.00015831 | 0.0020667 | 0.00043418 | 0 | 0 | 0 | 0 | 0 | 0 | 0 | 0 | 0 | 0 | 0 | 0.063036 | 0 | 0 | 0 | 0 | 0.78937 | 0 | 0 | 0
10 | 284 | 6 | 75.2 | 0.9581 | 77.4222 | 0 | 0.534 | -2.8958e-05 | 0 | 77.9129 | 77.9126 | 77.9126 | -0.00047672 | -0.0010566 | -0.00012849 | 0 | 0 | 0 | 0 | -7.1224e-05 | -0.00073137 | -0.00044369 | -1.0674e-05 | -0.00037691 | -0.00018619 | 0.0034529 | 0.00072422 | 0 | 0 | 0 | 0 | 0 | 0 | 0 | 0 | 0 | 0 | 0 | 0.07006 | 0 | 0 | 0 | 0 | 0.88804 | 0 | 0 | 0
10 | 284 | 7 | 73.4 | 1.5256 | 77.4222 | 0 | 4.005 | -0.001621 | 0 | 77.9126 | 77.8927 | 77.8927 | -0.00079296 | -0.0017575 | -0.00021372 | 0 | 0 | 0.00019821 | 4.4257e-05 | -0.00011762 | -0.0015224 | -0.0009474 | -1.7754e-05 | -0.00062694 | -0.00020556 | 0.0043383 | 0.00091055 | 0 | 0 | 0 | 0 | 0 | 0 | 0 | 0 | 0 | 0 | 0 | 0.37442 | 0 | 0 | 0 | 0 | 1.1512 | 0 | 0 | 0
10 | 284 | 8 | 73.4 | 1.7229 | 77.4222 | 0 | 4.005 | 0.0062265 | 0 | 77.8927 | 77.969 | 77.969 | -0.00078947 | -0.0017497 | -0.00021278 | 0 | 0 | 0.0017839 | 0.00039831 | -0.00011797 | -0.00035221 | -0.00044511 | -1.7676e-05 | -0.00062418 | -0.00032327 | 0.0086767 | 0.0018211 | 0 | 0 | 0 | 0 | 0 | 0 | 0 | 0 | 0 | 0 | 0 | 0.37438 | 0 | 0 | 0 | 0 | 1.3485 | 0 | 0 | 0
10 | 284 | 9 | 75.2 | 1.7089 | 77.4222 | 0 | 3.471 | 0.0097232 | 0 | 77.969 | 78.0882 | 78.0882 | -0.00048658 | -0.0010784 | -0.00013114 | 0 | 0 | 0.0037659 | 0.00084089 | -7.29e-05 | 0.0011568 | 0.00021639 | -1.0895e-05 | -0.0003847 | -0.0002162 | 0.0050623 | 0.0010617 | 0 | 0 | 0 | 0 | 0 | 0 | 0 | 0 | 0 | 0 | 0 | 0.3275 | 0 | 0 | 0 | 0 | 1.3814 | 0 | 0 | 0
10 | 284 | 10 | 78.8 | 1.7417 | 77.4222 | 0 | 3.471 | 0.016179 | 0 | 78.0882 | 78.2865 | 78.2865 | 0.00012508 | 0.00027722 | 3.3711e-05 | 0 | 0 | 0.0060255 | 0.0013454 | 1.8801e-05 | 0.0032437 | 0.0012 | 2.8006e-06 | 9.8893e-05 | 5.9932e-05 | 0.0030973 | 0.00065039 | 0 | 0 | 0 | 0 | 0 | 0 | 0 | 0 | 0 | 0 | 0 | 0.3274 | 0 | 0 | 0 | 0 | 1.4143 | 0 | 0 | 0
10 | 284 | 11 | 78.8 | 1.7745 | 77.4222 | 0 | 3.471 | 0.019208 | 0 | 78.2865 | 78.5219 | 78.5219 | 9.024e-05 | 0.0002 | 2.4321e-05 | 0 | 0 | 0.0077301 | 0.001726 | 1.361e-05 | 0.0040652 | 0.0014838 | 2.0205e-06 | 7.1346e-05 | 5.3636e-05 | 0.0030973 | 0.00065039 | 0 | 0 | 0 | 0 | 0 | 0 | 0 | 0 | 0 | 0 | 0 | 0.32729 | 0 | 0 | 0 | 0 | 1.4472 | 0 | 0 | 0
10 | 284 | 12 | 78.8 | 1.6854 | 77.4222 | 0 | 2.4564 | 0.021972 | 0 | 78.5219 | 78.7911 | 78.7911 | 4.8875e-05 | 0.00010832 | 1.3173e-05 | 0 | 0 | 0.0087211 | 0.0019473 | 7.3192e-06 | 0.0044632 | 0.0016041 | 1.0943e-06 | 3.8642e-05 | 2.0457e-05 | 0.0041315 | 0.0008666 | 0 | 0 | 0 | 0 | 0 | 0 | 0 | 0 | 0 | 0 | 0 | 0.23819 | 0 | 0 | 0 | 0 | 1.4472 | 0 | 0 | 0
10 | 284 | 13 | 78.8 | 1.6523 | 77.4222 | 0 | 2.4564 | 0.020755 | 0 | 78.7911 | 79.0455 | 79.0455 | 1.5593e-06 | 3.456e-06 | 4.2026e-07 | 0 | 0 | 0.0089193 | 0.0019916 | 2.3292e-07 | 0.0044917 | 0.0015975 | 3.4913e-08 | 1.2328e-06 | 5.633e-07 | 0.0030973 | 0.00065039 | 0 | 0 | 0 | 0 | 0 | 0 | 0 | 0 | 0 | 0 | 0 | 0.23807 | 0 | 0 | 0 | 0 | 1.4143 | 0 | 0 | 0
10 | 284 | 14 | 78.8 | 1.5772 | 77.4222 | 0 | 1.9758 | 0.018322 | 0 | 79.0455 | 79.27 | 79.27 | -4.3137e-05 | -9.5606e-05 | -1.1626e-05 | 0 | 0 | 0.0082851 | 0.0018499 | -6.5059e-06 | 0.0039402 | 0.0013387 | -9.6584e-07 | -3.4106e-05 | -2.5534e-05 | 0.0025838 | 0.00054141 | 0 | 0 | 0 | 0 | 0 | 0 | 0 | 0 | 0 | 0 | 0 | 0.19582 | 0 | 0 | 0 | 0 | 1.3814 | 0 | 0 | 0
10 | 284 | 15 | 78.8 | 8.3947 | 77.4222 | 0 | 1.9758 | 0.015367 | 0.119 | 79.27 | 79.4584 | 78 | -8.2593e-05 | -0.00018305 | -2.226e-05 | 0 | 0 | 0.0068976 | 0.0015401 | -1.2399e-05 | 0.0030898 | 0.00099708 | -1.8493e-06 | -6.53e-05 | -3.9375e-05 | 0.0026854 | 0.00056426 | 0 | 0 | 0 | 0 | 0 | 0 | 6.8497 | 0 | 0 | 0 | 0 | 0.19644 | 0 | 0 | 0 | 0 | 1.3485 | 0 | 0 | 0
10 | 284 | 16 | 78.8 | 2.3609 | 77.4222 | 0 | 1.9758 | 0.013033 | 0.013033 | 78 | 78.1597 | 78 | 0.00014058 | 0.00031157 | 3.7888e-05 | 0 | 0 | 0.0048363 | 0.0010799 | 2.0933e-05 | 0.0023747 | 0.00082384 | 3.1475e-06 | 0.00011114 | 4.3294e-05 | 0.0026854 | 0.00056426 | 0 | 0 | 0 | 0 | 0 | 0 | 0.75019 | 0 | 0 | 0 | 0 | 0.19644 | 0 | 0 | 0 | 0 | 1.4143 | 0 | 0 | 0
10 | 284 | 17 | 78.8 | 2.4603 | 77.4222 | 0 | 1.9758 | 0.010189 | 0.010189 | 78 | 78.1249 | 78 | 0.00014058 | 0.00031157 | 3.7888e-05 | 0 | 0 | 0.0024974 | 0.00055764 | 2.1154e-05 | 0.0012462 | 0.00043562 | 3.1475e-06 | 0.00011114 | 7.5598e-05 | 0.0039265 | 0.00082442 | 0 | 0 | 0 | 0 | 0 | 0 | 0.58648 | 0 | 0 | 0 | 0 | 0.19644 | 0 | 0 | 0 | 0 | 1.6774 | 0 | 0 | 0
10 | 284 | 18 | 78.8 | 2.86 | 77.4222 | 0 | 3.3642 | 0.00759 | 0.00759 | 78 | 78.093 | 78 | 0.00014058 | 0.00031157 | 3.7888e-05 | 0 | 0 | 0.0009514 | 0.00021243 | 2.1203e-05 | 0.00044431 | 0.00014807 | 3.1475e-06 | 0.00011114 | 8.3923e-05 | 0.0042349 | 0.00088946 | 0 | 0 | 0 | 0 | 0 | 0 | 0.43689 | 0 | 0 | 0 | 0 | 0.31818 | 0 | 0 | 0 | 0 | 2.105 | 0 | 0 | 0
10 | 284 | 19 | 73.4 | 2.3903 | 77.4222 | 0 | 3.3642 | -0.0015548 | 0 | 78 | 77.9809 | 77.9809 | -0.00080832 | -0.0017915 | -0.00021786 | 0 | 0 | 0 | 0 | -0.00012212 | -0.0012401 | -0.00075269 | -1.8098e-05 | -0.00063908 | -0.00051022 | 0.0045452 | 0.0009545 | 0 | 0 | 0 | 0 | 0 | 0 | 0 | 0 | 0 | 0 | 0 | 0.31819 | 0 | 0 | 0 | 0 | 2.0721 | 0 | 0 | 0
10 | 284 | 20 | 73.4 | 2.2587 | 77.4222 | 0 | 3.3642 | 0.0010049 | 0 | 77.9809 | 77.9933 | 77.9933 | -0.00080497 | -0.0017841 | -0.00021695 | 0 | 0 | 0 | 0 | -0.0001217 | -0.001235 | -0.00074959 | -1.8023e-05 | -0.00063644 | -0.00055557 | 0.0071272 | 0.0014959 | 0 | 0 | 0 | 0 | 0 | 0 | 0 | 0 | 0 | 0 | 0 | 0.31818 | 0 | 0 | 0 | 0 | 1.9405 | 0 | 0 | 0
10 | 284 | 21 | 75.2 | 2.16 | 77.4222 | 0 | 3.3642 | 0.0034311 | 0 | 77.9933 | 78.0353 | 78 | -0.00049084 | -0.0010879 | -0.00013229 | 0 | 0 | 0 | 0 | -7.4056e-05 | -0.00075303 | -0.00045703 | -1.099e-05 | -0.00038807 | -0.00030189 | 0.0071272 | 0.0014959 | 0 | 0 | 0 | 0 | 0 | 0 | 0 | 0 | 0 | 0 | 0 | 0.31818 | 0 | 0 | 0 | 0 | 1.8419 | 0 | 0 | 0
10 | 284 | 22 | 75.2 | 2.0052 | 77.4222 | 0 | 2.7234 | 0.0037065 | 0 | 78 | 78.0454 | 78 | -0.00049202 | -0.0010905 | -0.00013261 | 0 | 0 | 0 | 0 | -7.4382e-05 | -0.00075484 | -0.00045817 | -1.1016e-05 | -0.00038901 | -0.00033206 | 0.0074411 | 0.0015609 | 0 | 0 | 0 | 0 | 0 | 0 | 0 | 0 | 0 | 0 | 0 | 0.26199 | 0 | 0 | 0 | 0 | 1.7432 | 0 | 0 | 0
10 | 284 | 23 | 75.2 | 1.7421 | 77.4222 | 0 | 2.7234 | 0.0036763 | 0 | 78 | 78.0451 | 78 | -0.00049202 | -0.0010905 | -0.00013261 | 0 | 0 | 0 | 0 | -7.4543e-05 | -0.00075484 | -0.00045822 | -1.1016e-05 | -0.00038901 | -0.00036206 | 0.0074411 | 0.0015609 | 0 | 0 | 0 | 0 | 0 | 0 | 0 | 0 | 0 | 0 | 0 | 0.26199 | 0 | 0 | 0 | 0 | 1.4801 | 0 | 0 | 0
10 | 284 | 24 | 75.2 | 1.2799 | 77.4222 | 0 | 0.4539 | 0.0029505 | 0 | 78 | 78.0362 | 78 | -0.00049202 | -0.0010905 | -0.00013261 | 0 | 0 | 0 | 0 | -7.4543e-05 | -0.00075484 | -0.00045822 | -1.1016e-05 | -0.00038901 | -0.00036206 | 0.0067153 | 0.0014098 | 0 | 0 | 0 | 0 | 0 | 0 | 0 | 0 | 0 | 0 | 0 | 0.062993 | 0 | 0 | 0 | 0 | 1.2169 | 0 | 0 | 0
10 | 285 | 1 | 75.2 | 0.98424 | 77.1924 | 0 | 0.45525 | -0.0017351 | 0 | 78 | 77.9787 | 77.9787 | -0.00049202 | -0.0010905 | -0.00013261 | 0 | 0 | 0 | 0 | -7.473e-05 | -0.00075484 | -0.00045827 | -1.1016e-05 | -0.00038901 | -0.00039875 | 0.0020667 | 0.00043418 | 0 | 0 | 0 | 0 | 0 | 0 | 0 | 0 | 0 | 0 | 0 | 0.063315 | 0 | 0 | 0 | 0 | 0.92093 | 0 | 0 | 0
10 | 285 | 2 | 75.2 | 0.91847 | 77.1924 | 0 | 0.45525 | -0.0016101 | 0 | 77.9787 | 77.959 | 77.959 | -0.00048828 | -0.0010822 | -0.0001316 | 0 | 0 | 0 | 0 | -7.3653e-05 | -0.00074911 | -0.00045465 | -1.0933e-05 | -0.00038605 | -0.00030025 | 0.0020667 | 0.00043418 | 0 | 0 | 0 | 0 | 0 | 0 | 0 | 0 | 0 | 0 | 0 | 0.063325 | 0 | 0 | 0 | 0 | 0.85515 | 0 | 0 | 0
10 | 285 | 3 | 75.2 | 0.88559 | 77.1924 | 0 | 0.45525 | -0.0017101 | 0 | 77.959 | 77.938 | 77.938 | -0.00048482 | -0.0010745 | -0.00013067 | 0 | 0 | 0 | 0 | -7.3785e-05 | -0.00074379 | -0.0004516 | -1.0855e-05 | -0.00038331 | -0.00042337 | 0.0020667 | 0.00043418 | 0 | 0 | 0 | 0 | 0 | 0 | 0 | 0 | 0 | 0 | 0 | 0.063335 | 0 | 0 | 0 | 0 | 0.82226 | 0 | 0 | 0
10 | 285 | 4 | 75.2 | 0.85271 | 77.1924 | 0 | 0.45525 | -0.0017123 | 0 | 77.938 | 77.9171 | 77.9171 | -0.00048113 | -0.0010664 | -0.00012967 | 0 | 0 | 0 | 0 | -7.3369e-05 | -0.00073814 | -0.00044821 | -1.0773e-05 | -0.0003804 | -0.00045086 | 0.0020667 | 0.00043418 | 0 | 0 | 0 | 0 | 0 | 0 | 0 | 0 | 0 | 0 | 0 | 0.063345 | 0 | 0 | 0 | 0 | 0.78937 | 0 | 0 | 0
10 | 285 | 5 | 75.2 | 0.85272 | 77.1924 | 0 | 0.45525 | -0.0015282 | 0 | 77.9171 | 77.8983 | 77.8983 | -0.00047745 | -0.0010582 | -0.00012868 | 0 | 0 | 0 | 0 | -7.2018e-05 | -0.00073249 | -0.00044456 | -1.069e-05 | -0.00037748 | -0.00029332 | 0.0020667 | 0.00043418 | 0 | 0 | 0 | 0 | 0 | 0 | 0 | 0 | 0 | 0 | 0 | 0.063355 | 0 | 0 | 0 | 0 | 0.78937 | 0 | 0 | 0
10 | 285 | 6 | 75.2 | 0.95847 | 77.1924 | 0 | 0.53558 | -0.00027107 | 0 | 77.8983 | 77.895 | 77.895 | -0.00047416 | -0.0010509 | -0.00012779 | 0 | 0 | 0 | 0 | -7.2305e-05 | -0.00072744 | -0.00044171 | -1.0616e-05 | -0.00037488 | -0.00044419 | 0.0034529 | 0.00072422 | 0 | 0 | 0 | 0 | 0 | 0 | 0 | 0 | 0 | 0 | 0 | 0.070435 | 0 | 0 | 0 | 0 | 0.88804 | 0 | 0 | 0
10 | 285 | 7 | 75.2 | 1.5283 | 77.1924 | 0 | 4.0169 | 0.0008771 | 0 | 77.895 | 77.9058 | 77.9058 | -0.00047357 | -0.0010496 | -0.00012764 | 0 | 0 | 0.00015857 | 3.5406e-05 | -7.1927e-05 | -0.00071173 | -0.00045233 | -1.0603e-05 | -0.00037442 | -0.0003834 | 0.0043383 | 0.00091055 | 0 | 0 | 0 | 0 | 0 | 0 | 0 | 0 | 0 | 0 | 0 | 0.37716 | 0 | 0 | 0 | 0 | 1.1512 | 0 | 0 | 0
10 | 285 | 8 | 75.2 | 1.7256 | 77.1924 | 0 | 4.0169 | 0.010593 | 0 | 77.9058 | 78.0356 | 78 | -0.00047546 | -0.0010538 | -0.00012814 | 0 | 0 | 0.0019821 | 0.00044257 | -7.2033e-05 | 0.00024515 | -0.00010885 | -1.0646e-05 | -0.00037591 | -0.0003495 | 0.0086767 | 0.0018211 | 0 | 0 | 0 | 0 | 0 | 0 | 0 | 0 | 0 | 0 | 0 | 0.37711 | 0 | 0 | 0 | 0 | 1.3485 | 0 | 0 | 0
10 | 285 | 9 | 77 | 1.7112 | 77.1924 | 0 | 3.4813 | 0.013201 | 0 | 78 | 78.1618 | 78.1618 | -0.00017572 | -0.00038946 | -4.736e-05 | 0 | 0 | 0.0044795 | 0.0010002 | -2.675e-05 | 0.0019343 | 0.00059642 | -3.9344e-06 | -0.00013893 | -0.00015109 | 0.0050623 | 0.0010617 | 0 | 0 | 0 | 0 | 0 | 0 | 0 | 0 | 0 | 0 | 0 | 0.32984 | 0 | 0 | 0 | 0 | 1.3814 | 0 | 0 | 0
10 | 285 | 10 | 78.8 | 1.744 | 77.1924 | 0 | 3.4813 | 0.017392 | 0 | 78.1618 | 78.3749 | 78.3749 | 0.00011215 | 0.00024856 | 3.0226e-05 | 0 | 0 | 0.0066994 | 0.0014959 | 1.6961e-05 | 0.0035668 | 0.0013099 | 2.511e-06 | 8.8668e-05 | 7.3582e-05 | 0.0030973 | 0.00065039 | 0 | 0 | 0 | 0 | 0 | 0 | 0 | 0 | 0 | 0 | 0 | 0.32974 | 0 | 0 | 0 | 0 | 1.4143 | 0 | 0 | 0
10 | 285 | 11 | 78.8 | 1.7768 | 77.1924 | 0 | 3.4813 | 0.020129 | 0 | 78.3749 | 78.6216 | 78.6216 | 7.4694e-05 | 0.00016555 | 2.0131e-05 | 0 | 0 | 0.0082851 | 0.0018499 | 1.1344e-05 | 0.0043 | 0.0015552 | 1.6724e-06 | 5.9056e-05 | 5.9124e-05 | 0.0030973 | 0.00065039 | 0 | 0 | 0 | 0 | 0 | 0 | 0 | 0 | 0 | 0 | 0 | 0.32962 | 0 | 0 | 0 | 0 | 1.4472 | 0 | 0 | 0
10 | 285 | 12 | 80.6 | 1.687 | 77.1924 | 0 | 2.4637 | 0.025243 | 0 | 78.6216 | 78.931 | 78.931 | 0.00034764 | 0.00077049 | 9.3696e-05 | 0 | 0 | 0.0091968 | 0.0020535 | 5.303e-05 | 0.0051577 | 0.001965 | 7.7838e-06 | 0.00027486 | 0.00032384 | 0.0041315 | 0.0008666 | 0 | 0 | 0 | 0 | 0 | 0 | 0 | 0 | 0 | 0 | 0 | 0.23981 | 0 | 0 | 0 | 0 | 1.4472 | 0 | 0 | 0
10 | 285 | 13 | 78.8 | 1.654 | 77.1924 | 0 | 2.4637 | 0.021385 | 0 | 78.931 | 79.193 | 79.193 | -2.3014e-05 | -5.1007e-05 | -6.2027e-06 | 0 | 0 | 0.0093554 | 0.0020889 | -3.465e-06 | 0.0046624 | 0.0016449 | -5.1529e-07 | -1.8196e-05 | -1.2229e-05 | 0.0030973 | 0.00065039 | 0 | 0 | 0 | 0 | 0 | 0 | 0 | 0 | 0 | 0 | 0 | 0.23968 | 0 | 0 | 0 | 0 | 1.4143 | 0 | 0 | 0
10 | 285 | 14 | 79.34 | 1.5785 | 77.1924 | 0 | 1.9817 | 0.020031 | 0 | 79.193 | 79.4385 | 79.4385 | 2.5824e-05 | 5.7234e-05 | 6.9599e-06 | 0 | 0 | 0.0088004 | 0.001965 | 3.868e-06 | 0.004436 | 0.0015787 | 5.782e-07 | 2.0417e-05 | 1.0773e-05 | 0.0025838 | 0.00054141 | 0 | 0 | 0 | 0 | 0 | 0 | 0 | 0 | 0 | 0 | 0 | 0.19709 | 0 | 0 | 0 | 0 | 1.3814 | 0 | 0 | 0
10 | 285 | 15 | 79.34 | 9.2992 | 77.1924 | 0 | 1.9817 | 0.017309 | 0.13469 | 79.4385 | 79.6506 | 78 | -1.7313e-05 | -3.8371e-05 | -4.6661e-06 | 0 | 0 | 0.0074922 | 0.0016729 | -2.5779e-06 | 0.0036877 | 0.0012882 | -3.8764e-07 | -1.3688e-05 | -5.1916e-06 | 0.0026854 | 0.00056426 | 0 | 0 | 0 | 0 | 0 | 0 | 7.7529 | 0 | 0 | 0 | 0 | 0.19779 | 0 | 0 | 0 | 0 | 1.3485 | 0 | 0 | 0
10 | 285 | 16 | 78.8 | 2.4575 | 77.1924 | 0 | 1.9817 | 0.014687 | 0.014687 | 78 | 78.18 | 78 | 0.00014058 | 0.00031157 | 3.7888e-05 | 0 | 0 | 0.0055498 | 0.0012392 | 2.0825e-05 | 0.0029252 | 0.0010684 | 3.1475e-06 | 0.00011114 | 3.0014e-05 | 0.0026854 | 0.00056426 | 0 | 0 | 0 | 0 | 0 | 0 | 0.84542 | 0 | 0 | 0 | 0 | 0.19779 | 0 | 0 | 0 | 0 | 1.4143 | 0 | 0 | 0
10 | 285 | 17 | 77 | 1.8752 | 77.1924 | 0 | 1.9817 | 0.0092437 | 0 | 78 | 78.1133 | 78 | -0.00017572 | -0.00038946 | -4.736e-05 | 0 | 0 | 0.0031317 | 0.00069926 | -2.6123e-05 | 0.0011773 | 0.00031208 | -3.9344e-06 | -0.00013893 | -4.5976e-05 | 0.0039265 | 0.00082442 | 0 | 0 | 0 | 0 | 0 | 0 | 0 | 0 | 0 | 0 | 0 | 0.19779 | 0 | 0 | 0 | 0 | 1.6774 | 0 | 0 | 0
10 | 285 | 18 | 77 | 2.4255 | 77.1924 | 0 | 3.3742 | 0.0041905 | 0 | 78 | 78.0514 | 78 | -0.00017572 | -0.00038946 | -4.736e-05 | 0 | 0 | 0.00071355 | 0.00015933 | -2.5871e-05 | -1.2858e-05 | -9.9381e-05 | -3.9344e-06 | -0.00013893 | -2.3826e-05 | 0.0042349 | 0.00088946 | 0 | 0 | 0 | 0 | 0 | 0 | 0 | 0 | 0 | 0 | 0 | 0.32049 | 0 | 0 | 0 | 0 | 2.105 | 0 | 0 | 0
10 | 285 | 19 | 69.8 | 2.3926 | 77.1924 | 0 | 3.3742 | -0.005795 | 0 | 78 | 77.929 | 77.929 | -0.0014409 | -0.0031935 | -0.00038835 | 0 | 0 | 0 | 0 | -0.00021402 | -0.0022106 | -0.0013408 | -3.2262e-05 | -0.0011392 | -0.00038048 | 0.0045452 | 0.0009545 | 0 | 0 | 0 | 0 | 0 | 0 | 0 | 0 | 0 | 0 | 0 | 0.32052 | 0 | 0 | 0 | 0 | 2.0721 | 0 | 0 | 0
10 | 285 | 20 | 64.4 | 2.2611 | 77.1924 | 0 | 3.3742 | -0.01008 | 0 | 77.929 | 77.8054 | 77.8054 | -0.0023773 | -0.005269 | -0.00064073 | 0 | 0 | 0 | 0 | -0.00035296 | -0.0036472 | -0.002212 | -5.3229e-05 | -0.0018796 | -0.00077534 | 0.0071272 | 0.0014959 | 0 | 0 | 0 | 0 | 0 | 0 | 0 | 0 | 0 | 0 | 0 | 0.32058 | 0 | 0 | 0 | 0 | 1.9405 | 0 | 0 | 0
10 | 285 | 21 | 64.4 | 2.1625 | 77.1924 | 0 | 3.3742 | -0.009712 | 0 | 77.8054 | 77.6864 | 77.6864 | -0.0023556 | -0.0052208 | -0.00063488 | 0 | 0 | 0 | 0 | -0.00034579 | -0.0036139 | -0.0021907 | -5.2743e-05 | -0.0018624 | -0.00056219 | 0.0071272 | 0.0014959 | 0 | 0 | 0 | 0 | 0 | 0 | 0 | 0 | 0 | 0 | 0 | 0.32064 | 0 | 0 | 0 | 0 | 1.8419 | 0 | 0 | 0
10 | 285 | 22 | 64.4 | 2.0073 | 77.1924 | 0 | 2.7315 | -0.0093718 | 0 | 77.6864 | 77.5716 | 77.5716 | -0.0023347 | -0.0051745 | -0.00062925 | 0 | 0 | 0 | 0 | -0.00034454 | -0.0035818 | -0.0021718 | -5.2274e-05 | -0.0018459 | -0.00067808 | 0.0074411 | 0.0015609 | 0 | 0 | 0 | 0 | 0 | 0 | 0 | 0 | 0 | 0 | 0 | 0.26407 | 0 | 0 | 0 | 0 | 1.7432 | 0 | 0 | 0
10 | 285 | 23 | 64.4 | 1.7442 | 77.1924 | 0 | 2.7315 | -0.0090432 | 0 | 77.5716 | 77.4607 | 77.4607 | -0.0023145 | -0.0051298 | -0.00062381 | 0 | 0 | 0 | 0 | -0.0003388 | -0.0035509 | -0.0021522 | -5.1823e-05 | -0.0018299 | -0.00049254 | 0.0074411 | 0.0015609 | 0 | 0 | 0 | 0 | 0 | 0 | 0 | 0 | 0 | 0 | 0 | 0.26412 | 0 | 0 | 0 | 0 | 1.4801 | 0 | 0 | 0
10 | 285 | 24 | 64.4 | 1.2806 | 77.1924 | 0 | 0.45525 | -0.0097384 | 0 | 77.4607 | 77.3414 | 77.3414 | -0.0022951 | -0.0050866 | -0.00061856 | 0 | 0 | 0 | 0 | -0.00033781 | -0.003521 | -0.0021346 | -5.1387e-05 | -0.0018145 | -0.00059413 | 0.0067153 | 0.0014098 | 0 | 0 | 0 | 0 | 0 | 0 | 0 | 0 | 0 | 0 | 0 | 0.063629 | 0 | 0 | 0 | 0 | 1.2169 | 0 | 0 | 0
10 | 286 | 1 | 62.6 | 0.98497 | 76.9615 | 0 | 0.45659 | -0.017171 | 0 | 77.3414 | 77.131 | 77.131 | -0.0025904 | -0.0057411 | -0.00069815 | 0 | 0 | 0 | 0 | -0.00038772 | -0.0039741 | -0.0024111 | -5.7999e-05 | -0.002048 | -0.0013289 | 0.0020667 | 0.00043418 | 0 | 0 | 0 | 0 | 0 | 0 | 0 | 0 | 0 | 0 | 0 | 0.064045 | 0 | 0 | 0 | 0 | 0.92093 | 0 | 0 | 0
10 | 286 | 2 | 59 | 0.91932 | 76.9615 | 0 | 0.45659 | -0.022009 | 0 | 77.131 | 76.8612 | 76.8612 | -0.003186 | -0.0070612 | -0.00085868 | 0 | 0 | 0 | 0 | -0.00047941 | -0.0048879 | -0.0029662 | -7.1335e-05 | -0.002519 | -0.0020461 | 0.0020667 | 0.00043418 | 0 | 0 | 0 | 0 | 0 | 0 | 0 | 0 | 0 | 0 | 0 | 0.064178 | 0 | 0 | 0 | 0 | 0.85515 | 0 | 0 | 0
10 | 286 | 3 | 59 | 0.88657 | 76.9615 | 0 | 0.45659 | -0.021643 | 0 | 76.8612 | 76.596 | 76.596 | -0.0031386 | -0.0069562 | -0.00084591 | 0 | 0 | 0 | 0 | -0.00047169 | -0.0048152 | -0.0029219 | -7.0274e-05 | -0.0024815 | -0.0020081 | 0.0020667 | 0.00043418 | 0 | 0 | 0 | 0 | 0 | 0 | 0 | 0 | 0 | 0 | 0 | 0.064309 | 0 | 0 | 0 | 0 | 0.82226 | 0 | 0 | 0
10 | 286 | 4 | 57.2 | 0.85382 | 76.9615 | 0 | 0.45659 | -0.023214 | 0 | 76.596 | 76.3115 | 76.3115 | -0.0034083 | -0.0075539 | -0.00091859 | 0 | 0 | 0 | 0 | -0.00050883 | -0.0052289 | -0.003172 | -7.6312e-05 | -0.0026947 | -0.0017195 | 0.0020667 | 0.00043418 | 0 | 0 | 0 | 0 | 0 | 0 | 0 | 0 | 0 | 0 | 0 | 0.064449 | 0 | 0 | 0 | 0 | 0.78937 | 0 | 0 | 0
10 | 286 | 5 | 57.2 | 0.85395 | 76.9615 | 0 | 0.45659 | -0.023014 | 0 | 76.3115 | 76.0295 | 76.0295 | -0.0033583 | -0.0074431 | -0.00090512 | 0 | 0 | 0 | 0 | -0.00050242 | -0.0051522 | -0.0031258 | -7.5193e-05 | -0.0026552 | -0.0018631 | 0.0020667 | 0.00043418 | 0 | 0 | 0 | 0 | 0 | 0 | 0 | 0 | 0 | 0 | 0 | 0.064588 | 0 | 0 | 0 | 0 | 0.78937 | 0 | 0 | 0
10 | 286 | 6 | 57.2 | 0.95989 | 76.9615 | 0 | 0.53716 | -0.021249 | 0 | 76.0295 | 75.7691 | 75.7691 | -0.0033087 | -0.0073333 | -0.00089176 | 0 | 0 | 0 | 0 | -0.00049499 | -0.0050762 | -0.0030797 | -7.4083e-05 | -0.002616 | -0.0018268 | 0.0034529 | 0.00072422 | 0 | 0 | 0 | 0 | 0 | 0 | 0 | 0 | 0 | 0 | 0 | 0.07185 | 0 | 0 | 0 | 0 | 0.88804 | 0 | 0 | 0
10 | 286 | 7 | 55.4 | 1.5323 | 76.9615 | 0 | 4.0287 | -0.024998 | 0 | 75.7691 | 75.4627 | 75.4627 | -0.0035793 | -0.0079329 | -0.00096468 | 0 | 0 | 0.00054384 | 6.7112e-05 | -0.00053835 | -0.0073527 | -0.0043004 | -8.0141e-05 | -0.0028299 | -0.0023689 | 0.0043383 | 0.00091055 | 0 | 0 | 0 | 0 | 0 | 0 | 0 | 0 | 0 | 0 | 0 | 0.3811 | 0 | 0 | 0 | 0 | 1.1512 | 0 | 0 | 0
10 | 286 | 8 | 57.2 | 1.7296 | 76.9615 | 0 | 4.0287 | -0.0059603 | 0 | 75.4627 | 75.3897 | 75.3897 | -0.0032092 | -0.0071125 | -0.00086492 | 0 | 0 | 0.0058802 | 0.0013686 | -0.00048086 | -0.0037926 | -0.0019104 | -7.1853e-05 | -0.0025373 | -0.0019061 | 0.0086767 | 0.0018211 | 0 | 0 | 0 | 0 | 0 | 0 | 0 | 0 | 0 | 0 | 0 | 0.38114 | 0 | 0 | 0 | 0 | 1.3485 | 0 | 0 | 0
10 | 286 | 9 | 59 | 1.7149 | 76.9615 | 0 | 3.4916 | 0.011147 | 0 | 75.3897 | 75.5263 | 75.5263 | -0.00288 | -0.0063831 | -0.00077621 | 0 | 0 | 0.016415 | 0.0034879 | -0.00043253 | 0.00034849 | -0.00061054 | -6.4484e-05 | -0.002277 | -0.001805 | 0.0050623 | 0.0010617 | 0 | 0 | 0 | 0 | 0 | 0 | 0 | 0 | 0 | 0 | 0 | 0.33352 | 0 | 0 | 0 | 0 | 1.3814 | 0 | 0 | 0
10 | 286 | 10 | 62.6 | 1.7477 | 76.9615 | 0 | 3.4916 | 0.023831 | 0 | 75.5263 | 75.8183 | 75.8183 | -0.0022714 | -0.0050342 | -0.00061219 | 0 | 0 | 0.021143 | 0.0054004 | -0.00034345 | 0.0050463 | 0.0003277 | -5.0857e-05 | -0.0017959 | -0.0017259 | 0.0030973 | 0.00065039 | 0 | 0 | 0 | 0 | 0 | 0 | 0 | 0 | 0 | 0 | 0 | 0.33338 | 0 | 0 | 0 | 0 | 1.4143 | 0 | 0 | 0
10 | 286 | 11 | 66.2 | 1.7803 | 76.9615 | 0 | 3.4916 | 0.034833 | 0 | 75.8183 | 76.2452 | 76.2452 | -0.0016901 | -0.0037459 | -0.00045552 | 0 | 0 | 0.023628 | 0.0067066 | -0.00025505 | 0.0086807 | 0.00073267 | -3.7843e-05 | -0.0013363 | -0.0011411 | 0.0030973 | 0.00065039 | 0 | 0 | 0 | 0 | 0 | 0 | 0 | 0 | 0 | 0 | 0 | 0.33317 | 0 | 0 | 0 | 0 | 1.4472 | 0 | 0 | 0
10 | 286 | 12 | 66.2 | 1.6898 | 76.9615 | 0 | 2.471 | 0.038077 | 0 | 76.2452 | 76.7119 | 76.7119 | -0.0017652 | -0.0039122 | -0.00047574 | 0 | 0 | 0.02424 | 0.0073139 | -0.00026514 | 0.010194 | 0.00018965 | -3.9522e-05 | -0.0013956 | -0.0010043 | 0.0041315 | 0.0008666 | 0 | 0 | 0 | 0 | 0 | 0 | 0 | 0 | 0 | 0 | 0 | 0.24259 | 0 | 0 | 0 | 0 | 1.4472 | 0 | 0 | 0
10 | 286 | 13 | 68 | 1.6566 | 76.9615 | 0 | 2.471 | 0.038712 | 0 | 76.7119 | 77.1863 | 77.1863 | -0.0015309 | -0.0033929 | -0.00041259 | 0 | 0 | 0.023886 | 0.0071987 | -0.00023037 | 0.010814 | 0.00081226 | -3.4276e-05 | -0.0012103 | -0.00093548 | 0.0030973 | 0.00065039 | 0 | 0 | 0 | 0 | 0 | 0 | 0 | 0 | 0 | 0 | 0 | 0.24235 | 0 | 0 | 0 | 0 | 1.4143 | 0 | 0 | 0
10 | 286 | 14 | 71.6 | 1.5807 | 76.9615 | 0 | 1.9875 | 0.038866 | 0 | 77.1863 | 77.6626 | 77.6626 | -0.00098163 | -0.0021756 | -0.00026457 | 0 | 0 | 0.022023 | 0.0063817 | -0.00014679 | 0.010424 | 0.0016924 | -2.1979e-05 | -0.00077611 | -0.00041322 | 0.0025838 | 0.00054141 | 0 | 0 | 0 | 0 | 0 | 0 | 0 | 0 | 0 | 0 | 0 | 0.19932 | 0 | 0 | 0 | 0 | 1.3814 | 0 | 0 | 0
10 | 286 | 15 | 71.6 | 1.5477 | 76.9615 | 0 | 1.9875 | 0.031195 | 0 | 77.6626 | 78.0449 | 78 | -0.0010653 | -0.0023611 | -0.00028712 | 0 | 0 | 0.018669 | 0.0048751 | -0.00015998 | 0.0080179 | 0.0016892 | -2.3853e-05 | -0.00084228 | -0.00056609 | 0.0026854 | 0.00056426 | 0 | 0 | 0 | 0 | 0 | 0 | 0 | 0 | 0 | 0 | 0 | 0.19915 | 0 | 0 | 0 | 0 | 1.3485 | 0 | 0 | 0
10 | 286 | 16 | 71.6 | 1.6134 | 76.9615 | 0 | 1.9875 | 0.019955 | 0 | 78 | 78.2445 | 78 | -0.0011246 | -0.0024925 | -0.0003031 | 0 | 0 | 0.013734 | 0.0028599 | -0.00016928 | 0.004529 | 0.0012491 | -2.518e-05 | -0.00088916 | -0.00066359 | 0.0026854 | 0.00056426 | 0 | 0 | 0 | 0 | 0 | 0 | 0 | 0 | 0 | 0 | 0 | 0.19915 | 0 | 0 | 0 | 0 | 1.4143 | 0 | 0 | 0
10 | 286 | 17 | 69.8 | 1.8766 | 76.9615 | 0 | 1.9875 | 0.0030575 | 0 | 78 | 78.0375 | 78 | -0.0014409 | -0.0031935 | -0.00038835 | 0 | 0 | 0.0053923 | 0.00095078 | -0.00021605 | -8.9115e-05 | 6.0692e-06 | -3.2262e-05 | -0.0011392 | -0.00071866 | 0.0039265 | 0.00082442 | 0 | 0 | 0 | 0 | 0 | 0 | 0 | 0 | 0 | 0 | 0 | 0.19915 | 0 | 0 | 0 | 0 | 1.6774 | 0 | 0 | 0
10 | 286 | 18 | 66.2 | 2.4278 | 76.9615 | 0 | 3.3841 | -0.011443 | 0 | 78 | 77.8598 | 77.8598 | -0.0020735 | -0.0045956 | -0.00055885 | 0 | 0 | 0.0015504 | 0.00020322 | -0.00031047 | -0.0047793 | -0.002424 | -4.6426e-05 | -0.0016394 | -0.0010039 | 0.0042349 | 0.00088946 | 0 | 0 | 0 | 0 | 0 | 0 | 0 | 0 | 0 | 0 | 0 | 0.32287 | 0 | 0 | 0 | 0 | 2.105 | 0 | 0 | 0
10 | 286 | 19 | 62.6 | 2.395 | 76.9615 | 0 | 3.3841 | -0.014915 | 0 | 77.8598 | 77.677 | 77.677 | -0.0026815 | -0.005943 | -0.0007227 | 0 | 0 | 0 | 0 | -0.00039774 | -0.0041138 | -0.0024947 | -6.0038e-05 | -0.0021201 | -0.00092664 | 0.0045452 | 0.0009545 | 0 | 0 | 0 | 0 | 0 | 0 | 0 | 0 | 0 | 0 | 0 | 0.32296 | 0 | 0 | 0 | 0 | 2.0721 | 0 | 0 | 0
10 | 286 | 20 | 60.8 | 2.2636 | 76.9615 | 0 | 3.3841 | -0.014448 | 0 | 77.677 | 77.4999 | 77.4999 | -0.0029656 | -0.0065729 | -0.00079929 | 0 | 0 | 0 | 0 | -0.00043952 | -0.0045498 | -0.0027592 | -6.6401e-05 | -0.0023447 | -0.0010778 | 0.0071272 | 0.0014959 | 0 | 0 | 0 | 0 | 0 | 0 | 0 | 0 | 0 | 0 | 0 | 0.32305 | 0 | 0 | 0 | 0 | 1.9405 | 0 | 0 | 0
10 | 286 | 21 | 59 | 2.165 | 76.9615 | 0 | 3.3841 | -0.016387 | 0 | 77.4999 | 77.2991 | 77.2991 | -0.0032508 | -0.0072049 | -0.00087616 | 0 | 0 | 0 | 0 | -0.00047966 | -0.0049873 | -0.0030239 | -7.2787e-05 | -0.0025702 | -0.0010484 | 0.0071272 | 0.0014959 | 0 | 0 | 0 | 0 | 0 | 0 | 0 | 0 | 0 | 0 | 0 | 0.32314 | 0 | 0 | 0 | 0 | 1.8419 | 0 | 0 | 0
10 | 286 | 22 | 57.2 | 2.0094 | 76.9615 | 0 | 2.7395 | -0.018266 | 0 | 77.2991 | 77.0752 | 77.0752 | -0.0035318 | -0.0078277 | -0.00095189 | 0 | 0 | 0 | 0 | -0.00052247 | -0.0054185 | -0.0032857 | -7.9078e-05 | -0.0027924 | -0.0012976 | 0.0074411 | 0.0015609 | 0 | 0 | 0 | 0 | 0 | 0 | 0 | 0 | 0 | 0 | 0 | 0.26619 | 0 | 0 | 0 | 0 | 1.7432 | 0 | 0 | 0
10 | 286 | 23 | 57.2 | 1.7464 | 76.9615 | 0 | 2.7395 | -0.01793 | 0 | 77.0752 | 76.8555 | 76.8555 | -0.0034925 | -0.0077405 | -0.00094129 | 0 | 0 | 0 | 0 | -0.00051541 | -0.0053581 | -0.0032487 | -7.8198e-05 | -0.0027613 | -0.0012353 | 0.0074411 | 0.0015609 | 0 | 0 | 0 | 0 | 0 | 0 | 0 | 0 | 0 | 0 | 0 | 0.26629 | 0 | 0 | 0 | 0 | 1.4801 | 0 | 0 | 0
10 | 286 | 24 | 57.2 | 1.2812 | 76.9615 | 0 | 0.45659 | -0.018312 | 0 | 76.8555 | 76.6311 | 76.6311 | -0.0034539 | -0.007655 | -0.00093088 | 0 | 0 | 0 | 0 | -0.00050898 | -0.0052989 | -0.0032126 | -7.7333e-05 | -0.0027308 | -0.001159 | 0.0067153 | 0.0014098 | 0 | 0 | 0 | 0 | 0 | 0 | 0 | 0 | 0 | 0 | 0 | 0.064292 | 0 | 0 | 0 | 0 | 1.2169 | 0 | 0 | 0
10 | 287 | 1 | 57.2 | 0.98567 | 76.7296 | 0 | 0.45792 | -0.022666 | 0 | 76.6311 | 76.3533 | 76.3533 | -0.0034145 | -0.0075676 | -0.00092026 | 0 | 0 | 0 | 0 | -0.00050316 | -0.0052384 | -0.0031759 | -7.645e-05 | -0.0026996 | -0.0011371 | 0.0020667 | 0.00043418 | 0 | 0 | 0 | 0 | 0 | 0 | 0 | 0 | 0 | 0 | 0 | 0.064742 | 0 | 0 | 0 | 0 | 0.92093 | 0 | 0 | 0
10 | 287 | 2 | 55.4 | 0.92004 | 76.7296 | 0 | 0.45792 | -0.024668 | 0 | 76.3533 | 76.051 | 76.051 | -0.0036819 | -0.0081604 | -0.00099235 | 0 | 0 | 0 | 0 | -0.00054356 | -0.0056487 | -0.003425 | -8.2439e-05 | -0.0029111 | -0.0012888 | 0.0020667 | 0.00043418 | 0 | 0 | 0 | 0 | 0 | 0 | 0 | 0 | 0 | 0 | 0 | 0.064891 | 0 | 0 | 0 | 0 | 0.85515 | 0 | 0 | 0
10 | 287 | 3 | 53.6 | 0.88731 | 76.7296 | 0 | 0.45792 | -0.026472 | 0 | 76.051 | 75.7266 | 75.7266 | -0.0039451 | -0.0087437 | -0.0010633 | 0 | 0 | 0 | 0 | -0.00058011 | -0.0060525 | -0.0036692 | -8.8332e-05 | -0.0031191 | -0.0012769 | 0.0020667 | 0.00043418 | 0 | 0 | 0 | 0 | 0 | 0 | 0 | 0 | 0 | 0 | 0 | 0.065051 | 0 | 0 | 0 | 0 | 0.82226 | 0 | 0 | 0
10 | 287 | 4 | 50 | 0.8546 | 76.7296 | 0 | 0.45792 | -0.030803 | 0 | 75.7266 | 75.3491 | 75.3491 | -0.0045207 | -0.010019 | -0.0012184 | 0 | 0 | 0 | 0 | -0.00066638 | -0.0069356 | -0.004205 | -0.00010122 | -0.0035742 | -0.0016285 | 0.0020667 | 0.00043418 | 0 | 0 | 0 | 0 | 0 | 0 | 0 | 0 | 0 | 0 | 0 | 0.065237 | 0 | 0 | 0 | 0 | 0.78937 | 0 | 0 | 0
10 | 287 | 5 | 50 | 0.85479 | 76.7296 | 0 | 0.45792 | -0.030391 | 0 | 75.3491 | 74.9766 | 74.9766 | -0.0044544 | -0.0098724 | -0.0012005 | 0 | 0 | 0 | 0 | -0.0006557 | -0.0068338 | -0.004143 | -9.9734e-05 | -0.0035218 | -0.0016759 | 0.0020667 | 0.00043418 | 0 | 0 | 0 | 0 | 0 | 0 | 0 | 0 | 0 | 0 | 0 | 0.065421 | 0 | 0 | 0 | 0 | 0.78937 | 0 | 0 | 0
10 | 287 | 6 | 48.2 | 0.96083 | 76.7296 | 0 | 0.53873 | -0.030906 | 0 | 74.9766 | 74.5979 | 74.5979 | -0.0047052 | -0.010428 | -0.0012681 | 0 | 0 | 0 | 0 | -0.00069396 | -0.0072186 | -0.0043767 | -0.00010535 | -0.0037201 | -0.0018426 | 0.0034529 | 0.00072422 | 0 | 0 | 0 | 0 | 0 | 0 | 0 | 0 | 0 | 0 | 0 | 0.072796 | 0 | 0 | 0 | 0 | 0.88804 | 0 | 0 | 0
10 | 287 | 7 | 48.2 | 1.5356 | 76.7296 | 0 | 4.0405 | -0.031604 | 0 | 74.5979 | 74.2106 | 74.2106 | -0.0046387 | -0.010281 | -0.0012502 | 0 | 0 | 0.00048402 | 6.3699e-05 | -0.00068443 | -0.008777 | -0.0051914 | -0.00010386 | -0.0036675 | -0.0018967 | 0.0043383 | 0.00091055 | 0 | 0 | 0 | 0 | 0 | 0 | 0 | 0 | 0 | 0 | 0 | 0.38448 | 0 | 0 | 0 | 0 | 1.1512 | 0 | 0 | 0
10 | 287 | 8 | 53.6 | 1.733 | 76.7296 | 0 | 4.0405 | -0.0081069 | 0 | 74.2106 | 74.1112 | 74.1112 | -0.0036217 | -0.0080269 | -0.00097612 | 0 | 0 | 0.0061563 | 0.0014255 | -0.00053051 | -0.0048742 | -0.002219 | -8.1091e-05 | -0.0028634 | -0.0011723 | 0.0086767 | 0.0018211 | 0 | 0 | 0 | 0 | 0 | 0 | 0 | 0 | 0 | 0 | 0 | 0.38453 | 0 | 0 | 0 | 0 | 1.3485 | 0 | 0 | 0
10 | 287 | 9 | 60.8 | 1.7179 | 76.7296 | 0 | 3.5018 | 0.017641 | 0 | 74.1112 | 74.3274 | 74.3274 | -0.0023391 | -0.0051841 | -0.00063042 | 0 | 0 | 0.017307 | 0.0036146 | -0.00034393 | 0.0014467 | 0.00010357 | -5.2372e-05 | -0.0018493 | -0.00055553 | 0.0050623 | 0.0010617 | 0 | 0 | 0 | 0 | 0 | 0 | 0 | 0 | 0 | 0 | 0 | 0.3365 | 0 | 0 | 0 | 0 | 1.3814 | 0 | 0 | 0
10 | 287 | 10 | 69.8 | 1.7506 | 76.7296 | 0 | 3.5018 | 0.036569 | 0 | 74.3274 | 74.7756 | 74.7756 | -0.00079556 | -0.0017632 | -0.00021442 | 0 | 0 | 0.022028 | 0.0055715 | -0.00011811 | 0.0072743 | 0.0016601 | -1.7813e-05 | -0.000629 | -0.00017427 | 0.0030973 | 0.00065039 | 0 | 0 | 0 | 0 | 0 | 0 | 0 | 0 | 0 | 0 | 0 | 0.33629 | 0 | 0 | 0 | 0 | 1.4143 | 0 | 0 | 0
10 | 287 | 11 | 71.6 | 1.7832 | 76.7296 | 0 | 3.5018 | 0.044356 | 0 | 74.7756 | 75.3192 | 75.3192 | -0.00055802 | -0.0012367 | -0.0001504 | 0 | 0 | 0.02446 | 0.0068969 | -8.2698e-05 | 0.010259 | 0.0016105 | -1.2494e-05 | -0.00044119 | -0.0001356 | 0.0030973 | 0.00065039 | 0 | 0 | 0 | 0 | 0 | 0 | 0 | 0 | 0 | 0 | 0 | 0.33602 | 0 | 0 | 0 | 0 | 1.4472 | 0 | 0 | 0
10 | 287 | 12 | 73.4 | 1.6918 | 76.7296 | 0 | 2.4782 | 0.049164 | 0 | 75.3192 | 75.9217 | 75.9217 | -0.00033724 | -0.00074743 | -9.0892e-05 | 0 | 0 | 0.025 | 0.0074973 | -4.985e-05 | 0.012032 | 0.001199 | -7.5508e-06 | -0.00026663 | -6.2669e-05 | 0.0041315 | 0.0008666 | 0 | 0 | 0 | 0 | 0 | 0 | 0 | 0 | 0 | 0 | 0 | 0.24467 | 0 | 0 | 0 | 0 | 1.4472 | 0 | 0 | 0
10 | 287 | 13 | 75.2 | 1.6587 | 76.7296 | 0 | 2.4782 | 0.049676 | 0 | 75.9217 | 76.5305 | 76.5305 | -0.00012681 | -0.00028106 | -3.4179e-05 | 0 | 0 | 0.024572 | 0.0073603 | -1.8697e-05 | 0.012687 | 0.0018887 | -2.8394e-06 | -0.00010026 | -1.6712e-05 | 0.0030973 | 0.00065039 | 0 | 0 | 0 | 0 | 0 | 0 | 0 | 0 | 0 | 0 | 0 | 0.24437 | 0 | 0 | 0 | 0 | 1.4143 | 0 | 0 | 0
10 | 287 | 14 | 75.2 | 1.5824 | 76.7296 | 0 | 1.9933 | 0.04493 | 0 | 76.5305 | 77.0811 | 77.0811 | -0.00023379 | -0.00051816 | -6.3011e-05 | 0 | 0 | 0.02263 | 0.006504 | -3.4419e-05 | 0.011474 | 0.0022703 | -5.2346e-06 | -0.00018484 | -3.2753e-05 | 0.0025838 | 0.00054141 | 0 | 0 | 0 | 0 | 0 | 0 | 0 | 0 | 0 | 0 | 0 | 0.20097 | 0 | 0 | 0 | 0 | 1.3814 | 0 | 0 | 0
10 | 287 | 15 | 75.2 | 1.5492 | 76.7296 | 0 | 1.9933 | 0.037154 | 0 | 77.0811 | 77.5364 | 77.5364 | -0.00033055 | -0.00073261 | -8.9089e-05 | 0 | 0 | 0.019198 | 0.004949 | -4.867e-05 | 0.0090019 | 0.0022736 | -7.401e-06 | -0.00026134 | -4.8772e-05 | 0.0026854 | 0.00056426 | 0 | 0 | 0 | 0 | 0 | 0 | 0 | 0 | 0 | 0 | 0 | 0.20075 | 0 | 0 | 0 | 0 | 1.3485 | 0 | 0 | 0
10 | 287 | 16 | 77 | 1.6149 | 76.7296 | 0 | 1.9933 | 0.027907 | 0 | 77.5364 | 77.8784 | 77.8784 | -9.4262e-05 | -0.00020892 | -2.5405e-05 | 0 | 0 | 0.014167 | 0.0028751 | -1.3936e-05 | 0.0059141 | 0.0021364 | -2.1105e-06 | -7.4527e-05 | -1.5812e-05 | 0.0026854 | 0.00056426 | 0 | 0 | 0 | 0 | 0 | 0 | 0 | 0 | 0 | 0 | 0 | 0.20058 | 0 | 0 | 0 | 0 | 1.4143 | 0 | 0 | 0
10 | 287 | 17 | 75.2 | 1.8779 | 76.7296 | 0 | 1.9933 | 0.011047 | 0 | 77.8784 | 78.0138 | 78 | -0.00047066 | -0.0010431 | -0.00012685 | 0 | 0 | 0.0054613 | 0.00091847 | -6.9611e-05 | 0.0012061 | 0.0008951 | -1.0538e-05 | -0.00037212 | -9.2068e-05 | 0.0039265 | 0.00082442 | 0 | 0 | 0 | 0 | 0 | 0 | 0 | 0 | 0 | 0 | 0 | 0.20052 | 0 | 0 | 0 | 0 | 1.6774 | 0 | 0 | 0
10 | 287 | 18 | 69.8 | 2.4301 | 76.7296 | 0 | 3.394 | -0.0066533 | 0 | 78 | 77.9185 | 77.9185 | -0.0014409 | -0.0031935 | -0.00038835 | 0 | 0 | 0.0015337 | 0.00017699 | -0.00021331 | -0.0039974 | -0.0018636 | -3.2262e-05 | -0.0011392 | -0.00033024 | 0.0042349 | 0.00088946 | 0 | 0 | 0 | 0 | 0 | 0 | 0 | 0 | 0 | 0 | 0 | 0.32517 | 0 | 0 | 0 | 0 | 2.105 | 0 | 0 | 0
10 | 287 | 19 | 64.4 | 2.3973 | 76.7296 | 0 | 3.394 | -0.0125 | 0 | 77.9185 | 77.7653 | 77.7653 | -0.0023755 | -0.0052649 | -0.00064023 | 0 | 0 | 0 | 0 | -0.00035121 | -0.0036444 | -0.0022097 | -5.3187e-05 | -0.0018781 | -0.00062802 | 0.0045452 | 0.0009545 | 0 | 0 | 0 | 0 | 0 | 0 | 0 | 0 | 0 | 0 | 0 | 0.32524 | 0 | 0 | 0 | 0 | 2.0721 | 0 | 0 | 0
10 | 287 | 20 | 62.6 | 2.2658 | 76.7296 | 0 | 3.394 | -0.01192 | 0 | 77.7653 | 77.6192 | 77.6192 | -0.0026649 | -0.0059062 | -0.00071823 | 0 | 0 | 0 | 0 | -0.00039118 | -0.0040884 | -0.0024783 | -5.9667e-05 | -0.0021069 | -0.00063325 | 0.0071272 | 0.0014959 | 0 | 0 | 0 | 0 | 0 | 0 | 0 | 0 | 0 | 0 | 0 | 0.32531 | 0 | 0 | 0 | 0 | 1.9405 | 0 | 0 | 0
10 | 287 | 21 | 59 | 2.1673 | 76.7296 | 0 | 3.394 | -0.016319 | 0 | 77.6192 | 77.4192 | 77.4192 | -0.0032718 | -0.0072514 | -0.0008818 | 0 | 0 | 0 | 0 | -0.00048045 | -0.0050195 | -0.0030428 | -7.3256e-05 | -0.0025868 | -0.00083864 | 0.0071272 | 0.0014959 | 0 | 0 | 0 | 0 | 0 | 0 | 0 | 0 | 0 | 0 | 0 | 0.32541 | 0 | 0 | 0 | 0 | 1.8419 | 0 | 0 | 0
10 | 287 | 22 | 59 | 2.0112 | 76.7296 | 0 | 2.7475 | -0.015743 | 0 | 77.4192 | 77.2263 | 77.2263 | -0.0032367 | -0.0071735 | -0.00087233 | 0 | 0 | 0 | 0 | -0.00047298 | -0.0049656 | -0.0030094 | -7.2469e-05 | -0.002559 | -0.0008218 | 0.0074411 | 0.0015609 | 0 | 0 | 0 | 0 | 0 | 0 | 0 | 0 | 0 | 0 | 0 | 0.268 | 0 | 0 | 0 | 0 | 1.7432 | 0 | 0 | 0
10 | 287 | 23 | 57.2 | 1.7482 | 76.7296 | 0 | 2.7475 | -0.017835 | 0 | 77.2263 | 77.0077 | 77.0077 | -0.003519 | -0.0077994 | -0.00094844 | 0 | 0 | 0 | 0 | -0.0005159 | -0.0053988 | -0.0032725 | -7.8792e-05 | -0.0027823 | -0.00096136 | 0.0074411 | 0.0015609 | 0 | 0 | 0 | 0 | 0 | 0 | 0 | 0 | 0 | 0 | 0 | 0.2681 | 0 | 0 | 0 | 0 | 1.4801 | 0 | 0 | 0
10 | 287 | 24 | 57.2 | 1.2815 | 76.7296 | 0 | 0.45792 | -0.018275 | 0 | 77.0077 | 76.7837 | 76.7837 | -0.0034806 | -0.0077142 | -0.00093809 | 0 | 0 | 0 | 0 | -0.00050891 | -0.0053399 | -0.0032364 | -7.7932e-05 | -0.0027519 | -0.00094181 | 0.0067153 | 0.0014098 | 0 | 0 | 0 | 0 | 0 | 0 | 0 | 0 | 0 | 0 | 0 | 0.06453 | 0 | 0 | 0 | 0 | 1.2169 | 0 | 0 | 0
10 | 288 | 1 | 59 | 0.9859 | 76.4968 | 0 | 0.45925 | -0.020366 | 0 | 76.7837 | 76.5341 | 76.5341 | -0.003125 | -0.006926 | -0.00084224 | 0 | 0 | 0 | 0 | -0.00045702 | -0.0047943 | -0.0029057 | -6.9969e-05 | -0.0024707 | -0.00084172 | 0.0020667 | 0.00043418 | 0 | 0 | 0 | 0 | 0 | 0 | 0 | 0 | 0 | 0 | 0 | 0.064968 | 0 | 0 | 0 | 0 | 0.92093 | 0 | 0 | 0
10 | 288 | 2 | 55.4 | 0.92026 | 76.4968 | 0 | 0.45925 | -0.024658 | 0 | 76.5341 | 76.232 | 76.232 | -0.0037137 | -0.0082308 | -0.0010009 | 0 | 0 | 0 | 0 | -0.00054573 | -0.0056975 | -0.0034539 | -8.3151e-05 | -0.0029362 | -0.0010632 | 0.0020667 | 0.00043418 | 0 | 0 | 0 | 0 | 0 | 0 | 0 | 0 | 0 | 0 | 0 | 0.065117 | 0 | 0 | 0 | 0 | 0.85515 | 0 | 0 | 0
10 | 288 | 3 | 53.6 | 0.88753 | 76.4968 | 0 | 0.45925 | -0.026621 | 0 | 76.232 | 75.9057 | 75.9057 | -0.0039769 | -0.0088142 | -0.0010718 | 0 | 0 | 0 | 0 | -0.00058336 | -0.0061013 | -0.0036983 | -8.9044e-05 | -0.0031443 | -0.0012079 | 0.0020667 | 0.00043418 | 0 | 0 | 0 | 0 | 0 | 0 | 0 | 0 | 0 | 0 | 0 | 0.065278 | 0 | 0 | 0 | 0 | 0.82226 | 0 | 0 | 0
10 | 288 | 4 | 51.8 | 0.85482 | 76.4968 | 0 | 0.45925 | -0.028561 | 0 | 75.9057 | 75.5557 | 75.5557 | -0.0042359 | -0.0093881 | -0.0011416 | 0 | 0 | 0 | 0 | -0.00062162 | -0.0064986 | -0.0039392 | -9.4842e-05 | -0.003349 | -0.0013582 | 0.0020667 | 0.00043418 | 0 | 0 | 0 | 0 | 0 | 0 | 0 | 0 | 0 | 0 | 0 | 0.06545 | 0 | 0 | 0 | 0 | 0.78937 | 0 | 0 | 0
10 | 288 | 5 | 53.6 | 0.85497 | 76.4968 | 0 | 0.45925 | -0.025729 | 0 | 75.5557 | 75.2404 | 75.2404 | -0.0038581 | -0.0085508 | -0.0010398 | 0 | 0 | 0 | 0 | -0.0005628 | -0.005919 | -0.0035869 | -8.6383e-05 | -0.0030503 | -0.0011416 | 0.0020667 | 0.00043418 | 0 | 0 | 0 | 0 | 0 | 0 | 0 | 0 | 0 | 0 | 0 | 0.065606 | 0 | 0 | 0 | 0 | 0.78937 | 0 | 0 | 0
10 | 288 | 6 | 51.8 | 0.96105 | 76.4968 | 0 | 0.5403 | -0.026298 | 0 | 75.2404 | 74.9181 | 74.9181 | -0.004119 | -0.009129 | -0.0011101 | 0 | 0 | 0 | 0 | -0.00060446 | -0.0063192 | -0.0038305 | -9.2224e-05 | -0.0032566 | -0.0012894 | 0.0034529 | 0.00072422 | 0 | 0 | 0 | 0 | 0 | 0 | 0 | 0 | 0 | 0 | 0 | 0.073009 | 0 | 0 | 0 | 0 | 0.88804 | 0 | 0 | 0
10 | 288 | 7 | 51.8 | 1.5382 | 76.4968 | 0 | 4.0522 | -0.027176 | 0 | 74.9181 | 74.5851 | 74.5851 | -0.0040624 | -0.0090035 | -0.0010949 | 0 | 0 | 0.00079428 | 6.6061e-05 | -0.0005946 | -0.0083371 | -0.0047229 | -9.0956e-05 | -0.0032118 | -0.0012566 | 0.0043383 | 0.00091055 | 0 | 0 | 0 | 0 | 0 | 0 | 0 | 0 | 0 | 0 | 0 | 0.38708 | 0 | 0 | 0 | 0 | 1.1512 | 0 | 0 | 0
10 | 288 | 8 | 60.8 | 1.7356 | 76.4968 | 0 | 4.0522 | 0.0013952 | 0 | 74.5851 | 74.6022 | 74.6022 | -0.0024223 | -0.0053687 | -0.00065286 | 0 | 0 | 0.0063479 | 0.0014456 | -0.00035496 | -0.0029267 | -0.00090481 | -5.4236e-05 | -0.0019152 | -0.00047525 | 0.0086767 | 0.0018211 | 0 | 0 | 0 | 0 | 0 | 0 | 0 | 0 | 0 | 0 | 0 | 0.38707 | 0 | 0 | 0 | 0 | 1.3485 | 0 | 0 | 0
10 | 288 | 9 | 64.4 | 1.72 | 76.4968 | 0 | 3.5119 | 0.022178 | 0 | 74.6022 | 74.8739 | 74.8739 | -0.0017927 | -0.0039733 | -0.00048317 | 0 | 0 | 0.017772 | 0.0036489 | -0.00026272 | 0.0022743 | 0.00068349 | -4.014e-05 | -0.0014174 | -0.00035588 | 0.0050623 | 0.0010617 | 0 | 0 | 0 | 0 | 0 | 0 | 0 | 0 | 0 | 0 | 0 | 0.33865 | 0 | 0 | 0 | 0 | 1.3814 | 0 | 0 | 0
10 | 288 | 10 | 69.8 | 1.7527 | 76.4968 | 0 | 3.5119 | 0.03657 | 0 | 74.8739 | 75.3221 | 75.3221 | -0.0008916 | -0.0019761 | -0.0002403 | 0 | 0 | 0.022307 | 0.005586 | -0.00013141 | 0.0073068 | 0.0017275 | -1.9963e-05 | -0.00070493 | -0.00014064 | 0.0030973 | 0.00065039 | 0 | 0 | 0 | 0 | 0 | 0 | 0 | 0 | 0 | 0 | 0 | 0.33843 | 0 | 0 | 0 | 0 | 1.4143 | 0 | 0 | 0
10 | 288 | 11 | 75.2 | 1.7853 | 76.4968 | 0 | 3.5119 | 0.048612 | 0 | 75.3221 | 75.9179 | 75.9179 | -2.1459e-05 | -4.756e-05 | -5.7836e-06 | 0 | 0 | 0.024616 | 0.0068895 | -3.1732e-06 | 0.011201 | 0.0022558 | -4.8047e-07 | -1.6966e-05 | -2.6507e-06 | 0.0030973 | 0.00065039 | 0 | 0 | 0 | 0 | 0 | 0 | 0 | 0 | 0 | 0 | 0 | 0.33814 | 0 | 0 | 0 | 0 | 1.4472 | 0 | 0 | 0
10 | 288 | 12 | 77 | 1.6932 | 76.4968 | 0 | 2.4854 | 0.053253 | 0 | 75.9179 | 76.5705 | 76.5705 | 0.00019015 | 0.00042144 | 5.125e-05 | 0 | 0 | 0.025087 | 0.0074735 | 2.7894e-05 | 0.012982 | 0.0018541 | 4.2576e-06 | 0.00015034 | 1.4083e-05 | 0.0041315 | 0.0008666 | 0 | 0 | 0 | 0 | 0 | 0 | 0 | 0 | 0 | 0 | 0 | 0.24606 | 0 | 0 | 0 | 0 | 1.4472 | 0 | 0 | 0
10 | 288 | 13 | 78.8 | 1.66 | 76.4968 | 0 | 2.4854 | 0.053483 | 0 | 76.5705 | 77.2259 | 77.2259 | 0.00039177 | 0.00086829 | 0.00010559 | 0 | 0 | 0.024652 | 0.0073334 | 5.7487e-05 | 0.013505 | 0.0024672 | 8.7718e-06 | 0.00030975 | 3.5527e-05 | 0.0030973 | 0.00065039 | 0 | 0 | 0 | 0 | 0 | 0 | 0 | 0 | 0 | 0 | 0 | 0.24574 | 0 | 0 | 0 | 0 | 1.4143 | 0 | 0 | 0
10 | 288 | 14 | 80.6 | 1.5834 | 76.4968 | 0 | 1.9991 | 0.050903 | 0 | 77.2259 | 77.8498 | 77.8498 | 0.00059289 | 0.001314 | 0.0001598 | 0 | 0 | 0.022733 | 0.0064773 | 8.748e-05 | 0.012718 | 0.0031147 | 1.3275e-05 | 0.00046876 | 9.9288e-05 | 0.0025838 | 0.00054141 | 0 | 0 | 0 | 0 | 0 | 0 | 0 | 0 | 0 | 0 | 0 | 0.20197 | 0 | 0 | 0 | 0 | 1.3814 | 0 | 0 | 0
10 | 288 | 15 | 80.6 | 3.3157 | 76.4968 | 0 | 1.9991 | 0.042927 | 0.030669 | 77.8498 | 78.3759 | 78 | 0.00048327 | 0.0010711 | 0.00013025 | 0 | 0 | 0.018974 | 0.0048084 | 7.0065e-05 | 0.01043 | 0.0032969 | 1.0821e-05 | 0.00038209 | 2.0703e-05 | 0.0026854 | 0.00056426 | 0 | 0 | 0 | 0 | 0 | 0 | 1.7653 | 0 | 0 | 0 | 0 | 0.20189 | 0 | 0 | 0 | 0 | 1.3485 | 0 | 0 | 0
10 | 288 | 16 | 80.6 | 3.2775 | 76.4968 | 0 | 1.9991 | 0.028861 | 0.028861 | 78 | 78.3537 | 78 | 0.00045688 | 0.0010126 | 0.00012314 | 0 | 0 | 0.012532 | 0.0025564 | 6.6764e-05 | 0.0060461 | 0.0024092 | 1.023e-05 | 0.00036122 | 3.7292e-05 | 0.0026854 | 0.00056426 | 0 | 0 | 0 | 0 | 0 | 0 | 1.6613 | 0 | 0 | 0 | 0 | 0.20189 | 0 | 0 | 0 | 0 | 1.4143 | 0 | 0 | 0
10 | 288 | 17 | 78.8 | 2.7769 | 76.4968 | 0 | 1.9991 | 0.015593 | 0.015593 | 78 | 78.1911 | 78 | 0.00014058 | 0.00031157 | 3.7888e-05 | 0 | 0 | 0.0053834 | 0.00090477 | 2.0781e-05 | 0.0023676 | 0.0015373 | 3.1475e-06 | 0.00011114 | 2.407e-05 | 0.0039265 | 0.00082442 | 0 | 0 | 0 | 0 | 0 | 0 | 0.89756 | 0 | 0 | 0 | 0 | 0.20189 | 0 | 0 | 0 | 0 | 1.6774 | 0 | 0 | 0
10 | 288 | 18 | 75.2 | 2.4324 | 76.4968 | 0 | 3.4039 | 0.0011807 | 0 | 78 | 78.0145 | 78 | -0.00049202 | -0.0010905 | -0.00013261 | 0 | 0 | 0.0015291 | 0.00019088 | -7.2158e-05 | -0.0019028 | -0.00064857 | -1.1016e-05 | -0.00038901 | -3.5533e-05 | 0.0042349 | 0.00088946 | 0 | 0 | 0 | 0 | 0 | 0 | 0 | 0 | 0 | 0 | 0 | 0.32746 | 0 | 0 | 0 | 0 | 2.105 | 0 | 0 | 0
10 | 288 | 19 | 68 | 2.3996 | 76.4968 | 0 | 3.4039 | -0.0079431 | 0 | 78 | 77.9027 | 77.9027 | -0.0017572 | -0.0038946 | -0.0004736 | 0 | 0 | 0 | 0 | -0.00025954 | -0.0026959 | -0.0016346 | -3.9344e-05 | -0.0013893 | -0.00034428 | 0.0045452 | 0.0009545 | 0 | 0 | 0 | 0 | 0 | 0 | 0 | 0 | 0 | 0 | 0 | 0.32751 | 0 | 0 | 0 | 0 | 2.0721 | 0 | 0 | 0
10 | 288 | 20 | 66.2 | 2.2681 | 76.4968 | 0 | 3.4039 | -0.0076436 | 0 | 77.9027 | 77.809 | 77.809 | -0.0020564 | -0.0045577 | -0.00055424 | 0 | 0 | 0 | 0 | -0.00030381 | -0.0031549 | -0.001913 | -4.6043e-05 | -0.0016259 | -0.00055881 | 0.0071272 | 0.0014959 | 0 | 0 | 0 | 0 | 0 | 0 | 0 | 0 | 0 | 0 | 0 | 0.32756 | 0 | 0 | 0 | 0 | 1.9405 | 0 | 0 | 0
10 | 288 | 21 | 64.4 | 2.1695 | 76.4968 | 0 | 3.4039 | -0.0098448 | 0 | 77.809 | 77.6883 | 77.6883 | -0.0023562 | -0.0052222 | -0.00063505 | 0 | 0 | 0 | 0 | -0.0003482 | -0.0036149 | -0.0021919 | -5.2757e-05 | -0.0018629 | -0.00068771 | 0.0071272 | 0.0014959 | 0 | 0 | 0 | 0 | 0 | 0 | 0 | 0 | 0 | 0 | 0 | 0.32762 | 0 | 0 | 0 | 0 | 1.8419 | 0 | 0 | 0
10 | 288 | 22 | 62.6 | 2.0129 | 76.4968 | 0 | 2.7555 | -0.011568 | 0 | 77.6883 | 77.5466 | 77.5466 | -0.0026513 | -0.0058763 | -0.00071458 | 0 | 0 | 0 | 0 | -0.00039012 | -0.0040676 | -0.002466 | -5.9364e-05 | -0.0020962 | -0.00068706 | 0.0074411 | 0.0015609 | 0 | 0 | 0 | 0 | 0 | 0 | 0 | 0 | 0 | 0 | 0 | 0.26973 | 0 | 0 | 0 | 0 | 1.7432 | 0 | 0 | 0
10 | 288 | 23 | 60.8 | 1.7499 | 76.4968 | 0 | 2.7555 | -0.013578 | 0 | 77.5466 | 77.3802 | 77.3802 | -0.0029427 | -0.0065221 | -0.00079312 | 0 | 0 | 0 | 0 | -0.00043093 | -0.0045147 | -0.0027364 | -6.5888e-05 | -0.0023266 | -0.00068698 | 0.0074411 | 0.0015609 | 0 | 0 | 0 | 0 | 0 | 0 | 0 | 0 | 0 | 0 | 0 | 0.26981 | 0 | 0 | 0 | 0 | 1.4801 | 0 | 0 | 0
10 | 288 | 24 | 59 | 1.2816 | 76.4968 | 0 | 0.45925 | -0.016419 | 0 | 77.3802 | 77.1789 | 77.1789 | -0.0032298 | -0.0071583 | -0.00087048 | 0 | 0 | 0 | 0 | -0.00047325 | -0.0049551 | -0.0030034 | -7.2315e-05 | -0.0025536 | -0.00081853 | 0.0067153 | 0.0014098 | 0 | 0 | 0 | 0 | 0 | 0 | 0 | 0 | 0 | 0 | 0 | 0.064651 | 0 | 0 | 0 | 0 | 1.2169 | 0 | 0 | 0
10 | 289 | 1 | 59 | 0.98602 | 76.2631 | 0 | 0.46057 | -0.020805 | 0 | 77.1789 | 76.924 | 76.924 | -0.0031944 | -0.0070799 | -0.00086095 | 0 | 0 | 0 | 0 | -0.00046681 | -0.0049008 | -0.0029702 | -7.1524e-05 | -0.0025256 | -0.00080177 | 0.0020667 | 0.00043418 | 0 | 0 | 0 | 0 | 0 | 0 | 0 | 0 | 0 | 0 | 0 | 0.065093 | 0 | 0 | 0 | 0 | 0.92093 | 0 | 0 | 0
10 | 289 | 2 | 55.4 | 0.92039 | 76.2631 | 0 | 0.46057 | -0.025254 | 0 | 76.924 | 76.6145 | 76.6145 | -0.0037822 | -0.0083827 | -0.0010194 | 0 | 0 | 0 | 0 | -0.00055713 | -0.0058026 | -0.003518 | -8.4684e-05 | -0.0029903 | -0.0011841 | 0.0020667 | 0.00043418 | 0 | 0 | 0 | 0 | 0 | 0 | 0 | 0 | 0 | 0 | 0 | 0.065245 | 0 | 0 | 0 | 0 | 0.85515 | 0 | 0 | 0
10 | 289 | 3 | 55.4 | 0.88765 | 76.2631 | 0 | 0.46057 | -0.02476 | 0 | 76.6145 | 76.311 | 76.311 | -0.0037278 | -0.0082621 | -0.0010047 | 0 | 0 | 0 | 0 | -0.00054523 | -0.0057191 | -0.0034663 | -8.3467e-05 | -0.0029474 | -0.0010707 | 0.0020667 | 0.00043418 | 0 | 0 | 0 | 0 | 0 | 0 | 0 | 0 | 0 | 0 | 0 | 0.065395 | 0 | 0 | 0 | 0 | 0.82226 | 0 | 0 | 0
10 | 289 | 4 | 55.4 | 0.85491 | 76.2631 | 0 | 0.46057 | -0.024363 | 0 | 76.311 | 76.0125 | 76.0125 | -0.0036745 | -0.0081439 | -0.00099035 | 0 | 0 | 0 | 0 | -0.00053752 | -0.0056373 | -0.0034167 | -8.2273e-05 | -0.0029052 | -0.0010423 | 0.0020667 | 0.00043418 | 0 | 0 | 0 | 0 | 0 | 0 | 0 | 0 | 0 | 0 | 0 | 0.065542 | 0 | 0 | 0 | 0 | 0.78937 | 0 | 0 | 0
10 | 289 | 5 | 53.6 | 0.85507 | 76.2631 | 0 | 0.46057 | -0.026332 | 0 | 76.0125 | 75.6897 | 75.6897 | -0.0039384 | -0.0087287 | -0.0010615 | 0 | 0 | 0 | 0 | -0.00057775 | -0.0060421 | -0.0036625 | -8.818e-05 | -0.0031138 | -0.0011862 | 0.0020667 | 0.00043418 | 0 | 0 | 0 | 0 | 0 | 0 | 0 | 0 | 0 | 0 | 0 | 0.065701 | 0 | 0 | 0 | 0 | 0.78937 | 0 | 0 | 0
10 | 289 | 6 | 53.6 | 0.96119 | 76.2631 | 0 | 0.54185 | -0.024609 | 0 | 75.6897 | 75.3882 | 75.3882 | -0.0038816 | -0.008603 | -0.0010462 | 0 | 0 | 0 | 0 | -0.0005697 | -0.0059551 | -0.0036098 | -8.691e-05 | -0.003069 | -0.0012404 | 0.0034529 | 0.00072422 | 0 | 0 | 0 | 0 | 0 | 0 | 0 | 0 | 0 | 0 | 0 | 0.073149 | 0 | 0 | 0 | 0 | 0.88804 | 0 | 0 | 0
10 | 289 | 7 | 53.6 | 1.5408 | 76.2631 | 0 | 4.0639 | -0.025584 | 0 | 75.3882 | 75.0746 | 75.0746 | -0.0038287 | -0.0084856 | -0.0010319 | 0 | 0 | 0.00021427 | 4.049e-05 | -0.00056015 | -0.0074902 | -0.0045425 | -8.5724e-05 | -0.0030271 | -0.0011254 | 0.0043383 | 0.00091055 | 0 | 0 | 0 | 0 | 0 | 0 | 0 | 0 | 0 | 0 | 0 | 0.38963 | 0 | 0 | 0 | 0 | 1.1512 | 0 | 0 | 0
10 | 289 | 8 | 60.8 | 1.7381 | 76.2631 | 0 | 4.0639 | -0.0021912 | 0 | 75.0746 | 75.0478 | 75.0478 | -0.0025084 | -0.0055594 | -0.00067605 | 0 | 0 | 0.0050663 | 0.0011349 | -0.00036654 | -0.003424 | -0.0019875 | -5.6162e-05 | -0.0019832 | -0.00050781 | 0.0086767 | 0.0018211 | 0 | 0 | 0 | 0 | 0 | 0 | 0 | 0 | 0 | 0 | 0 | 0.38965 | 0 | 0 | 0 | 0 | 1.3485 | 0 | 0 | 0
10 | 289 | 9 | 66.2 | 1.7222 | 76.2631 | 0 | 3.522 | 0.020512 | 0 | 75.0478 | 75.2992 | 75.2992 | -0.0015547 | -0.0034458 | -0.00041903 | 0 | 0 | 0.015808 | 0.0032342 | -0.0002284 | 0.0020364 | 0.00050291 | -3.4811e-05 | -0.0012292 | -0.00028147 | 0.0050623 | 0.0010617 | 0 | 0 | 0 | 0 | 0 | 0 | 0 | 0 | 0 | 0 | 0 | 0.34086 | 0 | 0 | 0 | 0 | 1.3814 | 0 | 0 | 0
10 | 289 | 10 | 69.8 | 1.7549 | 76.2631 | 0 | 3.522 | 0.033605 | 0 | 75.2992 | 75.711 | 75.711 | -0.00096632 | -0.0021417 | -0.00026044 | 0 | 0 | 0.021068 | 0.0051631 | -0.00014218 | 0.0066023 | 0.0014772 | -2.1636e-05 | -0.000764 | -0.00015789 | 0.0030973 | 0.00065039 | 0 | 0 | 0 | 0 | 0 | 0 | 0 | 0 | 0 | 0 | 0 | 0.34066 | 0 | 0 | 0 | 0 | 1.4143 | 0 | 0 | 0
10 | 289 | 11 | 73.4 | 1.7876 | 76.2631 | 0 | 3.522 | 0.044442 | 0 | 75.711 | 76.2556 | 76.2556 | -0.00040609 | -0.00090003 | -0.00010945 | 0 | 0 | 0.02389 | 0.0065079 | -5.9944e-05 | 0.010218 | 0.0019468 | -9.0924e-06 | -0.00032107 | -6.2264e-05 | 0.0030973 | 0.00065039 | 0 | 0 | 0 | 0 | 0 | 0 | 0 | 0 | 0 | 0 | 0 | 0.34039 | 0 | 0 | 0 | 0 | 1.4472 | 0 | 0 | 0
10 | 289 | 12 | 75.2 | 1.6948 | 76.2631 | 0 | 2.4925 | 0.049897 | 0 | 76.2556 | 76.8671 | 76.8671 | -0.0001855 | -0.00041112 | -4.9995e-05 | 0 | 0 | 0.024671 | 0.0071316 | -2.7271e-05 | 0.012188 | 0.0017523 | -4.1533e-06 | -0.00014666 | -1.9021e-05 | 0.0041315 | 0.0008666 | 0 | 0 | 0 | 0 | 0 | 0 | 0 | 0 | 0 | 0 | 0 | 0.24763 | 0 | 0 | 0 | 0 | 1.4472 | 0 | 0 | 0
10 | 289 | 13 | 77 | 1.6616 | 76.2631 | 0 | 2.4925 | 0.050263 | 0 | 76.8671 | 77.4831 | 77.4831 | 2.3348e-05 | 5.1747e-05 | 6.2928e-06 | 0 | 0 | 0.024323 | 0.0070158 | 3.4335e-06 | 0.012729 | 0.0023408 | 5.2277e-07 | 1.846e-05 | 2.0868e-06 | 0.0030973 | 0.00065039 | 0 | 0 | 0 | 0 | 0 | 0 | 0 | 0 | 0 | 0 | 0 | 0.24732 | 0 | 0 | 0 | 0 | 1.4143 | 0 | 0 | 0
10 | 289 | 14 | 78.8 | 1.5846 | 76.2631 | 0 | 2.0048 | 0.047435 | 0 | 77.4831 | 78.0644 | 78.0644 | 0.00023141 | 0.00051287 | 6.2368e-05 | 0 | 0 | 0.022361 | 0.0061779 | 3.3948e-05 | 0.011857 | 0.0028662 | 5.1812e-06 | 0.00018296 | 1.7931e-05 | 0.0025838 | 0.00054141 | 0 | 0 | 0 | 0 | 0 | 0 | 0 | 0 | 0 | 0 | 0 | 0.20324 | 0 | 0 | 0 | 0 | 1.3814 | 0 | 0 | 0
10 | 289 | 15 | 80.6 | 4.0796 | 76.2631 | 0 | 2.0048 | 0.038659 | 0.043916 | 78.0644 | 78.5382 | 78 | 0.00044555 | 0.0009875 | 0.00012008 | 0 | 0 | 0.017187 | 0.0042114 | 6.5192e-05 | 0.0090393 | 0.0029605 | 9.976e-06 | 0.00035227 | 3.0447e-05 | 0.0026854 | 0.00056426 | 0 | 0 | 0 | 0 | 0 | 0 | 2.5279 | 0 | 0 | 0 | 0 | 0.20327 | 0 | 0 | 0 | 0 | 1.3485 | 0 | 0 | 0
10 | 289 | 16 | 78.8 | 2.8221 | 76.2631 | 0 | 2.0048 | 0.020926 | 0.020926 | 78 | 78.2565 | 78 | 0.00014058 | 0.00031157 | 3.7888e-05 | 0 | 0 | 0.0097517 | 0.0020884 | 2.0542e-05 | 0.0038173 | 0.0013884 | 3.1475e-06 | 0.00011114 | 5.9584e-06 | 0.0026854 | 0.00056426 | 0 | 0 | 0 | 0 | 0 | 0 | 1.2045 | 0 | 0 | 0 | 0 | 0.20327 | 0 | 0 | 0 | 0 | 1.4143 | 0 | 0 | 0
10 | 289 | 17 | 78.8 | 2.524 | 76.2631 | 0 | 2.0048 | 0.011177 | 0.011177 | 78 | 78.137 | 78 | 0.00014058 | 0.00031157 | 3.7888e-05 | 0 | 0 | 0.0041512 | 0.00088242 | 2.0319e-05 | 0.00066597 | 9.976e-05 | 3.1475e-06 | 0.00011114 | 1.7849e-06 | 0.0039265 | 0.00082442 | 0 | 0 | 0 | 0 | 0 | 0 | 0.64334 | 0 | 0 | 0 | 0 | 0.20327 | 0 | 0 | 0 | 0 | 1.6774 | 0 | 0 | 0
10 | 289 | 18 | 73.4 | 2.4348 | 76.2631 | 0 | 3.4137 | -0.002028 | 0 | 78 | 77.9751 | 77.9751 | -0.00080832 | -0.0017915 | -0.00021786 | 0 | 0 | 0.0011024 | 0.00023264 | -0.00011909 | -0.0023992 | -0.0015045 | -1.8098e-05 | -0.00063908 | -0.00010029 | 0.0042349 | 0.00088946 | 0 | 0 | 0 | 0 | 0 | 0 | 0 | 0 | 0 | 0 | 0 | 0.32982 | 0 | 0 | 0 | 0 | 2.105 | 0 | 0 | 0
10 | 289 | 19 | 68 | 2.402 | 76.2631 | 0 | 3.4137 | -0.007956 | 0 | 77.9751 | 77.8776 | 77.8776 | -0.0017528 | -0.0038849 | -0.00047242 | 0 | 0 | 0 | 0 | -0.00025902 | -0.0026892 | -0.0016304 | -3.9246e-05 | -0.0013859 | -0.00038738 | 0.0045452 | 0.0009545 | 0 | 0 | 0 | 0 | 0 | 0 | 0 | 0 | 0 | 0 | 0 | 0.32987 | 0 | 0 | 0 | 0 | 2.0721 | 0 | 0 | 0
10 | 289 | 20 | 68 | 2.2704 | 76.2631 | 0 | 3.4137 | -0.0053014 | 0 | 77.8776 | 77.8127 | 77.8127 | -0.0017357 | -0.0038469 | -0.00046781 | 0 | 0 | 0 | 0 | -0.00025597 | -0.0026629 | -0.0016145 | -3.8863e-05 | -0.0013723 | -0.00043356 | 0.0071272 | 0.0014959 | 0 | 0 | 0 | 0 | 0 | 0 | 0 | 0 | 0 | 0 | 0 | 0.3299 | 0 | 0 | 0 | 0 | 1.9405 | 0 | 0 | 0
10 | 289 | 21 | 66.2 | 2.1718 | 76.2631 | 0 | 3.4137 | -0.0075278 | 0 | 77.8127 | 77.7204 | 77.7204 | -0.0020406 | -0.0045226 | -0.00054998 | 0 | 0 | 0 | 0 | -0.00030147 | -0.0031306 | -0.0018983 | -4.5689e-05 | -0.0016134 | -0.00055233 | 0.0071272 | 0.0014959 | 0 | 0 | 0 | 0 | 0 | 0 | 0 | 0 | 0 | 0 | 0 | 0.32995 | 0 | 0 | 0 | 0 | 1.8419 | 0 | 0 | 0
10 | 289 | 22 | 64.4 | 2.0148 | 76.2631 | 0 | 2.7634 | -0.0092897 | 0 | 77.7204 | 77.6066 | 77.6066 | -0.0023407 | -0.0051877 | -0.00063086 | 0 | 0 | 0 | 0 | -0.00034428 | -0.003591 | -0.002177 | -5.2408e-05 | -0.0018506 | -0.00055618 | 0.0074411 | 0.0015609 | 0 | 0 | 0 | 0 | 0 | 0 | 0 | 0 | 0 | 0 | 0 | 0.2716 | 0 | 0 | 0 | 0 | 1.7432 | 0 | 0 | 0
10 | 289 | 23 | 64.4 | 1.7517 | 76.2631 | 0 | 2.7634 | -0.0092004 | 0 | 77.6066 | 77.4938 | 77.4938 | -0.0023207 | -0.0051434 | -0.00062546 | 0 | 0 | 0 | 0 | -0.00034156 | -0.0035603 | -0.0021585 | -5.196e-05 | -0.0018348 | -0.00060484 | 0.0074411 | 0.0015609 | 0 | 0 | 0 | 0 | 0 | 0 | 0 | 0 | 0 | 0 | 0 | 0.27165 | 0 | 0 | 0 | 0 | 1.4801 | 0 | 0 | 0
10 | 289 | 24 | 62.6 | 1.2818 | 76.2631 | 0 | 0.46057 | -0.012042 | 0 | 77.4938 | 77.3462 | 77.3462 | -0.0026172 | -0.0058005 | -0.00070537 | 0 | 0 | 0 | 0 | -0.0003851 | -0.0040152 | -0.0024342 | -5.8599e-05 | -0.0020692 | -0.00067206 | 0.0067153 | 0.0014098 | 0 | 0 | 0 | 0 | 0 | 0 | 0 | 0 | 0 | 0 | 0 | 0.064885 | 0 | 0 | 0 | 0 | 1.2169 | 0 | 0 | 0
10 | 290 | 1 | 62.6 | 0.98623 | 76.0286 | 0 | 0.46188 | -0.016499 | 0 | 77.3462 | 77.144 | 77.144 | -0.0025912 | -0.005743 | -0.00069838 | 0 | 0 | 0 | 0 | -0.00038056 | -0.0039754 | -0.0024099 | -5.8018e-05 | -0.0020487 | -0.00066078 | 0.0020667 | 0.00043418 | 0 | 0 | 0 | 0 | 0 | 0 | 0 | 0 | 0 | 0 | 0 | 0.065302 | 0 | 0 | 0 | 0 | 0.92093 | 0 | 0 | 0
10 | 290 | 2 | 60.8 | 0.92056 | 76.0286 | 0 | 0.46188 | -0.018433 | 0 | 77.144 | 76.9181 | 76.9181 | -0.002872 | -0.0063653 | -0.00077405 | 0 | 0 | 0 | 0 | -0.00042055 | -0.0044061 | -0.0026706 | -6.4304e-05 | -0.0022707 | -0.00065615 | 0.0020667 | 0.00043418 | 0 | 0 | 0 | 0 | 0 | 0 | 0 | 0 | 0 | 0 | 0 | 0.065413 | 0 | 0 | 0 | 0 | 0.85515 | 0 | 0 | 0
10 | 290 | 3 | 57.2 | 0.88781 | 76.0286 | 0 | 0.46188 | -0.022809 | 0 | 76.9181 | 76.6386 | 76.6386 | -0.0034649 | -0.0076794 | -0.00093385 | 0 | 0 | 0 | 0 | -0.00050898 | -0.0053158 | -0.0032224 | -7.758e-05 | -0.0027395 | -0.00093385 | 0.0020667 | 0.00043418 | 0 | 0 | 0 | 0 | 0 | 0 | 0 | 0 | 0 | 0 | 0 | 0.065551 | 0 | 0 | 0 | 0 | 0.82226 | 0 | 0 | 0
10 | 290 | 4 | 57.2 | 0.85505 | 76.0286 | 0 | 0.46188 | -0.022676 | 0 | 76.6386 | 76.3607 | 76.3607 | -0.0034158 | -0.0075705 | -0.00092061 | 0 | 0 | 0 | 0 | -0.00050339 | -0.0052404 | -0.0031772 | -7.648e-05 | -0.0027006 | -0.0011378 | 0.0020667 | 0.00043418 | 0 | 0 | 0 | 0 | 0 | 0 | 0 | 0 | 0 | 0 | 0 | 0.065688 | 0 | 0 | 0 | 0 | 0.78937 | 0 | 0 | 0
10 | 290 | 5 | 57.2 | 0.85519 | 76.0286 | 0 | 0.46188 | -0.022312 | 0 | 76.3607 | 76.0873 | 76.0873 | -0.0033669 | -0.0074623 | -0.00090745 | 0 | 0 | 0 | 0 | -0.00049614 | -0.0051655 | -0.0031317 | -7.5386e-05 | -0.002662 | -0.001111 | 0.0020667 | 0.00043418 | 0 | 0 | 0 | 0 | 0 | 0 | 0 | 0 | 0 | 0 | 0 | 0.065822 | 0 | 0 | 0 | 0 | 0.78937 | 0 | 0 | 0
10 | 290 | 6 | 57.2 | 0.96134 | 76.0286 | 0 | 0.54339 | -0.020339 | 0 | 76.0873 | 75.838 | 75.838 | -0.0033189 | -0.0073558 | -0.0008945 | 0 | 0 | 0 | 0 | -0.00048503 | -0.0050918 | -0.0030859 | -7.4311e-05 | -0.002624 | -0.00086145 | 0.0034529 | 0.00072422 | 0 | 0 | 0 | 0 | 0 | 0 | 0 | 0 | 0 | 0 | 0 | 0.073301 | 0 | 0 | 0 | 0 | 0.88804 | 0 | 0 | 0
10 | 290 | 7 | 57.2 | 1.5434 | 76.0286 | 0 | 4.0754 | -0.021788 | 0 | 75.838 | 75.571 | 75.571 | -0.0032751 | -0.0072587 | -0.0008827 | 0 | 0 | 0.00030678 | 4.5711e-05 | -0.00048263 | -0.0067939 | -0.0040616 | -7.333e-05 | -0.0025894 | -0.0010613 | 0.0043383 | 0.00091055 | 0 | 0 | 0 | 0 | 0 | 0 | 0 | 0 | 0 | 0 | 0 | 0.39219 | 0 | 0 | 0 | 0 | 1.1512 | 0 | 0 | 0
10 | 290 | 8 | 60.8 | 1.7407 | 76.0286 | 0 | 4.0754 | -0.003573 | 0 | 75.571 | 75.5272 | 75.5272 | -0.0025956 | -0.0057527 | -0.00069955 | 0 | 0 | 0.0045589 | 0.0010112 | -0.00038107 | -0.0036091 | -0.0019466 | -5.8115e-05 | -0.0020522 | -0.00072491 | 0.0086767 | 0.0018211 | 0 | 0 | 0 | 0 | 0 | 0 | 0 | 0 | 0 | 0 | 0 | 0.39221 | 0 | 0 | 0 | 0 | 1.3485 | 0 | 0 | 0
10 | 290 | 9 | 64.4 | 1.7245 | 76.0286 | 0 | 3.5321 | 0.012753 | 0 | 75.5272 | 75.6835 | 75.6835 | -0.0019553 | -0.0043336 | -0.00052698 | 0 | 0 | 0.012712 | 0.0026841 | -0.00028648 | 0.00070282 | -0.00036637 | -4.3779e-05 | -0.0015459 | -0.00041114 | 0.0050623 | 0.0010617 | 0 | 0 | 0 | 0 | 0 | 0 | 0 | 0 | 0 | 0 | 0 | 0.3431 | 0 | 0 | 0 | 0 | 1.3814 | 0 | 0 | 0
10 | 290 | 10 | 68 | 1.7572 | 76.0286 | 0 | 3.5321 | 0.031948 | 0 | 75.6835 | 76.075 | 76.075 | -0.0013502 | -0.0029924 | -0.00036389 | 0 | 0 | 0.021547 | 0.0052389 | -0.00019801 | 0.0063273 | 0.0013137 | -3.023e-05 | -0.0010675 | -0.00022381 | 0.0030973 | 0.00065039 | 0 | 0 | 0 | 0 | 0 | 0 | 0 | 0 | 0 | 0 | 0 | 0.34291 | 0 | 0 | 0 | 0 | 1.4143 | 0 | 0 | 0
10 | 290 | 11 | 71.6 | 1.7898 | 76.0286 | 0 | 3.5321 | 0.042027 | 0 | 76.075 | 76.5901 | 76.5901 | -0.00078636 | -0.0017428 | -0.00021194 | 0 | 0 | 0.023707 | 0.006344 | -0.00011603 | 0.0099373 | 0.0019303 | -1.7607e-05 | -0.00062172 | -0.00014303 | 0.0030973 | 0.00065039 | 0 | 0 | 0 | 0 | 0 | 0 | 0 | 0 | 0 | 0 | 0 | 0.34266 | 0 | 0 | 0 | 0 | 1.4472 | 0 | 0 | 0
10 | 290 | 12 | 73.4 | 1.6964 | 76.0286 | 0 | 2.4996 | 0.047844 | 0 | 76.5901 | 77.1764 | 77.1764 | -0.00056057 | -0.0012424 | -0.00015108 | 0 | 0 | 0.024705 | 0.0069245 | -8.3075e-05 | 0.011912 | 0.0019335 | -1.2551e-05 | -0.0004432 | -0.00013632 | 0.0041315 | 0.0008666 | 0 | 0 | 0 | 0 | 0 | 0 | 0 | 0 | 0 | 0 | 0 | 0.24919 | 0 | 0 | 0 | 0 | 1.4472 | 0 | 0 | 0
10 | 290 | 13 | 75.2 | 1.6632 | 76.0286 | 0 | 2.4996 | 0.044832 | 0 | 77.1764 | 77.7259 | 77.7259 | -0.0003473 | -0.00076973 | -9.3603e-05 | 0 | 0 | 0.022788 | 0.0061296 | -5.0493e-05 | 0.011127 | 0.002594 | -7.7761e-06 | -0.00027459 | -1.077e-05 | 0.0030973 | 0.00065039 | 0 | 0 | 0 | 0 | 0 | 0 | 0 | 0 | 0 | 0 | 0 | 0.24892 | 0 | 0 | 0 | 0 | 1.4143 | 0 | 0 | 0
10 | 290 | 14 | 75.2 | 1.586 | 76.0286 | 0 | 2.0106 | 0.031708 | 0 | 77.7259 | 78.1144 | 78.1144 | -0.00044385 | -0.00098371 | -0.00011962 | 0 | 0 | 0.017397 | 0.0042446 | -6.4269e-05 | 0.0069356 | 0.001995 | -9.9378e-06 | -0.00035092 | -1.7499e-05 | 0.0025838 | 0.00054141 | 0 | 0 | 0 | 0 | 0 | 0 | 0 | 0 | 0 | 0 | 0 | 0.2046 | 0 | 0 | 0 | 0 | 1.3814 | 0 | 0 | 0
10 | 290 | 15 | 77 | 2.9492 | 76.0286 | 0 | 2.0106 | 0.035753 | 0.024253 | 78.1144 | 78.5526 | 78 | -0.00019583 | -0.00043402 | -5.278e-05 | 0 | 0 | 0.017681 | 0.004264 | -2.8614e-05 | 0.0086838 | 0.0027538 | -4.3847e-06 | -0.00015483 | -9.2326e-06 | 0.0026854 | 0.00056426 | 0 | 0 | 0 | 0 | 0 | 0 | 1.396 | 0 | 0 | 0 | 0 | 0.20465 | 0 | 0 | 0 | 0 | 1.3485 | 0 | 0 | 0
10 | 290 | 16 | 77 | 1.9673 | 76.0286 | 0 | 2.0106 | 0.027887 | 0.006052 | 78 | 78.3418 | 78 | -0.00017572 | -0.00038946 | -4.736e-05 | 0 | 0 | 0.013747 | 0.0026841 | -2.5711e-05 | 0.0064293 | 0.0025702 | -3.9344e-06 | -0.00013893 | -1.2803e-05 | 0.0026854 | 0.00056426 | 0 | 0 | 0 | 0 | 0 | 0 | 0.34836 | 0 | 0 | 0 | 0 | 0.20465 | 0 | 0 | 0 | 0 | 1.4143 | 0 | 0 | 0
10 | 290 | 17 | 71.6 | 1.8821 | 76.0286 | 0 | 2.0106 | 0.0069215 | 0 | 78 | 78.0848 | 78 | -0.0011246 | -0.0024925 | -0.0003031 | 0 | 0 | 0.0054548 | 0.00089116 | -0.00016683 | 0.00061574 | 0.00048271 | -2.518e-05 | -0.00088916 | -0.00027243 | 0.0039265 | 0.00082442 | 0 | 0 | 0 | 0 | 0 | 0 | 0 | 0 | 0 | 0 | 0 | 0.20465 | 0 | 0 | 0 | 0 | 1.6774 | 0 | 0 | 0
10 | 290 | 18 | 68 | 2.4372 | 76.0286 | 0 | 3.4234 | -0.0082919 | 0 | 78 | 77.8984 | 77.8984 | -0.0017572 | -0.0038946 | -0.0004736 | 0 | 0 | 0.0013122 | 0.00024424 | -0.00025929 | -0.0037179 | -0.0021631 | -3.9344e-05 | -0.0013893 | -0.00038889 | 0.0042349 | 0.00088946 | 0 | 0 | 0 | 0 | 0 | 0 | 0 | 0 | 0 | 0 | 0 | 0.33221 | 0 | 0 | 0 | 0 | 2.105 | 0 | 0 | 0
10 | 290 | 19 | 66.2 | 2.4044 | 76.0286 | 0 | 3.4234 | -0.010106 | 0 | 77.8984 | 77.7745 | 77.7745 | -0.0020557 | -0.004556 | -0.00055404 | 0 | 0 | 0 | 0 | -0.00030226 | -0.0031537 | -0.0019116 | -4.6026e-05 | -0.0016253 | -0.00044703 | 0.0045452 | 0.0009545 | 0 | 0 | 0 | 0 | 0 | 0 | 0 | 0 | 0 | 0 | 0 | 0.33227 | 0 | 0 | 0 | 0 | 2.0721 | 0 | 0 | 0
10 | 290 | 20 | 64.4 | 2.2729 | 76.0286 | 0 | 3.4234 | -0.0096732 | 0 | 77.7745 | 77.656 | 77.656 | -0.0023502 | -0.0052088 | -0.00063342 | 0 | 0 | 0 | 0 | -0.00034571 | -0.0036056 | -0.0021859 | -5.2621e-05 | -0.0018581 | -0.00056 | 0.0071272 | 0.0014959 | 0 | 0 | 0 | 0 | 0 | 0 | 0 | 0 | 0 | 0 | 0 | 0.33233 | 0 | 0 | 0 | 0 | 1.9405 | 0 | 0 | 0
10 | 290 | 21 | 62.6 | 2.1743 | 76.0286 | 0 | 3.4234 | -0.011904 | 0 | 77.656 | 77.5101 | 77.5101 | -0.0026457 | -0.0058637 | -0.00071305 | 0 | 0 | 0 | 0 | -0.00039017 | -0.0040589 | -0.0024609 | -5.9237e-05 | -0.0020917 | -0.0007478 | 0.0071272 | 0.0014959 | 0 | 0 | 0 | 0 | 0 | 0 | 0 | 0 | 0 | 0 | 0 | 0.3324 | 0 | 0 | 0 | 0 | 1.8419 | 0 | 0 | 0
10 | 290 | 22 | 62.6 | 2.0168 | 76.0286 | 0 | 2.7713 | -0.011336 | 0 | 77.5101 | 77.3712 | 77.3712 | -0.00262 | -0.0058068 | -0.00070614 | 0 | 0 | 0 | 0 | -0.00038478 | -0.0040196 | -0.0024366 | -5.8663e-05 | -0.0020715 | -0.00067331 | 0.0074411 | 0.0015609 | 0 | 0 | 0 | 0 | 0 | 0 | 0 | 0 | 0 | 0 | 0 | 0.27362 | 0 | 0 | 0 | 0 | 1.7432 | 0 | 0 | 0
10 | 290 | 23 | 62.6 | 1.7537 | 76.0286 | 0 | 2.7713 | -0.011295 | 0 | 77.3712 | 77.2327 | 77.2327 | -0.0025956 | -0.0057527 | -0.00069956 | 0 | 0 | 0 | 0 | -0.00038314 | -0.0039821 | -0.0024145 | -5.8116e-05 | -0.0020522 | -0.00079859 | 0.0074411 | 0.0015609 | 0 | 0 | 0 | 0 | 0 | 0 | 0 | 0 | 0 | 0 | 0 | 0.27369 | 0 | 0 | 0 | 0 | 1.4801 | 0 | 0 | 0
10 | 290 | 24 | 60.8 | 1.2823 | 76.0286 | 0 | 0.46188 | -0.014185 | 0 | 77.2327 | 77.0589 | 77.0589 | -0.0028876 | -0.0063998 | -0.00077825 | 0 | 0 | 0 | 0 | -0.00042692 | -0.0044301 | -0.0026863 | -6.4653e-05 | -0.002283 | -0.0009432 | 0.0067153 | 0.0014098 | 0 | 0 | 0 | 0 | 0 | 0 | 0 | 0 | 0 | 0 | 0 | 0.065344 | 0 | 0 | 0 | 0 | 1.2169 | 0 | 0 | 0
10 | 291 | 1 | 57.2 | 0.98673 | 75.7935 | 0 | 0.46319 | -0.023149 | 0 | 77.0589 | 76.7752 | 76.7752 | -0.0034896 | -0.0077342 | -0.00094052 | 0 | 0 | 0 | 0 | -0.00051477 | -0.0053537 | -0.003246 | -7.8133e-05 | -0.002759 | -0.0010997 | 0.0020667 | 0.00043418 | 0 | 0 | 0 | 0 | 0 | 0 | 0 | 0 | 0 | 0 | 0 | 0.065802 | 0 | 0 | 0 | 0 | 0.92093 | 0 | 0 | 0
10 | 291 | 2 | 57.2 | 0.92109 | 75.7935 | 0 | 0.46319 | -0.02295 | 0 | 76.7752 | 76.494 | 76.494 | -0.0034398 | -0.0076237 | -0.00092708 | 0 | 0 | 0 | 0 | -0.00050814 | -0.0052772 | -0.0031998 | -7.7017e-05 | -0.0027196 | -0.0012441 | 0.0020667 | 0.00043418 | 0 | 0 | 0 | 0 | 0 | 0 | 0 | 0 | 0 | 0 | 0 | 0.06594 | 0 | 0 | 0 | 0 | 0.85515 | 0 | 0 | 0
10 | 291 | 3 | 57.2 | 0.88833 | 75.7935 | 0 | 0.46319 | -0.02258 | 0 | 76.494 | 76.2172 | 76.2172 | -0.0033904 | -0.0075142 | -0.00091376 | 0 | 0 | 0 | 0 | -0.0005008 | -0.0052014 | -0.0031539 | -7.5911e-05 | -0.0026805 | -0.0012157 | 0.0020667 | 0.00043418 | 0 | 0 | 0 | 0 | 0 | 0 | 0 | 0 | 0 | 0 | 0 | 0.066077 | 0 | 0 | 0 | 0 | 0.82226 | 0 | 0 | 0
10 | 291 | 4 | 57.2 | 0.85558 | 75.7935 | 0 | 0.46319 | -0.022124 | 0 | 76.2172 | 75.9461 | 75.9461 | -0.0033417 | -0.0074064 | -0.00090066 | 0 | 0 | 0 | 0 | -0.00049239 | -0.0051268 | -0.0031083 | -7.4822e-05 | -0.0026421 | -0.0010973 | 0.0020667 | 0.00043418 | 0 | 0 | 0 | 0 | 0 | 0 | 0 | 0 | 0 | 0 | 0 | 0.06621 | 0 | 0 | 0 | 0 | 0.78937 | 0 | 0 | 0
10 | 291 | 5 | 55.4 | 0.85572 | 75.7935 | 0 | 0.46319 | -0.024132 | 0 | 75.9461 | 75.6504 | 75.6504 | -0.0036104 | -0.0080018 | -0.00097306 | 0 | 0 | 0 | 0 | -0.00053296 | -0.005539 | -0.0033584 | -8.0837e-05 | -0.0028545 | -0.0012474 | 0.0020667 | 0.00043418 | 0 | 0 | 0 | 0 | 0 | 0 | 0 | 0 | 0 | 0 | 0 | 0.066356 | 0 | 0 | 0 | 0 | 0.78937 | 0 | 0 | 0
10 | 291 | 6 | 53.6 | 0.96195 | 75.7935 | 0 | 0.54493 | -0.024832 | 0 | 75.6504 | 75.346 | 75.346 | -0.0038747 | -0.0085877 | -0.0010443 | 0 | 0 | 0 | 0 | -0.00057336 | -0.0059445 | -0.0036047 | -8.6756e-05 | -0.0030635 | -0.0015054 | 0.0034529 | 0.00072422 | 0 | 0 | 0 | 0 | 0 | 0 | 0 | 0 | 0 | 0 | 0 | 0.073918 | 0 | 0 | 0 | 0 | 0.88804 | 0 | 0 | 0
10 | 291 | 7 | 55.4 | 1.5464 | 75.7935 | 0 | 4.0869 | -0.024135 | 0 | 75.346 | 75.0503 | 75.0503 | -0.003505 | -0.0077681 | -0.00094464 | 0 | 0 | 0.00027128 | 4.4329e-05 | -0.00051427 | -0.0075641 | -0.0045354 | -7.8476e-05 | -0.0027711 | -0.001108 | 0.0043383 | 0.00091055 | 0 | 0 | 0 | 0 | 0 | 0 | 0 | 0 | 0 | 0 | 0 | 0.39526 | 0 | 0 | 0 | 0 | 1.1512 | 0 | 0 | 0
10 | 291 | 8 | 57.2 | 1.7438 | 75.7935 | 0 | 4.0869 | -0.0069761 | 0 | 75.0503 | 74.9648 | 74.9648 | -0.0031367 | -0.0069519 | -0.00084539 | 0 | 0 | 0.0052775 | 0.0011435 | -0.0004626 | -0.0046628 | -0.0023897 | -7.0231e-05 | -0.00248 | -0.0010745 | 0.0086767 | 0.0018211 | 0 | 0 | 0 | 0 | 0 | 0 | 0 | 0 | 0 | 0 | 0 | 0.3953 | 0 | 0 | 0 | 0 | 1.3485 | 0 | 0 | 0
10 | 291 | 9 | 62.6 | 1.7272 | 75.7935 | 0 | 3.542 | 0.015557 | 0 | 74.9648 | 75.1554 | 75.1554 | -0.0021728 | -0.0048155 | -0.0005856 | 0 | 0 | 0.015894 | 0.0031618 | -0.00032231 | 0.00091695 | -0.00011738 | -4.8648e-05 | -0.0017179 | -0.00076028 | 0.0050623 | 0.0010617 | 0 | 0 | 0 | 0 | 0 | 0 | 0 | 0 | 0 | 0 | 0 | 0.34579 | 0 | 0 | 0 | 0 | 1.3814 | 0 | 0 | 0
10 | 291 | 10 | 64.4 | 1.7599 | 75.7935 | 0 | 3.542 | 0.026754 | 0 | 75.1554 | 75.4833 | 75.4833 | -0.00189 | -0.0041888 | -0.00050938 | 0 | 0 | 0.021152 | 0.0050674 | -0.0002807 | 0.0052072 | 0.00069075 | -4.2316e-05 | -0.0014943 | -0.00070497 | 0.0030973 | 0.00065039 | 0 | 0 | 0 | 0 | 0 | 0 | 0 | 0 | 0 | 0 | 0 | 0.34563 | 0 | 0 | 0 | 0 | 1.4143 | 0 | 0 | 0
10 | 291 | 11 | 68 | 1.7926 | 75.7935 | 0 | 3.542 | 0.038199 | 0 | 75.4833 | 75.9514 | 75.9514 | -0.001315 | -0.0029144 | -0.00035441 | 0 | 0 | 0.023987 | 0.006404 | -0.00019342 | 0.0089268 | 0.001229 | -2.9442e-05 | -0.0010397 | -0.00024899 | 0.0030973 | 0.00065039 | 0 | 0 | 0 | 0 | 0 | 0 | 0 | 0 | 0 | 0 | 0 | 0.3454 | 0 | 0 | 0 | 0 | 1.4472 | 0 | 0 | 0
10 | 291 | 12 | 71.6 | 1.6984 | 75.7935 | 0 | 2.5067 | 0.045946 | 0 | 75.9514 | 76.5145 | 76.5145 | -0.00076464 | -0.0016947 | -0.00020608 | 0 | 0 | 0.024788 | 0.0070282 | -0.00011254 | 0.011329 | 0.001315 | -1.712e-05 | -0.00060455 | -0.00011321 | 0.0041315 | 0.0008666 | 0 | 0 | 0 | 0 | 0 | 0 | 0 | 0 | 0 | 0 | 0 | 0.25124 | 0 | 0 | 0 | 0 | 1.4472 | 0 | 0 | 0
10 | 291 | 13 | 73.4 | 1.6652 | 75.7935 | 0 | 2.5067 | 0.046315 | 0 | 76.5145 | 77.0821 | 77.0821 | -0.00054729 | -0.001213 | -0.0001475 | 0 | 0 | 0.024445 | 0.0069087 | -8.1327e-05 | 0.011887 | 0.0019168 | -1.2254e-05 | -0.0004327 | -0.00015694 | 0.0030973 | 0.00065039 | 0 | 0 | 0 | 0 | 0 | 0 | 0 | 0 | 0 | 0 | 0 | 0.25096 | 0 | 0 | 0 | 0 | 1.4143 | 0 | 0 | 0
10 | 291 | 14 | 75.2 | 1.5876 | 75.7935 | 0 | 2.0162 | 0.043707 | 0 | 77.0821 | 77.6177 | 77.6177 | -0.00033073 | -0.000733 | -8.9137e-05 | 0 | 0 | 0.022453 | 0.0060627 | -4.8615e-05 | 0.011078 | 0.0024955 | -7.405e-06 | -0.00026148 | -3.776e-05 | 0.0025838 | 0.00054141 | 0 | 0 | 0 | 0 | 0 | 0 | 0 | 0 | 0 | 0 | 0 | 0.20622 | 0 | 0 | 0 | 0 | 1.3814 | 0 | 0 | 0
10 | 291 | 15 | 75.2 | 1.5545 | 75.7935 | 0 | 2.0162 | 0.035615 | 0 | 77.6177 | 78.0542 | 78 | -0.00042485 | -0.00094161 | -0.0001145 | 0 | 0 | 0.018872 | 0.0045456 | -6.3102e-05 | 0.0085685 | 0.0023873 | -9.5125e-06 | -0.0003359 | -0.00011834 | 0.0026854 | 0.00056426 | 0 | 0 | 0 | 0 | 0 | 0 | 0 | 0 | 0 | 0 | 0 | 0.20604 | 0 | 0 | 0 | 0 | 1.3485 | 0 | 0 | 0
10 | 291 | 16 | 75.2 | 1.6203 | 75.7935 | 0 | 2.0162 | 0.023855 | 0 | 78 | 78.2923 | 78 | -0.00049202 | -0.0010905 | -0.00013261 | 0 | 0 | 0.013648 | 0.0025836 | -7.288e-05 | 0.0049246 | 0.0017549 | -1.1016e-05 | -0.00038901 | -0.00011729 | 0.0026854 | 0.00056426 | 0 | 0 | 0 | 0 | 0 | 0 | 0 | 0 | 0 | 0 | 0 | 0.20604 | 0 | 0 | 0 | 0 | 1.4143 | 0 | 0 | 0
10 | 291 | 17 | 75.2 | 1.8834 | 75.7935 | 0 | 2.0162 | 0.0099725 | 0 | 78 | 78.1222 | 78 | -0.00049202 | -0.0010905 | -0.00013261 | 0 | 0 | 0.0053451 | 0.00087601 | -7.351e-05 | 0.00079989 | 0.00058191 | -1.1016e-05 | -0.00038901 | -0.00019263 | 0.0039265 | 0.00082442 | 0 | 0 | 0 | 0 | 0 | 0 | 0 | 0 | 0 | 0 | 0 | 0.20604 | 0 | 0 | 0 | 0 | 1.6774 | 0 | 0 | 0
10 | 291 | 18 | 71.6 | 2.4395 | 75.7935 | 0 | 3.433 | -0.005161 | 0 | 78 | 77.9368 | 77.9368 | -0.0011246 | -0.0024925 | -0.0003031 | 0 | 0 | 0.0011997 | 0.00021095 | -0.00016744 | -0.0034982 | -0.0019412 | -2.518e-05 | -0.00088916 | -0.00036512 | 0.0042349 | 0.00088946 | 0 | 0 | 0 | 0 | 0 | 0 | 0 | 0 | 0 | 0 | 0 | 0.33455 | 0 | 0 | 0 | 0 | 2.105 | 0 | 0 | 0
10 | 291 | 19 | 69.8 | 2.4067 | 75.7935 | 0 | 3.433 | -0.0058302 | 0 | 77.9368 | 77.8653 | 77.8653 | -0.0014298 | -0.0031689 | -0.00038536 | 0 | 0 | 0 | 0 | -0.00021272 | -0.0021936 | -0.0013304 | -3.2013e-05 | -0.0011304 | -0.00049212 | 0.0045452 | 0.0009545 | 0 | 0 | 0 | 0 | 0 | 0 | 0 | 0 | 0 | 0 | 0 | 0.33459 | 0 | 0 | 0 | 0 | 2.0721 | 0 | 0 | 0
10 | 291 | 20 | 68 | 2.2751 | 75.7935 | 0 | 3.433 | -0.0055636 | 0 | 77.8653 | 77.7971 | 77.7971 | -0.0017335 | -0.0038421 | -0.00046722 | 0 | 0 | 0 | 0 | -0.0002586 | -0.0026596 | -0.0016133 | -3.8814e-05 | -0.0013706 | -0.00070696 | 0.0071272 | 0.0014959 | 0 | 0 | 0 | 0 | 0 | 0 | 0 | 0 | 0 | 0 | 0 | 0.33462 | 0 | 0 | 0 | 0 | 1.9405 | 0 | 0 | 0
10 | 291 | 21 | 66.2 | 2.1765 | 75.7935 | 0 | 3.433 | -0.0079441 | 0 | 77.7971 | 77.6998 | 77.6998 | -0.0020379 | -0.0045166 | -0.00054924 | 0 | 0 | 0 | 0 | -0.00030492 | -0.0031264 | -0.0018968 | -4.5628e-05 | -0.0016112 | -0.00098256 | 0.0071272 | 0.0014959 | 0 | 0 | 0 | 0 | 0 | 0 | 0 | 0 | 0 | 0 | 0 | 0.33467 | 0 | 0 | 0 | 0 | 1.8419 | 0 | 0 | 0
10 | 291 | 22 | 66.2 | 2.0186 | 75.7935 | 0 | 2.7791 | -0.0076024 | 0 | 77.6998 | 77.6066 | 77.6066 | -0.0020208 | -0.0044787 | -0.00054463 | 0 | 0 | 0 | 0 | -0.00030286 | -0.0031002 | -0.001881 | -4.5245e-05 | -0.0015977 | -0.0010725 | 0.0074411 | 0.0015609 | 0 | 0 | 0 | 0 | 0 | 0 | 0 | 0 | 0 | 0 | 0 | 0.27541 | 0 | 0 | 0 | 0 | 1.7432 | 0 | 0 | 0
10 | 291 | 23 | 64.4 | 1.7555 | 75.7935 | 0 | 2.7791 | -0.0099928 | 0 | 77.6066 | 77.4841 | 77.4841 | -0.0023207 | -0.0051434 | -0.00062546 | 0 | 0 | 0 | 0 | -0.00034888 | -0.0035603 | -0.0021605 | -5.196e-05 | -0.0018348 | -0.0013879 | 0.0074411 | 0.0015609 | 0 | 0 | 0 | 0 | 0 | 0 | 0 | 0 | 0 | 0 | 0 | 0.27547 | 0 | 0 | 0 | 0 | 1.4801 | 0 | 0 | 0
10 | 291 | 24 | 62.6 | 1.2825 | 75.7935 | 0 | 0.46319 | -0.012712 | 0 | 77.4841 | 77.3283 | 77.3283 | -0.0026155 | -0.0057967 | -0.00070491 | 0 | 0 | 0 | 0 | -0.00039143 | -0.0040126 | -0.0024344 | -5.856e-05 | -0.0020679 | -0.0013454 | 0.0067153 | 0.0014098 | 0 | 0 | 0 | 0 | 0 | 0 | 0 | 0 | 0 | 0 | 0 | 0.065529 | 0 | 0 | 0 | 0 | 1.2169 | 0 | 0 | 0
10 | 292 | 1 | 60.8 | 0.98689 | 75.5576 | 0 | 0.46448 | -0.019394 | 0 | 77.3283 | 77.0907 | 77.0907 | -0.0029044 | -0.0064371 | -0.00078278 | 0 | 0 | 0 | 0 | -0.0004335 | -0.0044558 | -0.002703 | -6.503e-05 | -0.0022963 | -0.001383 | 0.0020667 | 0.00043418 | 0 | 0 | 0 | 0 | 0 | 0 | 0 | 0 | 0 | 0 | 0 | 0.065966 | 0 | 0 | 0 | 0 | 0.92093 | 0 | 0 | 0
10 | 292 | 2 | 60.8 | 0.92123 | 75.5576 | 0 | 0.46448 | -0.019235 | 0 | 77.0907 | 76.8549 | 76.8549 | -0.0028626 | -0.0063445 | -0.00077153 | 0 | 0 | 0 | 0 | -0.00042817 | -0.0043918 | -0.0026644 | -6.4094e-05 | -0.0022633 | -0.0015114 | 0.0020667 | 0.00043418 | 0 | 0 | 0 | 0 | 0 | 0 | 0 | 0 | 0 | 0 | 0 | 0.066082 | 0 | 0 | 0 | 0 | 0.85515 | 0 | 0 | 0
10 | 292 | 3 | 60.8 | 0.88845 | 75.5576 | 0 | 0.46448 | -0.018645 | 0 | 76.8549 | 76.6264 | 76.6264 | -0.0028212 | -0.0062527 | -0.00076036 | 0 | 0 | 0 | 0 | -0.00041966 | -0.0043282 | -0.0026252 | -6.3167e-05 | -0.0022305 | -0.001211 | 0.0020667 | 0.00043418 | 0 | 0 | 0 | 0 | 0 | 0 | 0 | 0 | 0 | 0 | 0 | 0.066194 | 0 | 0 | 0 | 0 | 0.82226 | 0 | 0 | 0
10 | 292 | 4 | 59 | 0.85568 | 75.5576 | 0 | 0.46448 | -0.020603 | 0 | 76.6264 | 76.3739 | 76.3739 | -0.0030973 | -0.0068647 | -0.00083479 | 0 | 0 | 0 | 0 | -0.00046017 | -0.0047519 | -0.002882 | -6.935e-05 | -0.0024489 | -0.0012601 | 0.0020667 | 0.00043418 | 0 | 0 | 0 | 0 | 0 | 0 | 0 | 0 | 0 | 0 | 0 | 0.066319 | 0 | 0 | 0 | 0 | 0.78937 | 0 | 0 | 0
10 | 292 | 5 | 57.2 | 0.85582 | 75.5576 | 0 | 0.46448 | -0.022648 | 0 | 76.3739 | 76.0964 | 76.0964 | -0.0033693 | -0.0074674 | -0.00090808 | 0 | 0 | 0 | 0 | -0.00050067 | -0.005169 | -0.0031351 | -7.5438e-05 | -0.0026639 | -0.0014255 | 0.0020667 | 0.00043418 | 0 | 0 | 0 | 0 | 0 | 0 | 0 | 0 | 0 | 0 | 0 | 0.066455 | 0 | 0 | 0 | 0 | 0.78937 | 0 | 0 | 0
10 | 292 | 6 | 57.2 | 0.96209 | 75.5576 | 0 | 0.54645 | -0.020893 | 0 | 76.0964 | 75.8403 | 75.8403 | -0.0033205 | -0.0073593 | -0.00089493 | 0 | 0 | 0 | 0 | -0.00049288 | -0.0050942 | -0.0030895 | -7.4346e-05 | -0.0026253 | -0.0013952 | 0.0034529 | 0.00072422 | 0 | 0 | 0 | 0 | 0 | 0 | 0 | 0 | 0 | 0 | 0 | 0.07405 | 0 | 0 | 0 | 0 | 0.88804 | 0 | 0 | 0
10 | 292 | 7 | 57.2 | 1.549 | 75.5576 | 0 | 4.0984 | -0.022089 | 0 | 75.8403 | 75.5696 | 75.5696 | -0.0032755 | -0.0072596 | -0.00088281 | 0 | 0 | 0.00036487 | 3.8221e-05 | -0.00048375 | -0.0069896 | -0.0041255 | -7.3339e-05 | -0.0025897 | -0.0011509 | 0.0043383 | 0.00091055 | 0 | 0 | 0 | 0 | 0 | 0 | 0 | 0 | 0 | 0 | 0 | 0.39782 | 0 | 0 | 0 | 0 | 1.1512 | 0 | 0 | 0
10 | 292 | 8 | 60.8 | 1.7463 | 75.5576 | 0 | 4.0984 | -0.0021989 | 0 | 75.5696 | 75.5427 | 75.5427 | -0.0025953 | -0.0057521 | -0.00069949 | 0 | 0 | 0.0056815 | 0.0012004 | -0.00038774 | -0.0034417 | -0.0014387 | -5.811e-05 | -0.002052 | -0.0013322 | 0.0086767 | 0.0018211 | 0 | 0 | 0 | 0 | 0 | 0 | 0 | 0 | 0 | 0 | 0 | 0.39783 | 0 | 0 | 0 | 0 | 1.3485 | 0 | 0 | 0
10 | 292 | 9 | 64.4 | 1.7293 | 75.5576 | 0 | 3.5519 | 0.018889 | 0 | 75.5427 | 75.7742 | 75.7742 | -0.001958 | -0.0043396 | -0.00052772 | 0 | 0 | 0.016774 | 0.0032599 | -0.00029022 | 0.0016717 | 0.00042483 | -4.384e-05 | -0.0015481 | -0.00065844 | 0.0050623 | 0.0010617 | 0 | 0 | 0 | 0 | 0 | 0 | 0 | 0 | 0 | 0 | 0 | 0.34793 | 0 | 0 | 0 | 0 | 1.3814 | 0 | 0 | 0
10 | 292 | 10 | 71.6 | 1.762 | 75.5576 | 0 | 3.5519 | 0.036339 | 0 | 75.7742 | 76.2195 | 76.2195 | -0.00073349 | -0.0016257 | -0.00019769 | 0 | 0 | 0.021752 | 0.005169 | -0.00010904 | 0.0071825 | 0.001937 | -1.6423e-05 | -0.00057992 | -0.00018715 | 0.0030973 | 0.00065039 | 0 | 0 | 0 | 0 | 0 | 0 | 0 | 0 | 0 | 0 | 0 | 0.34771 | 0 | 0 | 0 | 0 | 1.4143 | 0 | 0 | 0
10 | 292 | 11 | 77 | 1.7946 | 75.5576 | 0 | 3.5519 | 0.048799 | 0 | 76.2195 | 76.8175 | 76.8175 | 0.00013715 | 0.00030397 | 3.6964e-05 | 0 | 0 | 0.024312 | 0.0064707 | 2.0477e-05 | 0.011066 | 0.00255 | 3.0708e-06 | 0.00010844 | 4.2208e-05 | 0.0030973 | 0.00065039 | 0 | 0 | 0 | 0 | 0 | 0 | 0 | 0 | 0 | 0 | 0 | 0.34742 | 0 | 0 | 0 | 0 | 1.4472 | 0 | 0 | 0
10 | 292 | 12 | 80.6 | 1.6997 | 75.5576 | 0 | 2.5137 | 0.056142 | 0 | 76.8175 | 77.5056 | 77.5056 | 0.00066466 | 0.0014731 | 0.00017914 | 0 | 0 | 0.024988 | 0.007076 | 9.8455e-05 | 0.013397 | 0.0025873 | 1.4882e-05 | 0.0005255 | 0.00013936 | 0.0041315 | 0.0008666 | 0 | 0 | 0 | 0 | 0 | 0 | 0 | 0 | 0 | 0 | 0 | 0.25248 | 0 | 0 | 0 | 0 | 1.4472 | 0 | 0 | 0
10 | 292 | 13 | 84.2 | 1.6664 | 75.5576 | 0 | 2.5137 | 0.058609 | 0 | 77.5056 | 78.2238 | 78.2238 | 0.0011764 | 0.0026072 | 0.00031705 | 0 | 0 | 0.02461 | 0.0069417 | 0.00017432 | 0.014335 | 0.0034551 | 2.6339e-05 | 0.00093006 | 0.0002892 | 0.0030973 | 0.00065039 | 0 | 0 | 0 | 0 | 0 | 0 | 0 | 0 | 0 | 0 | 0 | 0.25213 | 0 | 0 | 0 | 0 | 1.4143 | 0 | 0 | 0
10 | 292 | 14 | 86 | 1.5884 | 75.5576 | 0 | 2.0219 | 0.055841 | 0 | 78.2238 | 78.9082 | 78.9082 | 0.0013664 | 0.0030285 | 0.00036828 | 0 | 0 | 0.022637 | 0.0060891 | 0.00020228 | 0.013527 | 0.004033 | 3.0595e-05 | 0.0010804 | 0.00035385 | 0.0025838 | 0.00054141 | 0 | 0 | 0 | 0 | 0 | 0 | 0 | 0 | 0 | 0 | 0 | 0.20698 | 0 | 0 | 0 | 0 | 1.3814 | 0 | 0 | 0
10 | 292 | 15 | 86.36 | 8.6013 | 75.5576 | 0 | 2.0219 | 0.048292 | 0.1224 | 78.9082 | 79.5 | 78 | 0.0013094 | 0.0029022 | 0.00035292 | 0 | 0 | 0.019141 | 0.0045586 | 0.00019467 | 0.011097 | 0.0039812 | 2.9319e-05 | 0.0010353 | 0.00044066 | 0.0026854 | 0.00056426 | 0 | 0 | 0 | 0 | 0 | 0 | 7.0453 | 0 | 0 | 0 | 0 | 0.20743 | 0 | 0 | 0 | 0 | 1.3485 | 0 | 0 | 0
10 | 292 | 16 | 86 | 3.8191 | 75.5576 | 0 | 2.0219 | 0.038175 | 0.038175 | 78 | 78.4678 | 78 | 0.0014058 | 0.0031157 | 0.00037888 | 0 | 0 | 0.014004 | 0.0025573 | 0.00021007 | 0.0078661 | 0.0036173 | 3.1475e-05 | 0.0011114 | 0.00062682 | 0.0026854 | 0.00056426 | 0 | 0 | 0 | 0 | 0 | 0 | 2.1974 | 0 | 0 | 0 | 0 | 0.20743 | 0 | 0 | 0 | 0 | 1.4143 | 0 | 0 | 0
10 | 292 | 17 | 86 | 3.2681 | 75.5576 | 0 | 2.0219 | 0.024031 | 0.024031 | 78 | 78.2945 | 78 | 0.0014058 | 0.0031157 | 0.00037888 | 0 | 0 | 0.0053029 | 0.00078723 | 0.00020948 | 0.0038266 | 0.0025651 | 3.1475e-05 | 0.0011114 | 0.00054538 | 0.0039265 | 0.00082442 | 0 | 0 | 0 | 0 | 0 | 0 | 1.3832 | 0 | 0 | 0 | 0 | 0.20743 | 0 | 0 | 0 | 0 | 1.6774 | 0 | 0 | 0
10 | 292 | 18 | 82.4 | 2.9998 | 75.5576 | 0 | 3.4426 | 0.0096922 | 0.0096922 | 78 | 78.1188 | 78 | 0.00077317 | 0.0017136 | 0.00020838 | 0 | 0 | 0.0012498 | 0.00018524 | 0.00011469 | -0.00053012 | 2.5001e-05 | 1.7311e-05 | 0.0006113 | 0.00019938 | 0.0042349 | 0.00088946 | 0 | 0 | 0 | 0 | 0 | 0 | 0.55789 | 0 | 0 | 0 | 0 | 0.33689 | 0 | 0 | 0 | 0 | 2.105 | 0 | 0 | 0
10 | 292 | 19 | 80.6 | 2.9135 | 75.5576 | 0 | 3.4426 | 0.0087653 | 0.0087653 | 78 | 78.1074 | 78 | 0.00045688 | 0.0010126 | 0.00012314 | 0 | 0 | 0 | 0 | 6.771e-05 | 0.00070093 | 0.00042508 | 1.023e-05 | 0.00036122 | 0.00010779 | 0.0045452 | 0.0009545 | 0 | 0 | 0 | 0 | 0 | 0 | 0.50454 | 0 | 0 | 0 | 0 | 0.33689 | 0 | 0 | 0 | 0 | 2.0721 | 0 | 0 | 0
10 | 292 | 20 | 78.8 | 2.8322 | 75.5576 | 0 | 3.4426 | 0.0096381 | 0.0096381 | 78 | 78.1181 | 78 | 0.00014058 | 0.00031157 | 3.7888e-05 | 0 | 0 | 0 | 0 | 2.0949e-05 | 0.00021567 | 0.00013082 | 3.1475e-06 | 0.00011114 | 4.3294e-05 | 0.0071272 | 0.0014959 | 0 | 0 | 0 | 0 | 0 | 0 | 0.55478 | 0 | 0 | 0 | 0 | 0.33689 | 0 | 0 | 0 | 0 | 1.9405 | 0 | 0 | 0
10 | 292 | 21 | 75.2 | 2.1787 | 75.5576 | 0 | 3.4426 | 0.0035631 | 0 | 78 | 78.0437 | 78 | -0.00049202 | -0.0010905 | -0.00013261 | 0 | 0 | 0 | 0 | -7.341e-05 | -0.00075484 | -0.0004579 | -1.1016e-05 | -0.00038901 | -0.00016274 | 0.0071272 | 0.0014959 | 0 | 0 | 0 | 0 | 0 | 0 | 0 | 0 | 0 | 0 | 0 | 0.33689 | 0 | 0 | 0 | 0 | 1.8419 | 0 | 0 | 0
10 | 292 | 22 | 73.4 | 2.0203 | 75.5576 | 0 | 2.7869 | 0.0016079 | 0 | 78 | 78.0197 | 78 | -0.00080832 | -0.0017915 | -0.00021786 | 0 | 0 | 0 | 0 | -0.00012021 | -0.0012401 | -0.00075216 | -1.8098e-05 | -0.00063908 | -0.00024578 | 0.0074411 | 0.0015609 | 0 | 0 | 0 | 0 | 0 | 0 | 0 | 0 | 0 | 0 | 0 | 0.27714 | 0 | 0 | 0 | 0 | 1.7432 | 0 | 0 | 0
10 | 292 | 23 | 71.6 | 1.7572 | 75.5576 | 0 | 2.7869 | -0.00064896 | 0 | 78 | 77.992 | 77.992 | -0.0011246 | -0.0024925 | -0.0003031 | 0 | 0 | 0 | 0 | -0.00016686 | -0.0017254 | -0.0010464 | -2.518e-05 | -0.00088916 | -0.00031684 | 0.0074411 | 0.0015609 | 0 | 0 | 0 | 0 | 0 | 0 | 0 | 0 | 0 | 0 | 0 | 0.27714 | 0 | 0 | 0 | 0 | 1.4801 | 0 | 0 | 0
10 | 292 | 24 | 69.8 | 1.2825 | 75.5576 | 0 | 0.46448 | -0.0035629 | 0 | 77.992 | 77.9484 | 77.9484 | -0.0014395 | -0.0031904 | -0.00038798 | 0 | 0 | 0 | 0 | -0.00021254 | -0.0022085 | -0.0013391 | -3.2231e-05 | -0.0011381 | -0.00032978 | 0.0067153 | 0.0014098 | 0 | 0 | 0 | 0 | 0 | 0 | 0 | 0 | 0 | 0 | 0 | 0.065543 | 0 | 0 | 0 | 0 | 1.2169 | 0 | 0 | 0
10 | 293 | 1 | 69.8 | 0.98684 | 75.3212 | 0 | 0.46577 | -0.0081556 | 0 | 77.9484 | 77.8484 | 77.8484 | -0.0014318 | -0.0031734 | -0.00038591 | 0 | 0 | 0 | 0 | -0.0002111 | -0.0021967 | -0.0013319 | -3.2059e-05 | -0.0011321 | -0.00032724 | 0.0020667 | 0.00043418 | 0 | 0 | 0 | 0 | 0 | 0 | 0 | 0 | 0 | 0 | 0 | 0.065912 | 0 | 0 | 0 | 0 | 0.92093 | 0 | 0 | 0
10 | 293 | 2 | 66.2 | 0.92113 | 75.3212 | 0 | 0.46577 | -0.012421 | 0 | 77.8484 | 77.6962 | 77.6962 | -0.0020469 | -0.0045366 | -0.00055167 | 0 | 0 | 0 | 0 | -0.00030002 | -0.0031403 | -0.0019035 | -4.583e-05 | -0.0016183 | -0.00034473 | 0.0020667 | 0.00043418 | 0 | 0 | 0 | 0 | 0 | 0 | 0 | 0 | 0 | 0 | 0 | 0.065987 | 0 | 0 | 0 | 0 | 0.85515 | 0 | 0 | 0
10 | 293 | 3 | 66.2 | 0.88832 | 75.3212 | 0 | 0.46577 | -0.012378 | 0 | 77.6962 | 77.5445 | 77.5445 | -0.0020201 | -0.0044773 | -0.00054446 | 0 | 0 | 0 | 0 | -0.00029724 | -0.0030992 | -0.0018789 | -4.5231e-05 | -0.0015972 | -0.00048452 | 0.0020667 | 0.00043418 | 0 | 0 | 0 | 0 | 0 | 0 | 0 | 0 | 0 | 0 | 0 | 0.066062 | 0 | 0 | 0 | 0 | 0.82226 | 0 | 0 | 0
10 | 293 | 4 | 64.4 | 0.85551 | 75.3212 | 0 | 0.46577 | -0.014326 | 0 | 77.5445 | 77.369 | 77.369 | -0.0023098 | -0.0051192 | -0.00062252 | 0 | 0 | 0 | 0 | -0.00033787 | -0.0035436 | -0.0021477 | -5.1716e-05 | -0.0018262 | -0.00043412 | 0.0020667 | 0.00043418 | 0 | 0 | 0 | 0 | 0 | 0 | 0 | 0 | 0 | 0 | 0 | 0.066148 | 0 | 0 | 0 | 0 | 0.78937 | 0 | 0 | 0
10 | 293 | 5 | 64.4 | 0.8556 | 75.3212 | 0 | 0.46577 | -0.014269 | 0 | 77.369 | 77.1941 | 77.1941 | -0.0022789 | -0.0050509 | -0.00061421 | 0 | 0 | 0 | 0 | -0.00033543 | -0.0034963 | -0.0021196 | -5.1025e-05 | -0.0018018 | -0.00058743 | 0.0020667 | 0.00043418 | 0 | 0 | 0 | 0 | 0 | 0 | 0 | 0 | 0 | 0 | 0 | 0.066235 | 0 | 0 | 0 | 0 | 0.78937 | 0 | 0 | 0
10 | 293 | 6 | 59 | 0.96192 | 75.3212 | 0 | 0.54796 | -0.019663 | 0 | 77.1941 | 76.9531 | 76.9531 | -0.0031971 | -0.0070858 | -0.00086167 | 0 | 0 | 0 | 0 | -0.00047305 | -0.0049049 | -0.0029743 | -7.1583e-05 | -0.0025277 | -0.0010199 | 0.0034529 | 0.00072422 | 0 | 0 | 0 | 0 | 0 | 0 | 0 | 0 | 0 | 0 | 0 | 0.073879 | 0 | 0 | 0 | 0 | 0.88804 | 0 | 0 | 0
10 | 293 | 7 | 60.8 | 1.5512 | 75.3212 | 0 | 4.1097 | -0.018869 | 0 | 76.9531 | 76.7219 | 76.7219 | -0.0028385 | -0.0062909 | -0.00076501 | 0 | 0 | 0.00032493 | 3.6988e-05 | -0.00041842 | -0.0063066 | -0.0037239 | -6.3553e-05 | -0.0022442 | -0.00091816 | 0.0043383 | 0.00091055 | 0 | 0 | 0 | 0 | 0 | 0 | 0 | 0 | 0 | 0 | 0 | 0.40008 | 0 | 0 | 0 | 0 | 1.1512 | 0 | 0 | 0
10 | 293 | 8 | 66.2 | 1.7486 | 75.3212 | 0 | 4.1097 | 0.0035134 | 0 | 76.7219 | 76.7649 | 76.7649 | -0.0018489 | -0.0040978 | -0.00049832 | 0 | 0 | 0.0055839 | 0.0011608 | -0.00027291 | -0.0023884 | -0.00082215 | -4.1398e-05 | -0.0014618 | -0.00047626 | 0.0086767 | 0.0018211 | 0 | 0 | 0 | 0 | 0 | 0 | 0 | 0 | 0 | 0 | 0 | 0.40006 | 0 | 0 | 0 | 0 | 1.3485 | 0 | 0 | 0
10 | 293 | 9 | 69.8 | 1.7311 | 75.3212 | 0 | 3.5617 | 0.024073 | 0 | 76.7649 | 77.0599 | 77.0599 | -0.0012239 | -0.0027125 | -0.00032986 | 0 | 0 | 0.016651 | 0.0031927 | -0.00018051 | 0.0027115 | 0.0010969 | -2.7403e-05 | -0.00096765 | -0.00026161 | 0.0050623 | 0.0010617 | 0 | 0 | 0 | 0 | 0 | 0 | 0 | 0 | 0 | 0 | 0 | 0.34975 | 0 | 0 | 0 | 0 | 1.3814 | 0 | 0 | 0
10 | 293 | 10 | 75.2 | 1.7638 | 75.3212 | 0 | 3.5617 | 0.039232 | 0 | 77.0599 | 77.5407 | 77.5407 | -0.00032683 | -0.00072437 | -8.8087e-05 | 0 | 0 | 0.021704 | 0.0050966 | -4.8666e-05 | 0.0078288 | 0.0023969 | -7.3178e-06 | -0.0002584 | -8.8874e-05 | 0.0030973 | 0.00065039 | 0 | 0 | 0 | 0 | 0 | 0 | 0 | 0 | 0 | 0 | 0 | 0.34952 | 0 | 0 | 0 | 0 | 1.4143 | 0 | 0 | 0
10 | 293 | 11 | 78.8 | 1.7964 | 75.3212 | 0 | 3.5617 | 0.049619 | 0 | 77.5407 | 78.1488 | 78.1488 | 0.00022128 | 0.00049043 | 5.9639e-05 | 0 | 0 | 0.024311 | 0.0063965 | 3.2849e-05 | 0.011326 | 0.002805 | 4.9545e-06 | 0.00017495 | 4.8521e-05 | 0.0030973 | 0.00065039 | 0 | 0 | 0 | 0 | 0 | 0 | 0 | 0 | 0 | 0 | 0 | 0.34922 | 0 | 0 | 0 | 0 | 1.4472 | 0 | 0 | 0
10 | 293 | 12 | 80.6 | 1.7008 | 75.3212 | 0 | 2.5206 | 0.05231 | 0 | 78.1488 | 78.7899 | 78.7899 | 0.00043073 | 0.00095463 | 0.00011609 | 0 | 0 | 0.023619 | 0.0065837 | 6.3711e-05 | 0.012573 | 0.0025383 | 9.644e-06 | 0.00034055 | 8.2999e-05 | 0.0041315 | 0.0008666 | 0 | 0 | 0 | 0 | 0 | 0 | 0 | 0 | 0 | 0 | 0 | 0.25359 | 0 | 0 | 0 | 0 | 1.4472 | 0 | 0 | 0
10 | 293 | 13 | 80.6 | 1.6676 | 75.3212 | 0 | 2.5206 | 0.048845 | 0 | 78.7899 | 79.3885 | 79.3885 | 0.00031808 | 0.00070496 | 8.5727e-05 | 0 | 0 | 0.022676 | 0.0061774 | 4.7115e-05 | 0.01197 | 0.0027876 | 7.1218e-06 | 0.00025148 | 7.1933e-05 | 0.0030973 | 0.00065039 | 0 | 0 | 0 | 0 | 0 | 0 | 0 | 0 | 0 | 0 | 0 | 0.25329 | 0 | 0 | 0 | 0 | 1.4143 | 0 | 0 | 0
10 | 293 | 14 | 82.4 | 1.5892 | 75.3212 | 0 | 2.0275 | 0.047552 | 0 | 79.3885 | 79.9713 | 79.9713 | 0.00052919 | 0.0011729 | 0.00014262 | 0 | 0 | 0.021426 | 0.0056202 | 7.8074e-05 | 0.011639 | 0.0033034 | 1.1849e-05 | 0.00041839 | 8.6081e-05 | 0.0025838 | 0.00054141 | 0 | 0 | 0 | 0 | 0 | 0 | 0 | 0 | 0 | 0 | 0 | 0.20785 | 0 | 0 | 0 | 0 | 1.3814 | 0 | 0 | 0
10 | 293 | 15 | 82.4 | 12.8469 | 75.3212 | 0 | 2.0275 | 0.035281 | 0.19613 | 79.9713 | 80.4036 | 78 | 0.00042678 | 0.00094589 | 0.00011503 | 0 | 0 | 0.0157 | 0.0036564 | 6.2672e-05 | 0.0079382 | 0.0027876 | 9.5557e-06 | 0.00033743 | 5.1974e-05 | 0.0026854 | 0.00056426 | 0 | 0 | 0 | 0 | 0 | 0 | 11.2896 | 0 | 0 | 0 | 0 | 0.20882 | 0 | 0 | 0 | 0 | 1.3485 | 0 | 0 | 0
10 | 293 | 16 | 80.6 | 3.2945 | 75.3212 | 0 | 2.0275 | 0.029038 | 0.029038 | 78 | 78.3559 | 78 | 0.00045688 | 0.0010126 | 0.00012314 | 0 | 0 | 0.01249 | 0.0023148 | 6.7541e-05 | 0.0061585 | 0.0027047 | 1.023e-05 | 0.00036122 | 8.8912e-05 | 0.0026854 | 0.00056426 | 0 | 0 | 0 | 0 | 0 | 0 | 1.6714 | 0 | 0 | 0 | 0 | 0.20882 | 0 | 0 | 0 | 0 | 1.4143 | 0 | 0 | 0
10 | 293 | 17 | 78.8 | 2.8085 | 75.3212 | 0 | 2.0275 | 0.016023 | 0.016023 | 78 | 78.1964 | 78 | 0.00014058 | 0.00031157 | 3.7888e-05 | 0 | 0 | 0.0057911 | 0.0010356 | 2.0724e-05 | 0.0024443 | 0.0013569 | 3.1475e-06 | 0.00011114 | 1.8677e-05 | 0.0039265 | 0.00082442 | 0 | 0 | 0 | 0 | 0 | 0 | 0.92228 | 0 | 0 | 0 | 0 | 0.20882 | 0 | 0 | 0 | 0 | 1.6774 | 0 | 0 | 0
10 | 293 | 18 | 73.4 | 2.4442 | 75.3212 | 0 | 3.4522 | -0.0020689 | 0 | 78 | 77.9746 | 77.9746 | -0.00080832 | -0.0017915 | -0.00021786 | 0 | 0 | 0.00096407 | 0.00020073 | -0.00012016 | -0.0022713 | -0.0013919 | -1.8098e-05 | -0.00063908 | -0.00021039 | 0.0042349 | 0.00088946 | 0 | 0 | 0 | 0 | 0 | 0 | 0 | 0 | 0 | 0 | 0 | 0.33927 | 0 | 0 | 0 | 0 | 2.105 | 0 | 0 | 0
10 | 293 | 19 | 71.6 | 2.4114 | 75.3212 | 0 | 3.4522 | -0.0033914 | 0 | 77.9746 | 77.9331 | 77.9331 | -0.0011202 | -0.0024827 | -0.0003019 | 0 | 0 | 0 | 0 | -0.00016491 | -0.0017185 | -0.0010417 | -2.5081e-05 | -0.00088564 | -0.00019596 | 0.0045452 | 0.0009545 | 0 | 0 | 0 | 0 | 0 | 0 | 0 | 0 | 0 | 0 | 0 | 0.33929 | 0 | 0 | 0 | 0 | 2.0721 | 0 | 0 | 0
10 | 293 | 20 | 69.8 | 2.2798 | 75.3212 | 0 | 3.4522 | -0.0029937 | 0 | 77.9331 | 77.8964 | 77.8964 | -0.0014292 | -0.0031675 | -0.00038518 | 0 | 0 | 0 | 0 | -0.00020998 | -0.0021926 | -0.0013292 | -3.1999e-05 | -0.0011299 | -0.00024537 | 0.0071272 | 0.0014959 | 0 | 0 | 0 | 0 | 0 | 0 | 0 | 0 | 0 | 0 | 0 | 0.33931 | 0 | 0 | 0 | 0 | 1.9405 | 0 | 0 | 0
10 | 293 | 21 | 66.2 | 2.1812 | 75.3212 | 0 | 3.4522 | -0.007636 | 0 | 77.8964 | 77.8028 | 77.8028 | -0.0020553 | -0.0045552 | -0.00055394 | 0 | 0 | 0 | 0 | -0.00030406 | -0.0031532 | -0.0019121 | -4.6019e-05 | -0.001625 | -0.00055836 | 0.0071272 | 0.0014959 | 0 | 0 | 0 | 0 | 0 | 0 | 0 | 0 | 0 | 0 | 0 | 0.33936 | 0 | 0 | 0 | 0 | 1.8419 | 0 | 0 | 0
10 | 293 | 22 | 66.2 | 2.0224 | 75.3212 | 0 | 2.7946 | -0.0070879 | 0 | 77.8028 | 77.716 | 77.716 | -0.0020389 | -0.0045188 | -0.00054951 | 0 | 0 | 0 | 0 | -0.00029918 | -0.003128 | -0.0018961 | -4.565e-05 | -0.001612 | -0.00044093 | 0.0074411 | 0.0015609 | 0 | 0 | 0 | 0 | 0 | 0 | 0 | 0 | 0 | 0 | 0 | 0.2792 | 0 | 0 | 0 | 0 | 1.7432 | 0 | 0 | 0
10 | 293 | 23 | 64.4 | 1.7593 | 75.3212 | 0 | 2.7946 | -0.0092293 | 0 | 77.716 | 77.6028 | 77.6028 | -0.0023399 | -0.005186 | -0.00063064 | 0 | 0 | 0 | 0 | -0.00034336 | -0.0035898 | -0.002176 | -5.2391e-05 | -0.00185 | -0.0005022 | 0.0074411 | 0.0015609 | 0 | 0 | 0 | 0 | 0 | 0 | 0 | 0 | 0 | 0 | 0 | 0.27925 | 0 | 0 | 0 | 0 | 1.4801 | 0 | 0 | 0
10 | 293 | 24 | 64.4 | 1.283 | 75.3212 | 0 | 0.46577 | -0.0098637 | 0 | 77.6028 | 77.482 | 77.482 | -0.00232 | -0.0051419 | -0.00062529 | 0 | 0 | 0 | 0 | -0.00034061 | -0.0035593 | -0.0021576 | -5.1946e-05 | -0.0018343 | -0.00054791 | 0.0067153 | 0.0014098 | 0 | 0 | 0 | 0 | 0 | 0 | 0 | 0 | 0 | 0 | 0 | 0.066093 | 0 | 0 | 0 | 0 | 1.2169 | 0 | 0 | 0
10 | 294 | 1 | 62.6 | 0.98744 | 75.0843 | 0 | 0.46704 | -0.016739 | 0 | 77.482 | 77.2768 | 77.2768 | -0.0026151 | -0.0057959 | -0.00070481 | 0 | 0 | 0 | 0 | -0.00038566 | -0.004012 | -0.0024325 | -5.8552e-05 | -0.0020676 | -0.00073379 | 0.0020667 | 0.00043418 | 0 | 0 | 0 | 0 | 0 | 0 | 0 | 0 | 0 | 0 | 0 | 0.066515 | 0 | 0 | 0 | 0 | 0.92093 | 0 | 0 | 0
10 | 294 | 2 | 62.6 | 0.92176 | 75.0843 | 0 | 0.46704 | -0.01641 | 0 | 77.2768 | 77.0757 | 77.0757 | -0.002579 | -0.005716 | -0.00069509 | 0 | 0 | 0 | 0 | -0.00037875 | -0.0039567 | -0.0023985 | -5.7745e-05 | -0.0020391 | -0.0006555 | 0.0020667 | 0.00043418 | 0 | 0 | 0 | 0 | 0 | 0 | 0 | 0 | 0 | 0 | 0 | 0.066614 | 0 | 0 | 0 | 0 | 0.85515 | 0 | 0 | 0
10 | 294 | 3 | 60.8 | 0.88898 | 75.0843 | 0 | 0.46704 | -0.018547 | 0 | 77.0757 | 76.8484 | 76.8484 | -0.00286 | -0.0063387 | -0.00077082 | 0 | 0 | 0 | 0 | -0.00042189 | -0.0043877 | -0.0026603 | -6.4036e-05 | -0.0022612 | -0.00084922 | 0.0020667 | 0.00043418 | 0 | 0 | 0 | 0 | 0 | 0 | 0 | 0 | 0 | 0 | 0 | 0.066726 | 0 | 0 | 0 | 0 | 0.82226 | 0 | 0 | 0
10 | 294 | 4 | 60.8 | 0.8562 | 75.0843 | 0 | 0.46704 | -0.018119 | 0 | 76.8484 | 76.6264 | 76.6264 | -0.0028201 | -0.0062502 | -0.00076005 | 0 | 0 | 0 | 0 | -0.00041316 | -0.0043264 | -0.0026224 | -6.3141e-05 | -0.0022296 | -0.0007006 | 0.0020667 | 0.00043418 | 0 | 0 | 0 | 0 | 0 | 0 | 0 | 0 | 0 | 0 | 0 | 0.066835 | 0 | 0 | 0 | 0 | 0.78937 | 0 | 0 | 0
10 | 294 | 5 | 59 | 0.85632 | 75.0843 | 0 | 0.46704 | -0.020164 | 0 | 76.6264 | 76.3793 | 76.3793 | -0.0030973 | -0.0068647 | -0.00083478 | 0 | 0 | 0 | 0 | -0.00045502 | -0.0047518 | -0.0028806 | -6.935e-05 | -0.0024489 | -0.00082845 | 0.0020667 | 0.00043418 | 0 | 0 | 0 | 0 | 0 | 0 | 0 | 0 | 0 | 0 | 0 | 0.066957 | 0 | 0 | 0 | 0 | 0.78937 | 0 | 0 | 0
10 | 294 | 6 | 59 | 0.96269 | 75.0843 | 0 | 0.54946 | -0.018456 | 0 | 76.3793 | 76.1531 | 76.1531 | -0.0030539 | -0.0067685 | -0.00082308 | 0 | 0 | 0 | 0 | -0.00044764 | -0.0046852 | -0.0028399 | -6.8377e-05 | -0.0024145 | -0.0008078 | 0.0034529 | 0.00072422 | 0 | 0 | 0 | 0 | 0 | 0 | 0 | 0 | 0 | 0 | 0 | 0.07465 | 0 | 0 | 0 | 0 | 0.88804 | 0 | 0 | 0
10 | 294 | 7 | 59 | 1.5545 | 75.0843 | 0 | 4.121 | -0.019586 | 0 | 76.1531 | 75.913 | 75.913 | -0.0030142 | -0.0066804 | -0.00081237 | 0 | 0 | 0.00013872 | 2.8824e-05 | -0.00044739 | -0.0058982 | -0.0035778 | -6.7487e-05 | -0.0023831 | -0.0012112 | 0.0043383 | 0.00091055 | 0 | 0 | 0 | 0 | 0 | 0 | 0 | 0 | 0 | 0 | 0 | 0.40331 | 0 | 0 | 0 | 0 | 1.1512 | 0 | 0 | 0
10 | 294 | 8 | 60.8 | 1.7519 | 75.0843 | 0 | 4.121 | -0.0081911 | 0 | 75.913 | 75.8127 | 75.8127 | -0.0026557 | -0.0058859 | -0.00071575 | 0 | 0 | 0.0014667 | 0.0003275 | -0.00039358 | -0.0035166 | -0.0023263 | -5.9461e-05 | -0.0020997 | -0.0010092 | 0.0086767 | 0.0018211 | 0 | 0 | 0 | 0 | 0 | 0 | 0 | 0 | 0 | 0 | 0 | 0.40336 | 0 | 0 | 0 | 0 | 1.3485 | 0 | 0 | 0
10 | 294 | 9 | 60.8 | 1.7342 | 75.0843 | 0 | 3.5715 | -0.0075108 | 0 | 75.8127 | 75.7206 | 75.7206 | -0.002638 | -0.0058468 | -0.000711 | 0 | 0 | 0.0038452 | 0.00085859 | -0.0003955 | -0.0022065 | -0.0018466 | -5.9066e-05 | -0.0020857 | -0.0014877 | 0.0050623 | 0.0010617 | 0 | 0 | 0 | 0 | 0 | 0 | 0 | 0 | 0 | 0 | 0 | 0.35286 | 0 | 0 | 0 | 0 | 1.3814 | 0 | 0 | 0
10 | 294 | 10 | 60.8 | 1.7672 | 75.0843 | 0 | 3.5715 | -0.0051231 | 0 | 75.7206 | 75.6578 | 75.6578 | -0.0026219 | -0.0058109 | -0.00070664 | 0 | 0 | 0.0060651 | 0.0013543 | -0.00039397 | -0.00097596 | -0.0013901 | -5.8704e-05 | -0.0020729 | -0.0016087 | 0.0030973 | 0.00065039 | 0 | 0 | 0 | 0 | 0 | 0 | 0 | 0 | 0 | 0 | 0 | 0.35289 | 0 | 0 | 0 | 0 | 1.4143 | 0 | 0 | 0
10 | 294 | 11 | 59 | 1.8001 | 75.0843 | 0 | 3.5715 | -0.0038562 | 0 | 75.6578 | 75.6106 | 75.6106 | -0.0029271 | -0.0064875 | -0.00078891 | 0 | 0 | 0.0076508 | 0.0017083 | -0.00043584 | -0.0006324 | -0.0013863 | -6.5539e-05 | -0.0023143 | -0.0012747 | 0.0030973 | 0.00065039 | 0 | 0 | 0 | 0 | 0 | 0 | 0 | 0 | 0 | 0 | 0 | 0.35291 | 0 | 0 | 0 | 0 | 1.4472 | 0 | 0 | 0
10 | 294 | 12 | 59 | 1.7041 | 75.0843 | 0 | 2.5275 | -0.0033006 | 0 | 75.6106 | 75.5701 | 75.5701 | -0.0029188 | -0.0064691 | -0.00078668 | 0 | 0 | 0.0071751 | 0.0016021 | -0.00043312 | -0.00070457 | -0.0013679 | -6.5353e-05 | -0.0023077 | -0.0011561 | 0.0041315 | 0.0008666 | 0 | 0 | 0 | 0 | 0 | 0 | 0 | 0 | 0 | 0 | 0 | 0.2569 | 0 | 0 | 0 | 0 | 1.4472 | 0 | 0 | 0
10 | 294 | 13 | 57.2 | 1.6712 | 75.0843 | 0 | 2.5275 | -0.0066245 | 0 | 75.5701 | 75.4889 | 75.4889 | -0.003228 | -0.0071544 | -0.00087001 | 0 | 0 | 0.007294 | 0.0016287 | -0.00048192 | -0.0010761 | -0.0016135 | -7.2276e-05 | -0.0025522 | -0.0015961 | 0.0030973 | 0.00065039 | 0 | 0 | 0 | 0 | 0 | 0 | 0 | 0 | 0 | 0 | 0 | 0.25694 | 0 | 0 | 0 | 0 | 1.4143 | 0 | 0 | 0
10 | 294 | 14 | 57.2 | 1.5929 | 75.0843 | 0 | 2.033 | -0.010053 | 0 | 75.4889 | 75.3657 | 75.3657 | -0.0032138 | -0.0071228 | -0.00086616 | 0 | 0 | 0.0056687 | 0.0012658 | -0.00047817 | -0.0019139 | -0.00191 | -7.1956e-05 | -0.0025409 | -0.0014533 | 0.0025838 | 0.00054141 | 0 | 0 | 0 | 0 | 0 | 0 | 0 | 0 | 0 | 0 | 0 | 0.21151 | 0 | 0 | 0 | 0 | 1.3814 | 0 | 0 | 0
10 | 294 | 15 | 57.2 | 1.5601 | 75.0843 | 0 | 2.033 | -0.0098105 | 0 | 75.3657 | 75.2455 | 75.2455 | -0.0031921 | -0.0070748 | -0.00086033 | 0 | 0 | 0.0056687 | 0.0012658 | -0.00047496 | -0.0018951 | -0.0018983 | -7.1472e-05 | -0.0025238 | -0.0014395 | 0.0026854 | 0.00056426 | 0 | 0 | 0 | 0 | 0 | 0 | 0 | 0 | 0 | 0 | 0 | 0.21156 | 0 | 0 | 0 | 0 | 1.3485 | 0 | 0 | 0
10 | 294 | 16 | 57.2 | 1.6259 | 75.0843 | 0 | 2.033 | -0.013062 | 0 | 75.2455 | 75.0854 | 75.0854 | -0.003171 | -0.0070279 | -0.00085464 | 0 | 0 | 0.0040038 | 0.00089399 | -0.00047299 | -0.0027703 | -0.0022122 | -7.0999e-05 | -0.0025071 | -0.0015577 | 0.0026854 | 0.00056426 | 0 | 0 | 0 | 0 | 0 | 0 | 0 | 0 | 0 | 0 | 0 | 0.21164 | 0 | 0 | 0 | 0 | 1.4143 | 0 | 0 | 0
10 | 294 | 17 | 57.2 | 1.8891 | 75.0843 | 0 | 2.033 | -0.015594 | 0 | 75.0854 | 74.8943 | 74.8943 | -0.0031429 | -0.0069656 | -0.00084705 | 0 | 0 | 0.0019821 | 0.00044257 | -0.00046877 | -0.0038357 | -0.0025912 | -7.0369e-05 | -0.0024848 | -0.0015389 | 0.0039265 | 0.00082442 | 0 | 0 | 0 | 0 | 0 | 0 | 0 | 0 | 0 | 0 | 0 | 0.21174 | 0 | 0 | 0 | 0 | 1.6774 | 0 | 0 | 0
10 | 294 | 18 | 57.2 | 2.4482 | 75.0843 | 0 | 3.4616 | -0.017769 | 0 | 74.8943 | 74.6766 | 74.6766 | -0.0031093 | -0.0068912 | -0.000838 | 0 | 0 | 0.0004757 | 0.00010622 | -0.00046144 | -0.0046234 | -0.0028673 | -6.9617e-05 | -0.0024583 | -0.0012672 | 0.0042349 | 0.00088946 | 0 | 0 | 0 | 0 | 0 | 0 | 0 | 0 | 0 | 0 | 0 | 0.34326 | 0 | 0 | 0 | 0 | 2.105 | 0 | 0 | 0
10 | 294 | 19 | 57.2 | 2.4154 | 75.0843 | 0 | 3.4616 | -0.017718 | 0 | 74.6766 | 74.4594 | 74.4594 | -0.003071 | -0.0068064 | -0.00082769 | 0 | 0 | 0 | 0 | -0.00045346 | -0.0047115 | -0.0028567 | -6.876e-05 | -0.002428 | -0.0010392 | 0.0045452 | 0.0009545 | 0 | 0 | 0 | 0 | 0 | 0 | 0 | 0 | 0 | 0 | 0 | 0.34336 | 0 | 0 | 0 | 0 | 2.0721 | 0 | 0 | 0
10 | 294 | 20 | 57.2 | 2.284 | 75.0843 | 0 | 3.4616 | -0.015177 | 0 | 74.4594 | 74.2734 | 74.2734 | -0.0030329 | -0.0067218 | -0.00081741 | 0 | 0 | 0 | 0 | -0.00045126 | -0.0046529 | -0.0028222 | -6.7906e-05 | -0.0023979 | -0.0013396 | 0.0071272 | 0.0014959 | 0 | 0 | 0 | 0 | 0 | 0 | 0 | 0 | 0 | 0 | 0 | 0.34345 | 0 | 0 | 0 | 0 | 1.9405 | 0 | 0 | 0
10 | 294 | 21 | 53.6 | 2.1854 | 75.0843 | 0 | 3.4616 | -0.019156 | 0 | 74.2734 | 74.0387 | 74.0387 | -0.0036328 | -0.0080514 | -0.00097909 | 0 | 0 | 0 | 0 | -0.0005359 | -0.0055733 | -0.0033792 | -8.1338e-05 | -0.0028722 | -0.0011785 | 0.0071272 | 0.0014959 | 0 | 0 | 0 | 0 | 0 | 0 | 0 | 0 | 0 | 0 | 0 | 0.34357 | 0 | 0 | 0 | 0 | 1.8419 | 0 | 0 | 0
10 | 294 | 22 | 53.6 | 2.0262 | 75.0843 | 0 | 2.8023 | -0.018615 | 0 | 74.0387 | 73.8105 | 73.8105 | -0.0035915 | -0.00796 | -0.00096798 | 0 | 0 | 0 | 0 | -0.00052934 | -0.00551 | -0.0033406 | -8.0414e-05 | -0.0028396 | -0.0012366 | 0.0074411 | 0.0015609 | 0 | 0 | 0 | 0 | 0 | 0 | 0 | 0 | 0 | 0 | 0 | 0.28303 | 0 | 0 | 0 | 0 | 1.7432 | 0 | 0 | 0
10 | 294 | 23 | 53.6 | 1.7632 | 75.0843 | 0 | 2.8023 | -0.018647 | 0 | 73.8105 | 73.582 | 73.582 | -0.0035514 | -0.0078711 | -0.00095717 | 0 | 0 | 0 | 0 | -0.0005273 | -0.0054485 | -0.0033044 | -7.9517e-05 | -0.0028079 | -0.0015407 | 0.0074411 | 0.0015609 | 0 | 0 | 0 | 0 | 0 | 0 | 0 | 0 | 0 | 0 | 0 | 0.28314 | 0 | 0 | 0 | 0 | 1.4801 | 0 | 0 | 0
10 | 294 | 24 | 53.6 | 1.2854 | 75.0843 | 0 | 0.46704 | -0.018741 | 0 | 73.582 | 73.3523 | 73.3523 | -0.0035113 | -0.0077821 | -0.00094635 | 0 | 0 | 0 | 0 | -0.0005174 | -0.0053869 | -0.003266 | -7.8618e-05 | -0.0027761 | -0.0011911 | 0.0067153 | 0.0014098 | 0 | 0 | 0 | 0 | 0 | 0 | 0 | 0 | 0 | 0 | 0 | 0.068448 | 0 | 0 | 0 | 0 | 1.2169 | 0 | 0 | 0
10 | 295 | 1 | 55.4 | 0.98982 | 74.8469 | 0 | 0.46831 | -0.02073 | 0 | 73.3523 | 73.0983 | 73.0983 | -0.0031546 | -0.0069917 | -0.00085022 | 0 | 0 | 0 | 0 | -0.00046393 | -0.0048397 | -0.002934 | -7.0632e-05 | -0.0024941 | -0.00099767 | 0.0020667 | 0.00043418 | 0 | 0 | 0 | 0 | 0 | 0 | 0 | 0 | 0 | 0 | 0 | 0.068894 | 0 | 0 | 0 | 0 | 0.92093 | 0 | 0 | 0
10 | 295 | 2 | 55.4 | 0.92416 | 74.8469 | 0 | 0.46831 | -0.020326 | 0 | 73.0983 | 72.8492 | 72.8492 | -0.00311 | -0.0068927 | -0.00083819 | 0 | 0 | 0 | 0 | -0.00045707 | -0.0047712 | -0.0028924 | -6.9633e-05 | -0.0024588 | -0.00090229 | 0.0020667 | 0.00043418 | 0 | 0 | 0 | 0 | 0 | 0 | 0 | 0 | 0 | 0 | 0 | 0.069017 | 0 | 0 | 0 | 0 | 0.85515 | 0 | 0 | 0
10 | 295 | 3 | 55.4 | 0.89139 | 74.8469 | 0 | 0.46831 | -0.020002 | 0 | 72.8492 | 72.6041 | 72.6041 | -0.0030662 | -0.0067957 | -0.00082639 | 0 | 0 | 0 | 0 | -0.00045061 | -0.0047041 | -0.0028517 | -6.8653e-05 | -0.0024242 | -0.00088063 | 0.0020667 | 0.00043418 | 0 | 0 | 0 | 0 | 0 | 0 | 0 | 0 | 0 | 0 | 0 | 0.069138 | 0 | 0 | 0 | 0 | 0.82226 | 0 | 0 | 0
10 | 295 | 4 | 55.4 | 0.85862 | 74.8469 | 0 | 0.46831 | -0.019683 | 0 | 72.6041 | 72.3629 | 72.3629 | -0.0030231 | -0.0067003 | -0.00081479 | 0 | 0 | 0 | 0 | -0.00044426 | -0.004638 | -0.0028116 | -6.7688e-05 | -0.0023902 | -0.00085956 | 0.0020667 | 0.00043418 | 0 | 0 | 0 | 0 | 0 | 0 | 0 | 0 | 0 | 0 | 0 | 0.069257 | 0 | 0 | 0 | 0 | 0.78937 | 0 | 0 | 0
10 | 295 | 5 | 55.4 | 0.85874 | 74.8469 | 0 | 0.46831 | -0.019369 | 0 | 72.3629 | 72.1255 | 72.1255 | -0.0029807 | -0.0066063 | -0.00080336 | 0 | 0 | 0 | 0 | -0.00043801 | -0.004573 | -0.0027722 | -6.6739e-05 | -0.0023567 | -0.00083903 | 0.0020667 | 0.00043418 | 0 | 0 | 0 | 0 | 0 | 0 | 0 | 0 | 0 | 0 | 0 | 0.069374 | 0 | 0 | 0 | 0 | 0.78937 | 0 | 0 | 0
10 | 295 | 6 | 55.4 | 0.96515 | 74.8469 | 0 | 0.55095 | -0.017675 | 0 | 72.1255 | 71.9089 | 71.9089 | -0.002939 | -0.0065139 | -0.00079212 | 0 | 0 | 0 | 0 | -0.00043185 | -0.004509 | -0.0027334 | -6.5805e-05 | -0.0023237 | -0.00081905 | 0.0034529 | 0.00072422 | 0 | 0 | 0 | 0 | 0 | 0 | 0 | 0 | 0 | 0 | 0 | 0.077118 | 0 | 0 | 0 | 0 | 0.88804 | 0 | 0 | 0
10 | 295 | 7 | 55.4 | 1.5593 | 74.8469 | 0 | 4.1321 | -0.016569 | 0 | 71.9089 | 71.7058 | 71.7058 | -0.002901 | -0.0064295 | -0.00078186 | 0 | 0 | 7.9283e-05 | 1.7703e-05 | -0.00042624 | -0.0045424 | -0.0027639 | -6.4953e-05 | -0.0022936 | -0.000801 | 0.0043383 | 0.00091055 | 0 | 0 | 0 | 0 | 0 | 0 | 0 | 0 | 0 | 0 | 0 | 0.40819 | 0 | 0 | 0 | 0 | 1.1512 | 0 | 0 | 0
10 | 295 | 8 | 57.2 | 1.7567 | 74.8469 | 0 | 4.1321 | -0.0072574 | 0 | 71.7058 | 71.6169 | 71.6169 | -0.002549 | -0.0056494 | -0.000687 | 0 | 0 | 0.0013082 | 0.0002921 | -0.00037567 | -0.0032689 | -0.0021556 | -5.7072e-05 | -0.0020153 | -0.00077644 | 0.0086767 | 0.0018211 | 0 | 0 | 0 | 0 | 0 | 0 | 0 | 0 | 0 | 0 | 0 | 0.40823 | 0 | 0 | 0 | 0 | 1.3485 | 0 | 0 | 0
10 | 295 | 9 | 55.4 | 1.7388 | 74.8469 | 0 | 3.5812 | -0.0091639 | 0 | 71.6169 | 71.5046 | 71.5046 | -0.0028497 | -0.0063158 | -0.00076803 | 0 | 0 | 0.0033299 | 0.00074352 | -0.00042131 | -0.0026531 | -0.0020511 | -6.3804e-05 | -0.002253 | -0.00092384 | 0.0050623 | 0.0010617 | 0 | 0 | 0 | 0 | 0 | 0 | 0 | 0 | 0 | 0 | 0 | 0.35737 | 0 | 0 | 0 | 0 | 1.3814 | 0 | 0 | 0
10 | 295 | 10 | 57.2 | 1.7717 | 74.8469 | 0 | 3.5812 | -0.0033233 | 0 | 71.5046 | 71.4639 | 71.4639 | -0.0025136 | -0.005571 | -0.00067746 | 0 | 0 | 0.0061444 | 0.001372 | -0.00037146 | -0.00069081 | -0.0012272 | -5.628e-05 | -0.0019874 | -0.00084178 | 0.0030973 | 0.00065039 | 0 | 0 | 0 | 0 | 0 | 0 | 0 | 0 | 0 | 0 | 0 | 0.35739 | 0 | 0 | 0 | 0 | 1.4143 | 0 | 0 | 0
10 | 295 | 11 | 60.8 | 1.8045 | 74.8469 | 0 | 3.5812 | 0.0052682 | 0 | 71.4639 | 71.5284 | 71.5284 | -0.0018739 | -0.0041531 | -0.00050504 | 0 | 0 | 0.0077697 | 0.0017349 | -0.0002754 | 0.0011124 | -0.00033536 | -4.1956e-05 | -0.0014815 | -0.0004302 | 0.0030973 | 0.00065039 | 0 | 0 | 0 | 0 | 0 | 0 | 0 | 0 | 0 | 0 | 0 | 0.35735 | 0 | 0 | 0 | 0 | 1.4472 | 0 | 0 | 0
10 | 295 | 12 | 62.6 | 1.7075 | 74.8469 | 0 | 2.5344 | 0.039483 | 0 | 71.5284 | 72.0123 | 72.0123 | -0.0015689 | -0.0034772 | -0.00042285 | 0 | 0 | 0.023814 | 0.0062397 | -0.00022657 | 0.01002 | 0.0015895 | -3.5128e-05 | -0.0012404 | -0.00020685 | 0.0041315 | 0.0008666 | 0 | 0 | 0 | 0 | 0 | 0 | 0 | 0 | 0 | 0 | 0 | 0.26037 | 0 | 0 | 0 | 0 | 1.4472 | 0 | 0 | 0
10 | 295 | 13 | 64.4 | 1.6746 | 74.8469 | 0 | 2.5344 | 0.011039 | 0 | 72.0123 | 72.1476 | 72.1476 | -0.0013376 | -0.0029647 | -0.00036052 | 0 | 0 | 0.0088004 | 0.001965 | -0.00019568 | 0.0023839 | 0.00030874 | -2.995e-05 | -0.0010576 | -0.00022047 | 0.0030973 | 0.00065039 | 0 | 0 | 0 | 0 | 0 | 0 | 0 | 0 | 0 | 0 | 0 | 0.26031 | 0 | 0 | 0 | 0 | 1.4143 | 0 | 0 | 0
10 | 295 | 14 | 62.6 | 1.5958 | 74.8469 | 0 | 2.0385 | 0.0067074 | 0 | 72.1476 | 72.2298 | 72.2298 | -0.0016777 | -0.0037184 | -0.00045217 | 0 | 0 | 0.0082058 | 0.0018322 | -0.00024778 | 0.0015449 | -0.00012835 | -3.7564e-05 | -0.0013265 | -0.00041233 | 0.0025838 | 0.00054141 | 0 | 0 | 0 | 0 | 0 | 0 | 0 | 0 | 0 | 0 | 0 | 0.21444 | 0 | 0 | 0 | 0 | 1.3814 | 0 | 0 | 0
10 | 295 | 15 | 62.6 | 1.5628 | 74.8469 | 0 | 2.0385 | 0.026571 | 0 | 72.2298 | 72.5554 | 72.5554 | -0.0016922 | -0.0037504 | -0.00045607 | 0 | 0 | 0.018318 | 0.0041635 | -0.00024741 | 0.0068442 | 0.0018005 | -3.7888e-05 | -0.0013379 | -0.00028279 | 0.0026854 | 0.00056426 | 0 | 0 | 0 | 0 | 0 | 0 | 0 | 0 | 0 | 0 | 0 | 0.21428 | 0 | 0 | 0 | 0 | 1.3485 | 0 | 0 | 0
10 | 295 | 16 | 64.4 | 1.6285 | 74.8469 | 0 | 2.0385 | 0.01364 | 0 | 72.5554 | 72.7226 | 72.7226 | -0.0014331 | -0.0031762 | -0.00038624 | 0 | 0 | 0.0096008 | 0.0023769 | -0.00021031 | 0.0038172 | 0.00125 | -3.2087e-05 | -0.001133 | -0.00028373 | 0.0026854 | 0.00056426 | 0 | 0 | 0 | 0 | 0 | 0 | 0 | 0 | 0 | 0 | 0 | 0.2142 | 0 | 0 | 0 | 0 | 1.4143 | 0 | 0 | 0
10 | 295 | 17 | 62.6 | 1.8916 | 74.8469 | 0 | 2.0385 | -0.0026916 | 0 | 72.7226 | 72.6896 | 72.6896 | -0.0017788 | -0.0039423 | -0.0004794 | 0 | 0 | 0.0037838 | 0.00056997 | -0.00026207 | -0.0017853 | -0.00088142 | -3.9826e-05 | -0.0014063 | -0.00039638 | 0.0039265 | 0.00082442 | 0 | 0 | 0 | 0 | 0 | 0 | 0 | 0 | 0 | 0 | 0 | 0.21422 | 0 | 0 | 0 | 0 | 1.6774 | 0 | 0 | 0
10 | 295 | 18 | 60.8 | 2.4517 | 74.8469 | 0 | 3.471 | -0.011586 | 0 | 72.6896 | 72.5476 | 72.5476 | -0.0020893 | -0.0046305 | -0.00056309 | 0 | 0 | 0.0012293 | 0.00015203 | -0.00031021 | -0.0048231 | -0.0023676 | -4.6779e-05 | -0.0016518 | -0.00072003 | 0.0042349 | 0.00088946 | 0 | 0 | 0 | 0 | 0 | 0 | 0 | 0 | 0 | 0 | 0 | 0.34667 | 0 | 0 | 0 | 0 | 2.105 | 0 | 0 | 0
10 | 295 | 19 | 59 | 2.4188 | 74.8469 | 0 | 3.471 | -0.012685 | 0 | 72.5476 | 72.3921 | 72.3921 | -0.0023806 | -0.0052762 | -0.00064161 | 0 | 0 | 0 | 0 | -0.00035265 | -0.0036523 | -0.0022147 | -5.3302e-05 | -0.0018822 | -0.00077691 | 0.0045452 | 0.0009545 | 0 | 0 | 0 | 0 | 0 | 0 | 0 | 0 | 0 | 0 | 0 | 0.34675 | 0 | 0 | 0 | 0 | 2.0721 | 0 | 0 | 0
10 | 295 | 20 | 57.2 | 2.2873 | 74.8469 | 0 | 3.471 | -0.012157 | 0 | 72.3921 | 72.2431 | 72.2431 | -0.0026696 | -0.0059167 | -0.0007195 | 0 | 0 | 0 | 0 | -0.0003946 | -0.0040956 | -0.0024834 | -5.9772e-05 | -0.0021107 | -0.00083426 | 0.0071272 | 0.0014959 | 0 | 0 | 0 | 0 | 0 | 0 | 0 | 0 | 0 | 0 | 0 | 0.34682 | 0 | 0 | 0 | 0 | 1.9405 | 0 | 0 | 0
10 | 295 | 21 | 57.2 | 2.1887 | 74.8469 | 0 | 3.471 | -0.012049 | 0 | 72.2431 | 72.0955 | 72.0955 | -0.0026434 | -0.0058587 | -0.00071244 | 0 | 0 | 0 | 0 | -0.0003912 | -0.0040554 | -0.0024592 | -5.9186e-05 | -0.00209 | -0.0009071 | 0.0071272 | 0.0014959 | 0 | 0 | 0 | 0 | 0 | 0 | 0 | 0 | 0 | 0 | 0 | 0.34689 | 0 | 0 | 0 | 0 | 1.8419 | 0 | 0 | 0
10 | 295 | 22 | 59 | 2.029 | 74.8469 | 0 | 2.8098 | -0.0092015 | 0 | 72.0955 | 71.9827 | 71.9827 | -0.0023012 | -0.0051001 | -0.0006202 | 0 | 0 | 0 | 0 | -0.00033999 | -0.0035304 | -0.0021407 | -5.1523e-05 | -0.0018194 | -0.00073917 | 0.0074411 | 0.0015609 | 0 | 0 | 0 | 0 | 0 | 0 | 0 | 0 | 0 | 0 | 0 | 0.28585 | 0 | 0 | 0 | 0 | 1.7432 | 0 | 0 | 0
10 | 295 | 23 | 57.2 | 1.766 | 74.8469 | 0 | 2.8098 | -0.011397 | 0 | 71.9827 | 71.843 | 71.843 | -0.0025976 | -0.0057572 | -0.00070011 | 0 | 0 | 0 | 0 | -0.00038488 | -0.0039852 | -0.0024168 | -5.8161e-05 | -0.0020538 | -0.00088384 | 0.0074411 | 0.0015609 | 0 | 0 | 0 | 0 | 0 | 0 | 0 | 0 | 0 | 0 | 0 | 0.28592 | 0 | 0 | 0 | 0 | 1.4801 | 0 | 0 | 0
10 | 295 | 24 | 57.2 | 1.2865 | 74.8469 | 0 | 0.46831 | -0.012034 | 0 | 71.843 | 71.6956 | 71.6956 | -0.0025731 | -0.0057028 | -0.00069349 | 0 | 0 | 0 | 0 | -0.00038175 | -0.0039476 | -0.0023941 | -5.7612e-05 | -0.0020344 | -0.00096468 | 0.0067153 | 0.0014098 | 0 | 0 | 0 | 0 | 0 | 0 | 0 | 0 | 0 | 0 | 0 | 0.069585 | 0 | 0 | 0 | 0 | 1.2169 | 0 | 0 | 0
10 | 296 | 1 | 57.2 | 0.99093 | 74.6092 | 0 | 0.46956 | -0.016238 | 0 | 71.6956 | 71.4966 | 71.4966 | -0.0025472 | -0.0056454 | -0.00068651 | 0 | 0 | 0 | 0 | -0.00037495 | -0.0039078 | -0.0023691 | -5.7032e-05 | -0.0020139 | -0.00070309 | 0.0020667 | 0.00043418 | 0 | 0 | 0 | 0 | 0 | 0 | 0 | 0 | 0 | 0 | 0 | 0.070005 | 0 | 0 | 0 | 0 | 0.92093 | 0 | 0 | 0
10 | 296 | 2 | 57.2 | 0.92525 | 74.6092 | 0 | 0.46956 | -0.015919 | 0 | 71.4966 | 71.3015 | 71.3015 | -0.0025122 | -0.0055679 | -0.00067709 | 0 | 0 | 0 | 0 | -0.00036891 | -0.0038542 | -0.0023364 | -5.6249e-05 | -0.0019862 | -0.00062693 | 0.0020667 | 0.00043418 | 0 | 0 | 0 | 0 | 0 | 0 | 0 | 0 | 0 | 0 | 0 | 0.070101 | 0 | 0 | 0 | 0 | 0.85515 | 0 | 0 | 0
10 | 296 | 3 | 55.4 | 0.89247 | 74.6092 | 0 | 0.46956 | -0.017994 | 0 | 71.3015 | 71.0809 | 71.0809 | -0.0027942 | -0.0061929 | -0.00075309 | 0 | 0 | 0 | 0 | -0.00041126 | -0.0042868 | -0.0025989 | -6.2563e-05 | -0.0022092 | -0.00075134 | 0.0020667 | 0.00043418 | 0 | 0 | 0 | 0 | 0 | 0 | 0 | 0 | 0 | 0 | 0 | 0.07021 | 0 | 0 | 0 | 0 | 0.82226 | 0 | 0 | 0
10 | 296 | 4 | 55.4 | 0.85968 | 74.6092 | 0 | 0.46956 | -0.017774 | 0 | 71.0809 | 70.8631 | 70.8631 | -0.0027555 | -0.0061071 | -0.00074265 | 0 | 0 | 0 | 0 | -0.00040577 | -0.0042274 | -0.0025629 | -6.1696e-05 | -0.0021786 | -0.00079906 | 0.0020667 | 0.00043418 | 0 | 0 | 0 | 0 | 0 | 0 | 0 | 0 | 0 | 0 | 0 | 0.070317 | 0 | 0 | 0 | 0 | 0.78937 | 0 | 0 | 0
10 | 296 | 5 | 55.4 | 0.85979 | 74.6092 | 0 | 0.46956 | -0.017757 | 0 | 70.8631 | 70.6455 | 70.6455 | -0.0027172 | -0.0060222 | -0.00073233 | 0 | 0 | 0 | 0 | -0.0004032 | -0.0041687 | -0.0025282 | -6.0839e-05 | -0.0021483 | -0.0010428 | 0.0020667 | 0.00043418 | 0 | 0 | 0 | 0 | 0 | 0 | 0 | 0 | 0 | 0 | 0 | 0.070424 | 0 | 0 | 0 | 0 | 0.78937 | 0 | 0 | 0
10 | 296 | 6 | 55.4 | 0.96625 | 74.6092 | 0 | 0.55243 | -0.016192 | 0 | 70.6455 | 70.4471 | 70.4471 | -0.002679 | -0.0059375 | -0.00072203 | 0 | 0 | 0 | 0 | -0.0003985 | -0.00411 | -0.0024929 | -5.9982e-05 | -0.0021181 | -0.0011274 | 0.0034529 | 0.00072422 | 0 | 0 | 0 | 0 | 0 | 0 | 0 | 0 | 0 | 0 | 0 | 0.078217 | 0 | 0 | 0 | 0 | 0.88804 | 0 | 0 | 0
10 | 296 | 7 | 57.2 | 1.5629 | 74.6092 | 0 | 4.1432 | -0.012534 | 0 | 70.4471 | 70.2935 | 70.2935 | -0.0023278 | -0.0051592 | -0.00062738 | 0 | 0 | 3.9641e-05 | 8.8514e-06 | -0.00034489 | -0.0035647 | -0.002167 | -5.212e-05 | -0.0018404 | -0.00083721 | 0.0043383 | 0.00091055 | 0 | 0 | 0 | 0 | 0 | 0 | 0 | 0 | 0 | 0 | 0 | 0.41171 | 0 | 0 | 0 | 0 | 1.1512 | 0 | 0 | 0
10 | 296 | 8 | 57.2 | 1.7602 | 74.6092 | 0 | 4.1432 | -0.0063872 | 0 | 70.2935 | 70.2152 | 70.2152 | -0.0023008 | -0.0050993 | -0.00062011 | 0 | 0 | 0.00091175 | 0.00020358 | -0.00034217 | -0.0030553 | -0.0019749 | -5.1515e-05 | -0.0018191 | -0.00091607 | 0.0086767 | 0.0018211 | 0 | 0 | 0 | 0 | 0 | 0 | 0 | 0 | 0 | 0 | 0 | 0.41175 | 0 | 0 | 0 | 0 | 1.3485 | 0 | 0 | 0
10 | 296 | 9 | 59 | 1.7419 | 74.6092 | 0 | 3.5908 | -0.0051771 | 0 | 70.2152 | 70.1517 | 70.1517 | -0.0019708 | -0.0043678 | -0.00053115 | 0 | 0 | 0.0024578 | 0.00054879 | -0.00029726 | -0.0017371 | -0.001382 | -4.4125e-05 | -0.0015581 | -0.0013576 | 0.0050623 | 0.0010617 | 0 | 0 | 0 | 0 | 0 | 0 | 0 | 0 | 0 | 0 | 0 | 0.36049 | 0 | 0 | 0 | 0 | 1.3814 | 0 | 0 | 0
10 | 296 | 10 | 59 | 1.7748 | 74.6092 | 0 | 3.5908 | 0.00025909 | 0 | 70.1517 | 70.1549 | 70.1549 | -0.0019596 | -0.0043431 | -0.00052815 | 0 | 0 | 0.0057084 | 0.0012746 | -0.00028529 | -3.0529e-05 | -0.00076411 | -4.3876e-05 | -0.0015493 | -0.00031715 | 0.0030973 | 0.00065039 | 0 | 0 | 0 | 0 | 0 | 0 | 0 | 0 | 0 | 0 | 0 | 0.36048 | 0 | 0 | 0 | 0 | 1.4143 | 0 | 0 | 0
10 | 296 | 11 | 59 | 1.8076 | 74.6092 | 0 | 3.5908 | 0.0040297 | 0 | 70.1549 | 70.2043 | 70.2043 | -0.0019602 | -0.0043444 | -0.0005283 | 0 | 0 | 0.0073733 | 0.0016464 | -0.00028565 | 0.00078008 | -0.00048824 | -4.3888e-05 | -0.0015498 | -0.00031732 | 0.0030973 | 0.00065039 | 0 | 0 | 0 | 0 | 0 | 0 | 0 | 0 | 0 | 0 | 0 | 0.36046 | 0 | 0 | 0 | 0 | 1.4472 | 0 | 0 | 0
10 | 296 | 12 | 60.8 | 1.7101 | 74.6092 | 0 | 2.5412 | 0.0090356 | 0 | 70.2043 | 70.315 | 70.315 | -0.0016525 | -0.0036626 | -0.00044539 | 0 | 0 | 0.0082851 | 0.0018499 | -0.00024332 | 0.0016997 | -4.6634e-05 | -3.7001e-05 | -0.0013066 | -0.00040325 | 0.0041315 | 0.0008666 | 0 | 0 | 0 | 0 | 0 | 0 | 0 | 0 | 0 | 0 | 0 | 0.26294 | 0 | 0 | 0 | 0 | 1.4472 | 0 | 0 | 0
10 | 296 | 13 | 60.8 | 1.6772 | 74.6092 | 0 | 2.5412 | 0.0023617 | 0 | 70.315 | 70.344 | 70.344 | -0.001672 | -0.0037057 | -0.00045063 | 0 | 0 | 0.0059066 | 0.0013189 | -0.0002492 | 0.0005772 | -0.00042562 | -3.7436e-05 | -0.0013219 | -0.00067567 | 0.0030973 | 0.00065039 | 0 | 0 | 0 | 0 | 0 | 0 | 0 | 0 | 0 | 0 | 0 | 0.26293 | 0 | 0 | 0 | 0 | 1.4143 | 0 | 0 | 0
10 | 296 | 14 | 62.6 | 1.5981 | 74.6092 | 0 | 2.044 | 0.0038719 | 0 | 70.344 | 70.3914 | 70.3914 | -0.0013608 | -0.0030159 | -0.00036675 | 0 | 0 | 0.0054705 | 0.0012215 | -0.0002021 | 0.00079977 | -0.00023079 | -3.0468e-05 | -0.0010759 | -0.0004624 | 0.0025838 | 0.00054141 | 0 | 0 | 0 | 0 | 0 | 0 | 0 | 0 | 0 | 0 | 0 | 0.21674 | 0 | 0 | 0 | 0 | 1.3814 | 0 | 0 | 0
10 | 296 | 15 | 62.6 | 1.5651 | 74.6092 | 0 | 2.044 | 0.019906 | 0 | 70.3914 | 70.6354 | 70.6354 | -0.0013691 | -0.0030344 | -0.000369 | 0 | 0 | 0.014034 | 0.0031764 | -0.00020239 | 0.0046219 | 0.0012669 | -3.0655e-05 | -0.0010825 | -0.0003548 | 0.0026854 | 0.00056426 | 0 | 0 | 0 | 0 | 0 | 0 | 0 | 0 | 0 | 0 | 0 | 0.21662 | 0 | 0 | 0 | 0 | 1.3485 | 0 | 0 | 0
10 | 296 | 16 | 62.6 | 1.6308 | 74.6092 | 0 | 2.044 | 0.012722 | 0 | 70.6354 | 70.7913 | 70.7913 | -0.001412 | -0.0031294 | -0.00038056 | 0 | 0 | 0.010784 | 0.002447 | -0.00021105 | 0.0027126 | 0.00043893 | -3.1615e-05 | -0.0011164 | -0.0006301 | 0.0026854 | 0.00056426 | 0 | 0 | 0 | 0 | 0 | 0 | 0 | 0 | 0 | 0 | 0 | 0.21655 | 0 | 0 | 0 | 0 | 1.4143 | 0 | 0 | 0
10 | 296 | 17 | 62.6 | 1.894 | 74.6092 | 0 | 2.044 | -0.0036529 | 0 | 70.7913 | 70.7465 | 70.7465 | -0.0014394 | -0.0031902 | -0.00038794 | 0 | 0 | 0.0014667 | 0.0003275 | -0.00021336 | -0.0014584 | -0.0010785 | -3.2228e-05 | -0.001138 | -0.00043563 | 0.0039265 | 0.00082442 | 0 | 0 | 0 | 0 | 0 | 0 | 0 | 0 | 0 | 0 | 0 | 0.21657 | 0 | 0 | 0 | 0 | 1.6774 | 0 | 0 | 0
10 | 296 | 18 | 62.6 | 2.4549 | 74.6092 | 0 | 3.4803 | -0.0052595 | 0 | 70.7465 | 70.6821 | 70.6821 | -0.0014315 | -0.0031727 | -0.00038582 | 0 | 0 | 0.00060884 | 0.00013597 | -0.0002122 | -0.002097 | -0.0013436 | -3.2052e-05 | -0.0011318 | -0.00043251 | 0.0042349 | 0.00088946 | 0 | 0 | 0 | 0 | 0 | 0 | 0 | 0 | 0 | 0 | 0 | 0.34997 | 0 | 0 | 0 | 0 | 2.105 | 0 | 0 | 0
10 | 296 | 19 | 61.52 | 2.4221 | 74.6092 | 0 | 3.4803 | -0.0070254 | 0 | 70.6821 | 70.596 | 70.596 | -0.00161 | -0.0035682 | -0.00043392 | 0 | 0 | 0 | 0 | -0.00023823 | -0.00247 | -0.0014978 | -3.6047e-05 | -0.0012729 | -0.0004436 | 0.0045452 | 0.0009545 | 0 | 0 | 0 | 0 | 0 | 0 | 0 | 0 | 0 | 0 | 0 | 0.35001 | 0 | 0 | 0 | 0 | 2.0721 | 0 | 0 | 0
10 | 296 | 20 | 60.8 | 2.2906 | 74.6092 | 0 | 3.4803 | -0.0051971 | 0 | 70.596 | 70.5323 | 70.5323 | -0.0017214 | -0.0038151 | -0.00046394 | 0 | 0 | 0 | 0 | -0.000254 | -0.0026409 | -0.0016012 | -3.8541e-05 | -0.001361 | -0.00042826 | 0.0071272 | 0.0014959 | 0 | 0 | 0 | 0 | 0 | 0 | 0 | 0 | 0 | 0 | 0 | 0.35004 | 0 | 0 | 0 | 0 | 1.9405 | 0 | 0 | 0
10 | 296 | 21 | 60.8 | 2.1919 | 74.6092 | 0 | 3.4803 | -0.0052409 | 0 | 70.5323 | 70.468 | 70.468 | -0.0017102 | -0.0037903 | -0.00046092 | 0 | 0 | 0 | 0 | -0.00025357 | -0.0026237 | -0.0015911 | -3.8291e-05 | -0.0013521 | -0.00054783 | 0.0071272 | 0.0014959 | 0 | 0 | 0 | 0 | 0 | 0 | 0 | 0 | 0 | 0 | 0 | 0.35007 | 0 | 0 | 0 | 0 | 1.8419 | 0 | 0 | 0
10 | 296 | 22 | 60.8 | 2.0317 | 74.6092 | 0 | 2.8174 | -0.0048441 | 0 | 70.468 | 70.4087 | 70.4087 | -0.0016989 | -0.0037653 | -0.00045788 | 0 | 0 | 0 | 0 | -0.00025189 | -0.0026064 | -0.0015806 | -3.8038e-05 | -0.0013432 | -0.00054297 | 0.0074411 | 0.0015609 | 0 | 0 | 0 | 0 | 0 | 0 | 0 | 0 | 0 | 0 | 0 | 0.28855 | 0 | 0 | 0 | 0 | 1.7432 | 0 | 0 | 0
10 | 296 | 23 | 60.8 | 1.7686 | 74.6092 | 0 | 2.8174 | -0.0047023 | 0 | 70.4087 | 70.351 | 70.351 | -0.0016885 | -0.0037422 | -0.00045507 | 0 | 0 | 0 | 0 | -0.00024966 | -0.0025904 | -0.0015707 | -3.7805e-05 | -0.0013349 | -0.00047414 | 0.0074411 | 0.0015609 | 0 | 0 | 0 | 0 | 0 | 0 | 0 | 0 | 0 | 0 | 0 | 0.28857 | 0 | 0 | 0 | 0 | 1.4801 | 0 | 0 | 0
10 | 296 | 24 | 60.8 | 1.2875 | 74.6092 | 0 | 0.46956 | -0.0052442 | 0 | 70.351 | 70.2868 | 70.2868 | -0.0016783 | -0.0037197 | -0.00045234 | 0 | 0 | 0 | 0 | -0.00024681 | -0.0025748 | -0.001561 | -3.7578e-05 | -0.0013269 | -0.00036199 | 0.0067153 | 0.0014098 | 0 | 0 | 0 | 0 | 0 | 0 | 0 | 0 | 0 | 0 | 0 | 0.070601 | 0 | 0 | 0 | 0 | 1.2169 | 0 | 0 | 0
10 | 297 | 1 | 60.8 | 0.99191 | 74.3712 | 0 | 0.47081 | -0.0097676 | 0 | 70.2868 | 70.1671 | 70.1671 | -0.001667 | -0.0036947 | -0.00044929 | 0 | 0 | 0 | 0 | -0.0002445 | -0.0025575 | -0.0015503 | -3.7325e-05 | -0.001318 | -0.0003156 | 0.0020667 | 0.00043418 | 0 | 0 | 0 | 0 | 0 | 0 | 0 | 0 | 0 | 0 | 0 | 0.070982 | 0 | 0 | 0 | 0 | 0.92093 | 0 | 0 | 0
10 | 297 | 2 | 60.8 | 0.92619 | 74.3712 | 0 | 0.47081 | -0.0096587 | 0 | 70.1671 | 70.0487 | 70.0487 | -0.001646 | -0.0036481 | -0.00044362 | 0 | 0 | 0 | 0 | -0.00024207 | -0.0025252 | -0.0015309 | -3.6854e-05 | -0.0013014 | -0.00035121 | 0.0020667 | 0.00043418 | 0 | 0 | 0 | 0 | 0 | 0 | 0 | 0 | 0 | 0 | 0 | 0.071041 | 0 | 0 | 0 | 0 | 0.85515 | 0 | 0 | 0
10 | 297 | 3 | 59 | 0.89337 | 74.3712 | 0 | 0.47081 | -0.011659 | 0 | 70.0487 | 69.9058 | 69.9058 | -0.0019415 | -0.004303 | -0.00052327 | 0 | 0 | 0 | 0 | -0.0002838 | -0.0029786 | -0.0018052 | -4.347e-05 | -0.001535 | -0.00031156 | 0.0020667 | 0.00043418 | 0 | 0 | 0 | 0 | 0 | 0 | 0 | 0 | 0 | 0 | 0 | 0.071111 | 0 | 0 | 0 | 0 | 0.82226 | 0 | 0 | 0
10 | 297 | 4 | 59 | 0.86055 | 74.3712 | 0 | 0.47081 | -0.011573 | 0 | 69.9058 | 69.764 | 69.764 | -0.0019164 | -0.0042474 | -0.0005165 | 0 | 0 | 0 | 0 | -0.00028121 | -0.0029401 | -0.0017822 | -4.2908e-05 | -0.0015152 | -0.00039759 | 0.0020667 | 0.00043418 | 0 | 0 | 0 | 0 | 0 | 0 | 0 | 0 | 0 | 0 | 0 | 0.071181 | 0 | 0 | 0 | 0 | 0.78937 | 0 | 0 | 0
10 | 297 | 5 | 59 | 0.86062 | 74.3712 | 0 | 0.47081 | -0.011297 | 0 | 69.764 | 69.6256 | 69.6256 | -0.0018915 | -0.0041921 | -0.00050978 | 0 | 0 | 0 | 0 | -0.00027555 | -0.0029018 | -0.0017584 | -4.235e-05 | -0.0014955 | -0.00029636 | 0.0020667 | 0.00043418 | 0 | 0 | 0 | 0 | 0 | 0 | 0 | 0 | 0 | 0 | 0 | 0.071249 | 0 | 0 | 0 | 0 | 0.78937 | 0 | 0 | 0
10 | 297 | 6 | 59 | 0.9671 | 74.3712 | 0 | 0.55389 | -0.0098293 | 0 | 69.6256 | 69.5051 | 69.5051 | -0.0018671 | -0.0041382 | -0.00050323 | 0 | 0 | 0 | 0 | -0.00027397 | -0.0028645 | -0.0017364 | -4.1805e-05 | -0.0014762 | -0.00038073 | 0.0034529 | 0.00072422 | 0 | 0 | 0 | 0 | 0 | 0 | 0 | 0 | 0 | 0 | 0 | 0.079059 | 0 | 0 | 0 | 0 | 0.88804 | 0 | 0 | 0
10 | 297 | 7 | 57.2 | 1.5662 | 74.3712 | 0 | 4.1542 | -0.01124 | 0 | 69.5051 | 69.3674 | 69.3674 | -0.0021623 | -0.0047923 | -0.00058277 | 0 | 0 | 9.7774e-05 | 1.9436e-05 | -0.00031873 | -0.0034492 | -0.002092 | -4.8413e-05 | -0.0017096 | -0.00053998 | 0.0043383 | 0.00091055 | 0 | 0 | 0 | 0 | 0 | 0 | 0 | 0 | 0 | 0 | 0 | 0.415 | 0 | 0 | 0 | 0 | 1.1512 | 0 | 0 | 0
10 | 297 | 8 | 57.2 | 1.7635 | 74.3712 | 0 | 4.1542 | -0.00018704 | 0 | 69.3674 | 69.3651 | 69.3651 | -0.0021381 | -0.0047387 | -0.00057625 | 0 | 0 | 0.0044037 | 0.00092152 | -0.00031461 | -0.0026463 | -0.0015064 | -4.7872e-05 | -0.0016904 | -0.00053035 | 0.0086767 | 0.0018211 | 0 | 0 | 0 | 0 | 0 | 0 | 0 | 0 | 0 | 0 | 0 | 0.415 | 0 | 0 | 0 | 0 | 1.3485 | 0 | 0 | 0
10 | 297 | 9 | 62.6 | 1.7446 | 74.3712 | 0 | 3.6003 | 0.023445 | 0 | 69.3651 | 69.6524 | 69.6524 | -0.0011888 | -0.0026347 | -0.00032039 | 0 | 0 | 0.01632 | 0.0029663 | -0.00017474 | 0.0024514 | 0.0010507 | -2.6617e-05 | -0.00093988 | -0.00018252 | 0.0050623 | 0.0010617 | 0 | 0 | 0 | 0 | 0 | 0 | 0 | 0 | 0 | 0 | 0 | 0.36319 | 0 | 0 | 0 | 0 | 1.3814 | 0 | 0 | 0
10 | 297 | 10 | 68 | 1.7772 | 74.3712 | 0 | 3.6003 | 0.038829 | 0 | 69.6524 | 70.1282 | 70.1282 | -0.00029036 | -0.00064353 | -7.8257e-05 | 0 | 0 | 0.021667 | 0.0048538 | -4.3027e-05 | 0.0075248 | 0.0023795 | -6.5012e-06 | -0.00022957 | -5.2952e-05 | 0.0030973 | 0.00065039 | 0 | 0 | 0 | 0 | 0 | 0 | 0 | 0 | 0 | 0 | 0 | 0.36296 | 0 | 0 | 0 | 0 | 1.4143 | 0 | 0 | 0
10 | 297 | 11 | 71.6 | 1.8098 | 74.3712 | 0 | 3.6003 | 0.04938 | 0 | 70.1282 | 70.7334 | 70.7334 | 0.00025862 | 0.00057319 | 6.9703e-05 | 0 | 0 | 0.02448 | 0.0061694 | 3.8393e-05 | 0.01099 | 0.0027852 | 5.7906e-06 | 0.00020447 | 5.7396e-05 | 0.0030973 | 0.00065039 | 0 | 0 | 0 | 0 | 0 | 0 | 0 | 0 | 0 | 0 | 0 | 0.36267 | 0 | 0 | 0 | 0 | 1.4472 | 0 | 0 | 0
10 | 297 | 12 | 77 | 1.7113 | 74.3712 | 0 | 2.5479 | 0.057307 | 0 | 70.7334 | 71.4357 | 71.4357 | 0.0011012 | 0.0024406 | 0.00029679 | 0 | 0 | 0.024181 | 0.0064318 | 0.00016336 | 0.013326 | 0.003207 | 2.4656e-05 | 0.00087063 | 0.00026495 | 0.0041315 | 0.0008666 | 0 | 0 | 0 | 0 | 0 | 0 | 0 | 0 | 0 | 0 | 0 | 0.26414 | 0 | 0 | 0 | 0 | 1.4472 | 0 | 0 | 0
10 | 297 | 13 | 80.6 | 1.6781 | 74.3712 | 0 | 2.5479 | 0.058542 | 0 | 71.4357 | 72.1531 | 72.1531 | 0.0016104 | 0.0035691 | 0.00043402 | 0 | 0 | 0.023157 | 0.0060698 | 0.00023986 | 0.013791 | 0.0040414 | 3.6056e-05 | 0.0012732 | 0.00057262 | 0.0030973 | 0.00065039 | 0 | 0 | 0 | 0 | 0 | 0 | 0 | 0 | 0 | 0 | 0 | 0.26379 | 0 | 0 | 0 | 0 | 1.4143 | 0 | 0 | 0
10 | 297 | 14 | 82.4 | 1.5983 | 74.3712 | 0 | 2.0494 | 0.055492 | 0 | 72.1531 | 72.8332 | 72.8332 | 0.0018006 | 0.0039907 | 0.00048529 | 0 | 0 | 0.021186 | 0.0052854 | 0.00026862 | 0.012793 | 0.0043517 | 4.0316e-05 | 0.0014236 | 0.00074154 | 0.0025838 | 0.00054141 | 0 | 0 | 0 | 0 | 0 | 0 | 0 | 0 | 0 | 0 | 0 | 0.21695 | 0 | 0 | 0 | 0 | 1.3814 | 0 | 0 | 0
10 | 297 | 15 | 84.2 | 1.5652 | 74.3712 | 0 | 2.0494 | 0.049684 | 0 | 72.8332 | 73.4421 | 73.4421 | 0.0019974 | 0.0044269 | 0.00053833 | 0 | 0 | 0.017526 | 0.0038905 | 0.00029655 | 0.010985 | 0.0044732 | 4.4722e-05 | 0.0015792 | 0.0006767 | 0.0026854 | 0.00056426 | 0 | 0 | 0 | 0 | 0 | 0 | 0 | 0 | 0 | 0 | 0 | 0.21665 | 0 | 0 | 0 | 0 | 1.3485 | 0 | 0 | 0
10 | 297 | 16 | 86 | 1.6307 | 74.3712 | 0 | 2.0494 | 0.038359 | 0 | 73.4421 | 73.9122 | 73.9122 | 0.0022067 | 0.0048908 | 0.00059474 | 0 | 0 | 0.0094178 | 0.0023184 | 0.00032848 | 0.0084755 | 0.0042173 | 4.9408e-05 | 0.0017447 | 0.000866 | 0.0026854 | 0.00056426 | 0 | 0 | 0 | 0 | 0 | 0 | 0 | 0 | 0 | 0 | 0 | 0.21642 | 0 | 0 | 0 | 0 | 1.4143 | 0 | 0 | 0
10 | 297 | 17 | 82.4 | 1.8937 | 74.3712 | 0 | 2.0494 | 0.023456 | 0 | 73.9122 | 74.1996 | 74.1996 | 0.0014915 | 0.0033056 | 0.00040198 | 0 | 0 | 0.0051572 | 0.00070764 | 0.00022112 | 0.0033887 | 0.0023622 | 3.3395e-05 | 0.0011792 | 0.00045651 | 0.0039265 | 0.00082442 | 0 | 0 | 0 | 0 | 0 | 0 | 0 | 0 | 0 | 0 | 0 | 0.21628 | 0 | 0 | 0 | 0 | 1.6774 | 0 | 0 | 0
10 | 297 | 18 | 77 | 2.4556 | 74.3712 | 0 | 3.4895 | 0.0067548 | 0 | 74.1996 | 74.2824 | 74.2824 | 0.00049208 | 0.0010906 | 0.00013263 | 0 | 0 | 0.00092709 | 0.00015962 | 7.2558e-05 | -0.0011835 | -0.0005232 | 1.1018e-05 | 0.00038906 | 6.2455e-05 | 0.0042349 | 0.00088946 | 0 | 0 | 0 | 0 | 0 | 0 | 0 | 0 | 0 | 0 | 0 | 0.3506 | 0 | 0 | 0 | 0 | 2.105 | 0 | 0 | 0
10 | 297 | 19 | 77 | 2.4226 | 74.3712 | 0 | 3.4895 | 0.0088596 | 0 | 74.2824 | 74.391 | 74.391 | 0.00047754 | 0.0010584 | 0.0001287 | 0 | 0 | 0 | 0 | 7.0122e-05 | 0.00073263 | 0.00044421 | 1.0692e-05 | 0.00037756 | 6.0063e-05 | 0.0045452 | 0.0009545 | 0 | 0 | 0 | 0 | 0 | 0 | 0 | 0 | 0 | 0 | 0 | 0.35055 | 0 | 0 | 0 | 0 | 2.0721 | 0 | 0 | 0
10 | 297 | 20 | 66.2 | 2.2911 | 74.3712 | 0 | 3.4895 | -0.0031068 | 0 | 74.391 | 74.3529 | 74.3529 | -0.0014393 | -0.00319 | -0.00038793 | 0 | 0 | 0 | 0 | -0.00021342 | -0.0022082 | -0.0013392 | -3.2227e-05 | -0.001138 | -0.00028563 | 0.0071272 | 0.0014959 | 0 | 0 | 0 | 0 | 0 | 0 | 0 | 0 | 0 | 0 | 0 | 0.35057 | 0 | 0 | 0 | 0 | 1.9405 | 0 | 0 | 0
10 | 297 | 21 | 68 | 2.1924 | 74.3712 | 0 | 3.4895 | -0.00081727 | 0 | 74.3529 | 74.3429 | 74.3429 | -0.0011163 | -0.0024742 | -0.00030087 | 0 | 0 | 0 | 0 | -0.00016441 | -0.0017127 | -0.0010384 | -2.4995e-05 | -0.00088262 | -0.00022998 | 0.0071272 | 0.0014959 | 0 | 0 | 0 | 0 | 0 | 0 | 0 | 0 | 0 | 0 | 0 | 0.35057 | 0 | 0 | 0 | 0 | 1.8419 | 0 | 0 | 0
10 | 297 | 22 | 66.2 | 2.0318 | 74.3712 | 0 | 2.8249 | -0.0030077 | 0 | 74.3429 | 74.306 | 74.306 | -0.0014309 | -0.0031713 | -0.00038565 | 0 | 0 | 0 | 0 | -0.00021342 | -0.0021952 | -0.0013316 | -3.2038e-05 | -0.0011313 | -0.00055732 | 0.0074411 | 0.0015609 | 0 | 0 | 0 | 0 | 0 | 0 | 0 | 0 | 0 | 0 | 0 | 0.28858 | 0 | 0 | 0 | 0 | 1.7432 | 0 | 0 | 0
10 | 297 | 23 | 66.2 | 1.7687 | 74.3712 | 0 | 2.8249 | -0.0028945 | 0 | 74.306 | 74.2706 | 74.2706 | -0.0014244 | -0.003157 | -0.0003839 | 0 | 0 | 0 | 0 | -0.00021171 | -0.0021853 | -0.0013254 | -3.1893e-05 | -0.0011262 | -0.00048977 | 0.0074411 | 0.0015609 | 0 | 0 | 0 | 0 | 0 | 0 | 0 | 0 | 0 | 0 | 0 | 0.28859 | 0 | 0 | 0 | 0 | 1.4801 | 0 | 0 | 0
10 | 297 | 24 | 68 | 1.2859 | 74.3712 | 0 | 0.47081 | -0.0012091 | 0 | 74.2706 | 74.2558 | 74.2558 | -0.0011019 | -0.0024421 | -0.00029697 | 0 | 0 | 0 | 0 | -0.00016322 | -0.0016905 | -0.0010252 | -2.4671e-05 | -0.00087118 | -0.00030875 | 0.0067153 | 0.0014098 | 0 | 0 | 0 | 0 | 0 | 0 | 0 | 0 | 0 | 0 | 0 | 0.068968 | 0 | 0 | 0 | 0 | 1.2169 | 0 | 0 | 0
10 | 298 | 1 | 69.8 | 0.99024 | 74.1329 | 0 | 0.47205 | -0.0036192 | 0 | 74.2558 | 74.2114 | 74.2114 | -0.00078297 | -0.0017353 | -0.00021102 | 0 | 0 | 0 | 0 | -0.00011664 | -0.0012012 | -0.00072863 | -1.7531e-05 | -0.00061904 | -0.00027348 | 0.0020667 | 0.00043418 | 0 | 0 | 0 | 0 | 0 | 0 | 0 | 0 | 0 | 0 | 0 | 0.069313 | 0 | 0 | 0 | 0 | 0.92093 | 0 | 0 | 0
10 | 298 | 2 | 68 | 0.92449 | 74.1329 | 0 | 0.47205 | -0.00583 | 0 | 74.2114 | 74.14 | 74.14 | -0.0010915 | -0.0024191 | -0.00029417 | 0 | 0 | 0 | 0 | -0.00016235 | -0.0016745 | -0.0010157 | -2.4438e-05 | -0.00086296 | -0.00035202 | 0.0020667 | 0.00043418 | 0 | 0 | 0 | 0 | 0 | 0 | 0 | 0 | 0 | 0 | 0 | 0.069348 | 0 | 0 | 0 | 0 | 0.85515 | 0 | 0 | 0
10 | 298 | 3 | 68 | 0.89164 | 74.1329 | 0 | 0.47205 | -0.0057884 | 0 | 74.14 | 74.069 | 74.069 | -0.0010789 | -0.0023912 | -0.00029079 | 0 | 0 | 0 | 0 | -0.00016075 | -0.0016553 | -0.001004 | -2.4157e-05 | -0.00085303 | -0.00039685 | 0.0020667 | 0.00043418 | 0 | 0 | 0 | 0 | 0 | 0 | 0 | 0 | 0 | 0 | 0 | 0.069383 | 0 | 0 | 0 | 0 | 0.82226 | 0 | 0 | 0
10 | 298 | 4 | 68 | 0.85878 | 74.1329 | 0 | 0.47205 | -0.0056471 | 0 | 74.069 | 73.9998 | 73.9998 | -0.0010665 | -0.0023636 | -0.00028743 | 0 | 0 | 0 | 0 | -0.00015847 | -0.0016361 | -0.00099233 | -2.3878e-05 | -0.00084317 | -0.00034223 | 0.0020667 | 0.00043418 | 0 | 0 | 0 | 0 | 0 | 0 | 0 | 0 | 0 | 0 | 0 | 0.069417 | 0 | 0 | 0 | 0 | 0.78937 | 0 | 0 | 0
10 | 298 | 5 | 69.8 | 0.8588 | 74.1329 | 0 | 0.47205 | -0.0031649 | 0 | 73.9998 | 73.961 | 73.961 | -0.000738 | -0.0016356 | -0.0001989 | 0 | 0 | 0 | 0 | -0.00010873 | -0.0011322 | -0.00068645 | -1.6524e-05 | -0.00058348 | -0.00013159 | 0.0020667 | 0.00043418 | 0 | 0 | 0 | 0 | 0 | 0 | 0 | 0 | 0 | 0 | 0 | 0.069436 | 0 | 0 | 0 | 0 | 0.78937 | 0 | 0 | 0
10 | 298 | 6 | 73.4 | 0.96526 | 74.1329 | 0 | 0.55535 | 0.0027507 | 0 | 73.961 | 73.9947 | 73.9947 | -9.8584e-05 | -0.00021849 | -2.657e-05 | 0 | 0 | 0 | 0 | -1.463e-05 | -0.00015124 | -9.1727e-05 | -2.2073e-06 | -7.7943e-05 | -2.0751e-05 | 0.0034529 | 0.00072422 | 0 | 0 | 0 | 0 | 0 | 0 | 0 | 0 | 0 | 0 | 0 | 0.077228 | 0 | 0 | 0 | 0 | 0.88804 | 0 | 0 | 0
10 | 298 | 7 | 73.4 | 1.5667 | 74.1329 | 0 | 4.1651 | 0.0035069 | 0 | 73.9947 | 74.0377 | 74.0377 | -0.00010451 | -0.00023162 | -2.8167e-05 | 0 | 0 | 3.9641e-05 | 8.8514e-06 | -1.552e-05 | -0.00023877 | -0.00014953 | -2.3399e-06 | -8.2627e-05 | -2.6833e-05 | 0.0043383 | 0.00091055 | 0 | 0 | 0 | 0 | 0 | 0 | 0 | 0 | 0 | 0 | 0 | 0.41558 | 0 | 0 | 0 | 0 | 1.1512 | 0 | 0 | 0
10 | 298 | 8 | 75.2 | 1.764 | 74.1329 | 0 | 4.1651 | 0.01479 | 0 | 74.0377 | 74.219 | 74.219 | 0.00020424 | 0.00045266 | 5.5046e-05 | 0 | 0 | 0.0015064 | 0.00033635 | 3.0534e-05 | 0.0010329 | 0.00043162 | 4.5729e-06 | 0.00016148 | 7.6354e-05 | 0.0086767 | 0.0018211 | 0 | 0 | 0 | 0 | 0 | 0 | 0 | 0 | 0 | 0 | 0 | 0.41549 | 0 | 0 | 0 | 0 | 1.3485 | 0 | 0 | 0
10 | 298 | 9 | 75.2 | 1.7447 | 74.1329 | 0 | 3.6098 | 0.014762 | 0 | 74.219 | 74.3999 | 74.3999 | 0.00017239 | 0.00038207 | 4.6462e-05 | 0 | 0 | 0.0038849 | 0.00086744 | 2.5671e-05 | 0.0022194 | 0.0008466 | 3.8598e-06 | 0.0001363 | 5.345e-05 | 0.0050623 | 0.0010617 | 0 | 0 | 0 | 0 | 0 | 0 | 0 | 0 | 0 | 0 | 0 | 0.36335 | 0 | 0 | 0 | 0 | 1.3814 | 0 | 0 | 0
10 | 298 | 10 | 77 | 1.7775 | 74.1329 | 0 | 3.6098 | 0.018217 | 0 | 74.3999 | 74.6231 | 74.6231 | 0.0004569 | 0.0010126 | 0.00012314 | 0 | 0 | 0.0060651 | 0.0013543 | 6.8315e-05 | 0.0034941 | 0.0013457 | 1.023e-05 | 0.00036124 | 0.0001779 | 0.0030973 | 0.00065039 | 0 | 0 | 0 | 0 | 0 | 0 | 0 | 0 | 0 | 0 | 0 | 0.36324 | 0 | 0 | 0 | 0 | 1.4143 | 0 | 0 | 0
10 | 298 | 11 | 80.6 | 1.8103 | 74.1329 | 0 | 3.6098 | 0.026127 | 0 | 74.6231 | 74.9433 | 74.9433 | 0.0010503 | 0.0023277 | 0.00028306 | 0 | 0 | 0.0076508 | 0.0017083 | 0.00015895 | 0.0053391 | 0.0022699 | 2.3516e-05 | 0.00083037 | 0.00073734 | 0.0030973 | 0.00065039 | 0 | 0 | 0 | 0 | 0 | 0 | 0 | 0 | 0 | 0 | 0 | 0.36308 | 0 | 0 | 0 | 0 | 1.4472 | 0 | 0 | 0
10 | 298 | 12 | 78.8 | 1.7112 | 74.1329 | 0 | 2.5546 | 0.026104 | 0 | 74.9433 | 75.2632 | 75.2632 | 0.0006777 | 0.001502 | 0.00018265 | 0 | 0 | 0.0085229 | 0.0019031 | 0.00010269 | 0.0051294 | 0.0020299 | 1.5174e-05 | 0.00053581 | 0.00050461 | 0.0041315 | 0.0008666 | 0 | 0 | 0 | 0 | 0 | 0 | 0 | 0 | 0 | 0 | 0 | 0.26401 | 0 | 0 | 0 | 0 | 1.4472 | 0 | 0 | 0
10 | 298 | 13 | 78.8 | 1.678 | 74.1329 | 0 | 2.5546 | 0.052968 | 0 | 75.2632 | 75.9124 | 75.9124 | 0.00062149 | 0.0013774 | 0.0001675 | 0 | 0 | 0.024016 | 0.0062988 | 9.3536e-05 | 0.012692 | 0.0030981 | 1.3915e-05 | 0.00049137 | 0.00035025 | 0.0030973 | 0.00065039 | 0 | 0 | 0 | 0 | 0 | 0 | 0 | 0 | 0 | 0 | 0 | 0.2637 | 0 | 0 | 0 | 0 | 1.4143 | 0 | 0 | 0
10 | 298 | 14 | 80.6 | 1.598 | 74.1329 | 0 | 2.0548 | 0.04686 | 0 | 75.9124 | 76.4866 | 76.4866 | 0.00082372 | 0.0018256 | 0.00022201 | 0 | 0 | 0.020335 | 0.0050372 | 0.00012486 | 0.010785 | 0.003292 | 1.8443e-05 | 0.00065126 | 0.00061896 | 0.0025838 | 0.00054141 | 0 | 0 | 0 | 0 | 0 | 0 | 0 | 0 | 0 | 0 | 0 | 0.21656 | 0 | 0 | 0 | 0 | 1.3814 | 0 | 0 | 0
10 | 298 | 15 | 80.6 | 1.5648 | 74.1329 | 0 | 2.0548 | 0.036384 | 0 | 76.4866 | 76.9325 | 76.9325 | 0.00072281 | 0.001602 | 0.00019481 | 0 | 0 | 0.01541 | 0.0034034 | 0.00010879 | 0.0077921 | 0.0029019 | 1.6184e-05 | 0.00057147 | 0.00041124 | 0.0026854 | 0.00056426 | 0 | 0 | 0 | 0 | 0 | 0 | 0 | 0 | 0 | 0 | 0 | 0.21634 | 0 | 0 | 0 | 0 | 1.3485 | 0 | 0 | 0
10 | 298 | 16 | 73.4 | 1.6305 | 74.1329 | 0 | 2.0548 | 0.017083 | 0 | 76.9325 | 77.1419 | 77.1419 | -0.00062074 | -0.0013758 | -0.0001673 | 0 | 0 | 0.0088843 | 0.0021488 | -9.3627e-05 | 0.004203 | 0.0017096 | -1.3899e-05 | -0.00049078 | -0.00034981 | 0.0026854 | 0.00056426 | 0 | 0 | 0 | 0 | 0 | 0 | 0 | 0 | 0 | 0 | 0 | 0.21624 | 0 | 0 | 0 | 0 | 1.4143 | 0 | 0 | 0
10 | 298 | 17 | 68 | 1.8936 | 74.1329 | 0 | 2.0548 | -0.00026045 | 0 | 77.1419 | 77.1387 | 77.1387 | -0.0016064 | -0.0035604 | -0.00043296 | 0 | 0 | 0.0052563 | 0.00072674 | -0.0002448 | -0.0011398 | -0.00039985 | -3.5968e-05 | -0.0012701 | -0.0014797 | 0.0039265 | 0.00082442 | 0 | 0 | 0 | 0 | 0 | 0 | 0 | 0 | 0 | 0 | 0 | 0.21624 | 0 | 0 | 0 | 0 | 1.6774 | 0 | 0 | 0
10 | 298 | 18 | 64.4 | 2.4567 | 74.1329 | 0 | 3.4987 | -0.013292 | 0 | 77.1387 | 76.9758 | 76.9758 | -0.0022385 | -0.0049612 | -0.00060331 | 0 | 0 | 0.001135 | 0.00017558 | -0.00033517 | -0.0050525 | -0.0027219 | -5.0119e-05 | -0.0017698 | -0.0011046 | 0.0042349 | 0.00088946 | 0 | 0 | 0 | 0 | 0 | 0 | 0 | 0 | 0 | 0 | 0 | 0.35168 | 0 | 0 | 0 | 0 | 2.105 | 0 | 0 | 0
10 | 298 | 19 | 60.8 | 2.4239 | 74.1329 | 0 | 3.4987 | -0.016448 | 0 | 76.9758 | 76.7742 | 76.7742 | -0.0028424 | -0.0062998 | -0.00076609 | 0 | 0 | 0 | 0 | -0.00042459 | -0.0043608 | -0.0026453 | -6.3643e-05 | -0.0022473 | -0.0013435 | 0.0045452 | 0.0009545 | 0 | 0 | 0 | 0 | 0 | 0 | 0 | 0 | 0 | 0 | 0 | 0.35178 | 0 | 0 | 0 | 0 | 2.0721 | 0 | 0 | 0
10 | 298 | 20 | 59.72 | 2.2924 | 74.1329 | 0 | 3.4987 | -0.015252 | 0 | 76.7742 | 76.5873 | 76.5873 | -0.0029968 | -0.0066419 | -0.00080769 | 0 | 0 | 0 | 0 | -0.00044888 | -0.0045976 | -0.0027895 | -6.7099e-05 | -0.0023694 | -0.0016603 | 0.0071272 | 0.0014959 | 0 | 0 | 0 | 0 | 0 | 0 | 0 | 0 | 0 | 0 | 0 | 0.35187 | 0 | 0 | 0 | 0 | 1.9405 | 0 | 0 | 0
10 | 298 | 21 | 59 | 2.1938 | 74.1329 | 0 | 3.4987 | -0.016211 | 0 | 76.5873 | 76.3887 | 76.3887 | -0.0030905 | -0.0068495 | -0.00083294 | 0 | 0 | 0 | 0 | -0.00046458 | -0.0047413 | -0.0028771 | -6.9196e-05 | -0.0024434 | -0.0019698 | 0.0071272 | 0.0014959 | 0 | 0 | 0 | 0 | 0 | 0 | 0 | 0 | 0 | 0 | 0 | 0.35197 | 0 | 0 | 0 | 0 | 1.8419 | 0 | 0 | 0
10 | 298 | 22 | 53.6 | 2.0328 | 74.1329 | 0 | 2.8323 | -0.022983 | 0 | 76.3887 | 76.107 | 76.107 | -0.0040045 | -0.0088752 | -0.0010793 | 0 | 0 | 0 | 0 | -0.00060305 | -0.0061435 | -0.0037283 | -8.966e-05 | -0.0031661 | -0.002734 | 0.0074411 | 0.0015609 | 0 | 0 | 0 | 0 | 0 | 0 | 0 | 0 | 0 | 0 | 0 | 0.28963 | 0 | 0 | 0 | 0 | 1.7432 | 0 | 0 | 0
10 | 298 | 23 | 51.8 | 1.7698 | 74.1329 | 0 | 2.8323 | -0.024859 | 0 | 76.107 | 75.8023 | 75.8023 | -0.0042713 | -0.0094665 | -0.0011512 | 0 | 0 | 0 | 0 | -0.00064112 | -0.0065529 | -0.0039761 | -9.5634e-05 | -0.003377 | -0.0027683 | 0.0074411 | 0.0015609 | 0 | 0 | 0 | 0 | 0 | 0 | 0 | 0 | 0 | 0 | 0 | 0.28978 | 0 | 0 | 0 | 0 | 1.4801 | 0 | 0 | 0
10 | 298 | 24 | 48.2 | 1.2856 | 74.1329 | 0 | 0.47205 | -0.029276 | 0 | 75.8023 | 75.4436 | 75.4436 | -0.0048503 | -0.01075 | -0.0013072 | 0 | 0 | 0 | 0 | -0.000722 | -0.0074412 | -0.0045135 | -0.0001086 | -0.0038348 | -0.0024637 | 0.0067153 | 0.0014098 | 0 | 0 | 0 | 0 | 0 | 0 | 0 | 0 | 0 | 0 | 0 | 0.068706 | 0 | 0 | 0 | 0 | 1.2169 | 0 | 0 | 0
10 | 299 | 1 | 46.4 | 0.99017 | 73.8945 | 0 | 0.47327 | -0.035709 | 0 | 75.4436 | 75.0059 | 75.0059 | -0.0051036 | -0.011311 | -0.0013755 | 0 | 0 | 0 | 0 | -0.00075749 | -0.0078298 | -0.0047486 | -0.00011427 | -0.0040351 | -0.0025 | 0.0020667 | 0.00043418 | 0 | 0 | 0 | 0 | 0 | 0 | 0 | 0 | 0 | 0 | 0 | 0.069244 | 0 | 0 | 0 | 0 | 0.92093 | 0 | 0 | 0
10 | 299 | 2 | 48.2 | 0.92459 | 73.8945 | 0 | 0.47327 | -0.033204 | 0 | 75.0059 | 74.599 | 74.599 | -0.0047104 | -0.01044 | -0.0012695 | 0 | 0 | 0 | 0 | -0.00070263 | -0.0072265 | -0.0043837 | -0.00010547 | -0.0037242 | -0.0027082 | 0.0020667 | 0.00043418 | 0 | 0 | 0 | 0 | 0 | 0 | 0 | 0 | 0 | 0 | 0 | 0.069444 | 0 | 0 | 0 | 0 | 0.85515 | 0 | 0 | 0
10 | 299 | 3 | 48.2 | 0.8919 | 73.8945 | 0 | 0.47327 | -0.033786 | 0 | 74.599 | 74.185 | 74.185 | -0.0046389 | -0.010281 | -0.0012503 | 0 | 0 | 0 | 0 | -0.00070065 | -0.0071168 | -0.0043195 | -0.00010386 | -0.0036676 | -0.0037735 | 0.0020667 | 0.00043418 | 0 | 0 | 0 | 0 | 0 | 0 | 0 | 0 | 0 | 0 | 0 | 0.069648 | 0 | 0 | 0 | 0 | 0.82226 | 0 | 0 | 0
10 | 299 | 4 | 46.4 | 0.85923 | 73.8945 | 0 | 0.47327 | -0.035979 | 0 | 74.185 | 73.7441 | 73.7441 | -0.0048824 | -0.010821 | -0.0013159 | 0 | 0 | 0 | 0 | -0.0007393 | -0.0074905 | -0.0045468 | -0.00010932 | -0.0038602 | -0.0042801 | 0.0020667 | 0.00043418 | 0 | 0 | 0 | 0 | 0 | 0 | 0 | 0 | 0 | 0 | 0 | 0.069865 | 0 | 0 | 0 | 0 | 0.78937 | 0 | 0 | 0
10 | 299 | 5 | 44.6 | 0.85945 | 73.8945 | 0 | 0.47327 | -0.036648 | 0 | 73.7441 | 73.2949 | 73.2949 | -0.0051212 | -0.01135 | -0.0013803 | 0 | 0 | 0 | 0 | -0.00076719 | -0.0078569 | -0.004767 | -0.00011467 | -0.004049 | -0.0033083 | 0.0020667 | 0.00043418 | 0 | 0 | 0 | 0 | 0 | 0 | 0 | 0 | 0 | 0 | 0 | 0.070087 | 0 | 0 | 0 | 0 | 0.78937 | 0 | 0 | 0
10 | 299 | 6 | 44.6 | 0.9662 | 73.8945 | 0 | 0.55679 | -0.034778 | 0 | 73.2949 | 72.8687 | 72.8687 | -0.0050423 | -0.011175 | -0.001359 | 0 | 0 | 0 | 0 | -0.00075595 | -0.0077358 | -0.0046937 | -0.0001129 | -0.0039866 | -0.0033695 | 0.0034529 | 0.00072422 | 0 | 0 | 0 | 0 | 0 | 0 | 0 | 0 | 0 | 0 | 0 | 0.078162 | 0 | 0 | 0 | 0 | 0.88804 | 0 | 0 | 0
10 | 299 | 7 | 44.6 | 1.5704 | 73.8945 | 0 | 4.1759 | -0.036431 | 0 | 72.8687 | 72.4222 | 72.4222 | -0.0049674 | -0.011009 | -0.0013388 | 0 | 0 | 9.7757e-05 | 1.9304e-05 | -0.00074537 | -0.0095886 | -0.0058076 | -0.00011122 | -0.0039274 | -0.0033904 | 0.0043383 | 0.00091055 | 0 | 0 | 0 | 0 | 0 | 0 | 0 | 0 | 0 | 0 | 0 | 0.41921 | 0 | 0 | 0 | 0 | 1.1512 | 0 | 0 | 0
10 | 299 | 8 | 44.6 | 1.7679 | 73.8945 | 0 | 4.1759 | -0.023282 | 0 | 72.4222 | 72.1369 | 72.1369 | -0.004889 | -0.010836 | -0.0013177 | 0 | 0 | 0.0040449 | 0.00087422 | -0.00072982 | -0.0075428 | -0.0047317 | -0.00010946 | -0.0038654 | -0.0028568 | 0.0086767 | 0.0018211 | 0 | 0 | 0 | 0 | 0 | 0 | 0 | 0 | 0 | 0 | 0 | 0.41935 | 0 | 0 | 0 | 0 | 1.3485 | 0 | 0 | 0
10 | 299 | 9 | 46.4 | 1.7484 | 73.8945 | 0 | 3.6191 | -0.011036 | 0 | 72.1369 | 72.0017 | 72.0017 | -0.0045225 | -0.010023 | -0.0012189 | 0 | 0 | 0.011547 | 0.0022447 | -0.00067965 | -0.0037322 | -0.0028353 | -0.00010126 | -0.0035757 | -0.0032012 | 0.0050623 | 0.0010617 | 0 | 0 | 0 | 0 | 0 | 0 | 0 | 0 | 0 | 0 | 0 | 0.36698 | 0 | 0 | 0 | 0 | 1.3814 | 0 | 0 | 0
10 | 299 | 10 | 50 | 1.7812 | 73.8945 | 0 | 3.6191 | 0.0053556 | 0 | 72.0017 | 72.0673 | 72.0673 | -0.0038662 | -0.0085687 | -0.001042 | 0 | 0 | 0.018126 | 0.0040063 | -0.00058317 | 0.00094073 | -0.0012522 | -8.6564e-05 | -0.0030567 | -0.0030094 | 0.0030973 | 0.00065039 | 0 | 0 | 0 | 0 | 0 | 0 | 0 | 0 | 0 | 0 | 0 | 0.36695 | 0 | 0 | 0 | 0 | 1.4143 | 0 | 0 | 0
10 | 299 | 11 | 50 | 1.814 | 73.8945 | 0 | 3.6191 | 0.012028 | 0 | 72.0673 | 72.2147 | 72.2147 | -0.0038777 | -0.0085943 | -0.0010451 | 0 | 0 | 0.020872 | 0.0050419 | -0.0005829 | 0.0032659 | -0.0010242 | -8.6822e-05 | -0.0030658 | -0.0026234 | 0.0030973 | 0.00065039 | 0 | 0 | 0 | 0 | 0 | 0 | 0 | 0 | 0 | 0 | 0 | 0.36688 | 0 | 0 | 0 | 0 | 1.4472 | 0 | 0 | 0
10 | 299 | 12 | 53.6 | 1.7143 | 73.8945 | 0 | 2.5612 | 0.023883 | 0 | 72.2147 | 72.5074 | 72.5074 | -0.003271 | -0.0072496 | -0.00088159 | 0 | 0 | 0.024007 | 0.006284 | -0.00049223 | 0.0064742 | -0.0010436 | -7.3238e-05 | -0.0025862 | -0.0022824 | 0.0041315 | 0.0008666 | 0 | 0 | 0 | 0 | 0 | 0 | 0 | 0 | 0 | 0 | 0 | 0.26711 | 0 | 0 | 0 | 0 | 1.4472 | 0 | 0 | 0
10 | 299 | 13 | 55.4 | 1.6812 | 73.8945 | 0 | 2.5612 | 0.025146 | 0 | 72.5074 | 72.8156 | 72.8156 | -0.0030061 | -0.0066626 | -0.00081021 | 0 | 0 | 0.023613 | 0.0060267 | -0.00044927 | 0.0069049 | -0.00016423 | -6.7308e-05 | -0.0023767 | -0.0016106 | 0.0030973 | 0.00065039 | 0 | 0 | 0 | 0 | 0 | 0 | 0 | 0 | 0 | 0 | 0 | 0.26696 | 0 | 0 | 0 | 0 | 1.4143 | 0 | 0 | 0
10 | 299 | 14 | 55.4 | 1.601 | 73.8945 | 0 | 2.0601 | 0.019444 | 0 | 72.8156 | 73.0538 | 73.0538 | -0.0030603 | -0.0067826 | -0.0008248 | 0 | 0 | 0.021442 | 0.0052813 | -0.00046298 | 0.0057792 | -0.00012893 | -6.852e-05 | -0.0024196 | -0.0024361 | 0.0025838 | 0.00054141 | 0 | 0 | 0 | 0 | 0 | 0 | 0 | 0 | 0 | 0 | 0 | 0.21965 | 0 | 0 | 0 | 0 | 1.3814 | 0 | 0 | 0
10 | 299 | 15 | 55.4 | 1.5681 | 73.8945 | 0 | 2.0601 | 0.014236 | 0 | 73.0538 | 73.2283 | 73.2283 | -0.0031022 | -0.0068754 | -0.00083609 | 0 | 0 | 0.018596 | 0.0040108 | -0.00046509 | 0.0039777 | 2.8329e-05 | -6.9458e-05 | -0.0024527 | -0.0018253 | 0.0026854 | 0.00056426 | 0 | 0 | 0 | 0 | 0 | 0 | 0 | 0 | 0 | 0 | 0 | 0.21956 | 0 | 0 | 0 | 0 | 1.3485 | 0 | 0 | 0
10 | 299 | 16 | 55.4 | 1.6339 | 73.8945 | 0 | 2.0601 | -0.0038526 | 0 | 73.2283 | 73.1811 | 73.1811 | -0.0031328 | -0.0069434 | -0.00084435 | 0 | 0 | 0.0082758 | 0.0019511 | -0.00046973 | -0.00012655 | -0.00085275 | -7.0144e-05 | -0.0024769 | -0.0018483 | 0.0026854 | 0.00056426 | 0 | 0 | 0 | 0 | 0 | 0 | 0 | 0 | 0 | 0 | 0 | 0.21959 | 0 | 0 | 0 | 0 | 1.4143 | 0 | 0 | 0
10 | 299 | 17 | 53.6 | 1.8971 | 73.8945 | 0 | 2.0601 | -0.012336 | 0 | 73.1811 | 73.0299 | 73.0299 | -0.0034408 | -0.007626 | -0.00092736 | 0 | 0 | 0.0064696 | 0.001389 | -0.00051748 | -0.0036814 | -0.0028767 | -7.704e-05 | -0.0027204 | -0.0022536 | 0.0039265 | 0.00082442 | 0 | 0 | 0 | 0 | 0 | 0 | 0 | 0 | 0 | 0 | 0 | 0.21966 | 0 | 0 | 0 | 0 | 1.6774 | 0 | 0 | 0
10 | 299 | 18 | 51.8 | 2.4611 | 73.8945 | 0 | 3.5078 | -0.024573 | 0 | 73.0299 | 72.7288 | 72.7288 | -0.0037306 | -0.0082681 | -0.0010054 | 0 | 0 | 0.00080115 | 0.00014932 | -0.00055857 | -0.0069312 | -0.004088 | -8.3528e-05 | -0.0029495 | -0.0021433 | 0.0042349 | 0.00088946 | 0 | 0 | 0 | 0 | 0 | 0 | 0 | 0 | 0 | 0 | 0 | 0.35614 | 0 | 0 | 0 | 0 | 2.105 | 0 | 0 | 0
10 | 299 | 19 | 50 | 2.4284 | 73.8945 | 0 | 3.5078 | -0.025417 | 0 | 72.7288 | 72.4173 | 72.4173 | -0.0039939 | -0.0088519 | -0.0010764 | 0 | 0 | 0 | 0 | -0.0005981 | -0.0061274 | -0.0037174 | -8.9425e-05 | -0.0031577 | -0.0023498 | 0.0045452 | 0.0009545 | 0 | 0 | 0 | 0 | 0 | 0 | 0 | 0 | 0 | 0 | 0 | 0.35629 | 0 | 0 | 0 | 0 | 2.0721 | 0 | 0 | 0
10 | 299 | 20 | 48.2 | 2.297 | 73.8945 | 0 | 3.5078 | -0.02505 | 0 | 72.4173 | 72.1103 | 72.1103 | -0.0042555 | -0.0094316 | -0.0011469 | 0 | 0 | 0 | 0 | -0.00063879 | -0.0065287 | -0.0039615 | -9.5281e-05 | -0.0033645 | -0.0027547 | 0.0071272 | 0.0014959 | 0 | 0 | 0 | 0 | 0 | 0 | 0 | 0 | 0 | 0 | 0 | 0.35644 | 0 | 0 | 0 | 0 | 1.9405 | 0 | 0 | 0
10 | 299 | 21 | 46.4 | 2.1985 | 73.8945 | 0 | 3.5078 | -0.026888 | 0 | 72.1103 | 71.7808 | 71.7808 | -0.0045179 | -0.010013 | -0.0012176 | 0 | 0 | 0 | 0 | -0.00067669 | -0.0069312 | -0.0042053 | -0.00010116 | -0.003572 | -0.0027804 | 0.0071272 | 0.0014959 | 0 | 0 | 0 | 0 | 0 | 0 | 0 | 0 | 0 | 0 | 0 | 0.3566 | 0 | 0 | 0 | 0 | 1.8419 | 0 | 0 | 0
10 | 299 | 22 | 46.4 | 2.037 | 73.8945 | 0 | 2.8396 | -0.025718 | 0 | 71.7808 | 71.4656 | 71.4656 | -0.00446 | -0.0098847 | -0.001202 | 0 | 0 | 0 | 0 | -0.00066405 | -0.0068423 | -0.0041503 | -9.9859e-05 | -0.0035262 | -0.0023299 | 0.0074411 | 0.0015609 | 0 | 0 | 0 | 0 | 0 | 0 | 0 | 0 | 0 | 0 | 0 | 0.29383 | 0 | 0 | 0 | 0 | 1.7432 | 0 | 0 | 0
10 | 299 | 23 | 44.6 | 1.7741 | 73.8945 | 0 | 2.8396 | -0.027912 | 0 | 71.4656 | 71.1235 | 71.1235 | -0.0047209 | -0.010463 | -0.0012724 | 0 | 0 | 0 | 0 | -0.00070531 | -0.0072426 | -0.0043938 | -0.0001057 | -0.0037325 | -0.0027169 | 0.0074411 | 0.0015609 | 0 | 0 | 0 | 0 | 0 | 0 | 0 | 0 | 0 | 0 | 0 | 0.294 | 0 | 0 | 0 | 0 | 1.4801 | 0 | 0 | 0
10 | 299 | 24 | 44.6 | 1.2883 | 73.8945 | 0 | 0.47327 | -0.028172 | 0 | 71.1235 | 70.7783 | 70.7783 | -0.0046608 | -0.01033 | -0.0012562 | 0 | 0 | 0 | 0 | -0.00069571 | -0.0071504 | -0.0043376 | -0.00010435 | -0.0036849 | -0.0026675 | 0.0067153 | 0.0014098 | 0 | 0 | 0 | 0 | 0 | 0 | 0 | 0 | 0 | 0 | 0 | 0.071326 | 0 | 0 | 0 | 0 | 1.2169 | 0 | 0 | 0
10 | 300 | 1 | 44.6 | 0.99277 | 73.656 | 0 | 0.47448 | -0.032587 | 0 | 70.7783 | 70.3789 | 70.3789 | -0.0046001 | -0.010195 | -0.0012398 | 0 | 0 | 0 | 0 | -0.00068859 | -0.0070573 | -0.0042817 | -0.000103 | -0.003637 | -0.0028504 | 0.0020667 | 0.00043418 | 0 | 0 | 0 | 0 | 0 | 0 | 0 | 0 | 0 | 0 | 0 | 0.071846 | 0 | 0 | 0 | 0 | 0.92093 | 0 | 0 | 0
10 | 300 | 2 | 42.8 | 0.9272 | 73.656 | 0 | 0.47448 | -0.034257 | 0 | 70.3789 | 69.9591 | 69.9591 | -0.0048462 | -0.010741 | -0.0013061 | 0 | 0 | 0 | 0 | -0.00072403 | -0.0074349 | -0.0045104 | -0.00010851 | -0.0038316 | -0.0028209 | 0.0020667 | 0.00043418 | 0 | 0 | 0 | 0 | 0 | 0 | 0 | 0 | 0 | 0 | 0 | 0.072053 | 0 | 0 | 0 | 0 | 0.85515 | 0 | 0 | 0
10 | 300 | 3 | 42.8 | 0.89451 | 73.656 | 0 | 0.47448 | -0.033324 | 0 | 69.9591 | 69.5507 | 69.5507 | -0.0047724 | -0.010577 | -0.0012863 | 0 | 0 | 0 | 0 | -0.00070903 | -0.0073217 | -0.0044406 | -0.00010686 | -0.0037732 | -0.0024035 | 0.0020667 | 0.00043418 | 0 | 0 | 0 | 0 | 0 | 0 | 0 | 0 | 0 | 0 | 0 | 0.072254 | 0 | 0 | 0 | 0 | 0.82226 | 0 | 0 | 0
10 | 300 | 4 | 42.8 | 0.86182 | 73.656 | 0 | 0.47448 | -0.032944 | 0 | 69.5507 | 69.147 | 69.147 | -0.0047007 | -0.010418 | -0.0012669 | 0 | 0 | 0 | 0 | -0.00070008 | -0.0072116 | -0.0043743 | -0.00010525 | -0.0037165 | -0.0025173 | 0.0020667 | 0.00043418 | 0 | 0 | 0 | 0 | 0 | 0 | 0 | 0 | 0 | 0 | 0 | 0.072453 | 0 | 0 | 0 | 0 | 0.78937 | 0 | 0 | 0
10 | 300 | 5 | 42.8 | 0.86201 | 73.656 | 0 | 0.47448 | -0.032076 | 0 | 69.147 | 68.7539 | 68.7539 | -0.0046297 | -0.010261 | -0.0012478 | 0 | 0 | 0 | 0 | -0.00068615 | -0.0071028 | -0.0043074 | -0.00010366 | -0.0036604 | -0.0021433 | 0.0020667 | 0.00043418 | 0 | 0 | 0 | 0 | 0 | 0 | 0 | 0 | 0 | 0 | 0 | 0.072646 | 0 | 0 | 0 | 0 | 0.78937 | 0 | 0 | 0
10 | 300 | 6 | 44.6 | 0.96877 | 73.656 | 0 | 0.55822 | -0.027511 | 0 | 68.7539 | 68.4167 | 68.4167 | -0.0042444 | -0.0094069 | -0.0011439 | 0 | 0 | 0 | 0 | -0.00062491 | -0.0065116 | -0.0039477 | -9.5032e-05 | -0.0033557 | -0.001634 | 0.0034529 | 0.00072422 | 0 | 0 | 0 | 0 | 0 | 0 | 0 | 0 | 0 | 0 | 0 | 0.080734 | 0 | 0 | 0 | 0 | 0.88804 | 0 | 0 | 0
10 | 300 | 7 | 42.8 | 1.5753 | 73.656 | 0 | 4.1866 | -0.029187 | 0 | 68.4167 | 68.059 | 68.059 | -0.0045014 | -0.0099766 | -0.0012132 | 0 | 0 | 3.9641e-05 | 8.8514e-06 | -0.00066947 | -0.0070648 | -0.0042896 | -0.00010079 | -0.003559 | -0.0021988 | 0.0043383 | 0.00091055 | 0 | 0 | 0 | 0 | 0 | 0 | 0 | 0 | 0 | 0 | 0 | 0.42418 | 0 | 0 | 0 | 0 | 1.1512 | 0 | 0 | 0
10 | 300 | 8 | 44.6 | 2.8954 | 73.656 | 0 | 4.1866 | -0.019071 | -0.014254 | 68.059 | 67.8253 | 68 | -0.0041223 | -0.0091363 | -0.001111 | 0 | 0 | 0.0013082 | 0.0002921 | -0.00060679 | -0.0057817 | -0.0036822 | -9.2298e-05 | -0.0032592 | -0.0015561 | 0.0086767 | 0.0018211 | 0 | 1.1227 | 0 | 0 | 0 | 0 | 0 | 0 | 0 | 0 | 0 | 0.42421 | 0 | 0 | 0 | 0 | 1.3485 | 0 | 0 | 0
10 | 300 | 9 | 46.4 | 2.9824 | 73.656 | 0 | 3.6284 | -0.015612 | -0.015612 | 68 | 67.8087 | 68 | -0.0037956 | -0.0084123 | -0.001023 | 0 | 0 | 0.003647 | 0.00081433 | -0.00055862 | -0.0039934 | -0.0029115 | -8.4984e-05 | -0.0030009 | -0.0013557 | 0.0050623 | 0.0010617 | 0 | 1.2296 | 0 | 0 | 0 | 0 | 0 | 0 | 0 | 0 | 0 | 0.3714 | 0 | 0 | 0 | 0 | 1.3814 | 0 | 0 | 0
10 | 300 | 10 | 50 | 1.7856 | 73.656 | 0 | 3.6284 | 0.011099 | 0 | 68 | 68.136 | 68.136 | -0.003163 | -0.0070102 | -0.00085248 | 0 | 0 | 0.017835 | 0.0038813 | -0.00046278 | 0.0014482 | -0.00082397 | -7.082e-05 | -0.0025008 | -0.00092882 | 0.0030973 | 0.00065039 | 0 | 0 | 0 | 0 | 0 | 0 | 0 | 0 | 0 | 0 | 0 | 0.37133 | 0 | 0 | 0 | 0 | 1.4143 | 0 | 0 | 0
10 | 300 | 11 | 51.8 | 1.8183 | 73.656 | 0 | 3.6284 | 0.028084 | 0 | 68.136 | 68.4802 | 68.4802 | -0.0028706 | -0.0063622 | -0.00077367 | 0 | 0 | 0.025356 | 0.0062274 | -0.00041759 | 0.0063294 | -0.00016303 | -6.4273e-05 | -0.0022696 | -0.00065555 | 0.0030973 | 0.00065039 | 0 | 0 | 0 | 0 | 0 | 0 | 0 | 0 | 0 | 0 | 0 | 0.37116 | 0 | 0 | 0 | 0 | 1.4472 | 0 | 0 | 0
10 | 300 | 12 | 55.4 | 1.7178 | 73.656 | 0 | 2.5678 | 0.035523 | 0 | 68.4802 | 68.9155 | 68.9155 | -0.0022985 | -0.0050942 | -0.00061948 | 0 | 0 | 0.026008 | 0.0068178 | -0.00033755 | 0.008699 | -0.00018578 | -5.1463e-05 | -0.0018172 | -0.00059555 | 0.0041315 | 0.0008666 | 0 | 0 | 0 | 0 | 0 | 0 | 0 | 0 | 0 | 0 | 0 | 0.27061 | 0 | 0 | 0 | 0 | 1.4472 | 0 | 0 | 0
10 | 300 | 13 | 57.2 | 1.6847 | 73.656 | 0 | 2.5678 | 0.036229 | 0 | 68.9155 | 69.3595 | 69.3595 | -0.0020587 | -0.0045627 | -0.00055485 | 0 | 0 | 0.025584 | 0.0066612 | -0.00029835 | 0.0092371 | 0.00049561 | -4.6094e-05 | -0.0016277 | -0.00034854 | 0.0030973 | 0.00065039 | 0 | 0 | 0 | 0 | 0 | 0 | 0 | 0 | 0 | 0 | 0 | 0.27039 | 0 | 0 | 0 | 0 | 1.4143 | 0 | 0 | 0
10 | 300 | 14 | 59 | 1.6041 | 73.656 | 0 | 2.0654 | 0.033453 | 0 | 69.3595 | 69.7695 | 69.7695 | -0.0018204 | -0.0040346 | -0.00049063 | 0 | 0 | 0.023542 | 0.0057766 | -0.00026646 | 0.0083657 | 0.0011005 | -4.0759e-05 | -0.0014393 | -0.00036503 | 0.0025838 | 0.00054141 | 0 | 0 | 0 | 0 | 0 | 0 | 0 | 0 | 0 | 0 | 0 | 0.22266 | 0 | 0 | 0 | 0 | 1.3814 | 0 | 0 | 0
10 | 300 | 15 | 60.8 | 1.571 | 73.656 | 0 | 2.0654 | 0.027844 | 0 | 69.7695 | 70.1107 | 70.1107 | -0.0015761 | -0.0034932 | -0.0004248 | 0 | 0 | 0.019973 | 0.0042196 | -0.00022756 | 0.0062693 | 0.0013447 | -3.529e-05 | -0.0012461 | -0.00020869 | 0.0026854 | 0.00056426 | 0 | 0 | 0 | 0 | 0 | 0 | 0 | 0 | 0 | 0 | 0 | 0.22249 | 0 | 0 | 0 | 0 | 1.3485 | 0 | 0 | 0
10 | 300 | 16 | 60.8 | 1.6367 | 73.656 | 0 | 2.0654 | 0.010628 | 0 | 70.1107 | 70.241 | 70.241 | -0.0016361 | -0.0036261 | -0.00044096 | 0 | 0 | 0.0094409 | 0.0022306 | -0.00024129 | 0.002588 | 0.00079088 | -3.6632e-05 | -0.0012936 | -0.00039736 | 0.0026854 | 0.00056426 | 0 | 0 | 0 | 0 | 0 | 0 | 0 | 0 | 0 | 0 | 0 | 0.22243 | 0 | 0 | 0 | 0 | 1.4143 | 0 | 0 | 0
10 | 300 | 17 | 60.8 | 1.8998 | 73.656 | 0 | 2.0654 | 6.1624e-05 | 0 | 70.241 | 70.2417 | 70.2417 | -0.001659 | -0.0036769 | -0.00044713 | 0 | 0 | 0.004956 | 0.00056175 | -0.00024146 | -0.0014639 | -0.00031508 | -3.7145e-05 | -0.0013116 | -0.00023035 | 0.0039265 | 0.00082442 | 0 | 0 | 0 | 0 | 0 | 0 | 0 | 0 | 0 | 0 | 0 | 0.22243 | 0 | 0 | 0 | 0 | 1.6774 | 0 | 0 | 0
10 | 300 | 18 | 57.2 | 2.4648 | 73.656 | 0 | 3.5168 | -0.013799 | 0 | 70.2417 | 70.0726 | 70.0726 | -0.0022917 | -0.0050792 | -0.00061766 | 0 | 0 | 0.00075703 | 0.00012825 | -0.00033608 | -0.0053002 | -0.0030033 | -5.1312e-05 | -0.0018119 | -0.00042768 | 0.0042349 | 0.00088946 | 0 | 0 | 0 | 0 | 0 | 0 | 0 | 0 | 0 | 0 | 0 | 0.35983 | 0 | 0 | 0 | 0 | 2.105 | 0 | 0 | 0
10 | 300 | 19 | 55.4 | 2.432 | 73.656 | 0 | 3.5168 | -0.013989 | 0 | 70.0726 | 69.9012 | 69.9012 | -0.0025783 | -0.0057144 | -0.0006949 | 0 | 0 | 0 | 0 | -0.00038023 | -0.0039556 | -0.0023978 | -5.7728e-05 | -0.0020385 | -0.00071708 | 0.0045452 | 0.0009545 | 0 | 0 | 0 | 0 | 0 | 0 | 0 | 0 | 0 | 0 | 0 | 0.35991 | 0 | 0 | 0 | 0 | 2.0721 | 0 | 0 | 0
10 | 300 | 20 | 50 | 2.3005 | 73.656 | 0 | 3.5168 | -0.018225 | 0 | 69.9012 | 69.6778 | 69.6778 | -0.0034971 | -0.0077507 | -0.00094252 | 0 | 0 | 0 | 0 | -0.00051755 | -0.0053651 | -0.0032534 | -7.83e-05 | -0.0027649 | -0.0011831 | 0.0071272 | 0.0014959 | 0 | 0 | 0 | 0 | 0 | 0 | 0 | 0 | 0 | 0 | 0 | 0.36002 | 0 | 0 | 0 | 0 | 1.9405 | 0 | 0 | 0
10 | 300 | 21 | 50 | 2.202 | 73.656 | 0 | 3.5168 | -0.017849 | 0 | 69.6778 | 69.4591 | 69.4591 | -0.0034578 | -0.0076637 | -0.00093194 | 0 | 0 | 0 | 0 | -0.00050834 | -0.0053049 | -0.0032159 | -7.7421e-05 | -0.0027339 | -0.0010825 | 0.0071272 | 0.0014959 | 0 | 0 | 0 | 0 | 0 | 0 | 0 | 0 | 0 | 0 | 0 | 0.36013 | 0 | 0 | 0 | 0 | 1.8419 | 0 | 0 | 0
10 | 300 | 22 | 50 | 2.04 | 73.656 | 0 | 2.8469 | -0.017329 | 0 | 69.4591 | 69.2467 | 69.2467 | -0.0034194 | -0.0075785 | -0.00092158 | 0 | 0 | 0 | 0 | -0.00050391 | -0.0052459 | -0.0031805 | -7.656e-05 | -0.0027035 | -0.0011398 | 0.0074411 | 0.0015609 | 0 | 0 | 0 | 0 | 0 | 0 | 0 | 0 | 0 | 0 | 0 | 0.29685 | 0 | 0 | 0 | 0 | 1.7432 | 0 | 0 | 0
10 | 300 | 23 | 50 | 1.777 | 73.656 | 0 | 2.8469 | -0.017143 | 0 | 69.2467 | 69.0366 | 69.0366 | -0.0033821 | -0.0074958 | -0.00091153 | 0 | 0 | 0 | 0 | -0.00049959 | -0.0051887 | -0.0031461 | -7.5725e-05 | -0.002674 | -0.001211 | 0.0074411 | 0.0015609 | 0 | 0 | 0 | 0 | 0 | 0 | 0 | 0 | 0 | 0 | 0 | 0.29696 | 0 | 0 | 0 | 0 | 1.4801 | 0 | 0 | 0
10 | 300 | 24 | 46.4 | 1.2896 | 73.656 | 0 | 0.47448 | -0.022242 | 0 | 69.0366 | 68.7641 | 68.7641 | -0.0039777 | -0.008816 | -0.0010721 | 0 | 0 | 0 | 0 | -0.00058816 | -0.0061025 | -0.0037004 | -8.9062e-05 | -0.0031449 | -0.001466 | 0.0067153 | 0.0014098 | 0 | 0 | 0 | 0 | 0 | 0 | 0 | 0 | 0 | 0 | 0 | 0.072641 | 0 | 0 | 0 | 0 | 1.2169 | 0 | 0 | 0
10 | 301 | 1 | 46.4 | 0.99405 | 73.4175 | 0 | 0.47569 | -0.026633 | 0 | 68.7641 | 68.4377 | 68.4377 | -0.0039298 | -0.0087098 | -0.0010592 | 0 | 0 | 0 | 0 | -0.00058076 | -0.0060291 | -0.0036558 | -8.799e-05 | -0.0031071 | -0.00154 | 0.0020667 | 0.00043418 | 0 | 0 | 0 | 0 | 0 | 0 | 0 | 0 | 0 | 0 | 0 | 0.073125 | 0 | 0 | 0 | 0 | 0.92093 | 0 | 0 | 0
10 | 301 | 2 | 48.2 | 0.92842 | 73.4175 | 0 | 0.47569 | -0.024193 | 0 | 68.4377 | 68.1412 | 68.1412 | -0.0035562 | -0.0078817 | -0.00095846 | 0 | 0 | 0 | 0 | -0.0005288 | -0.0054558 | -0.0033091 | -7.9624e-05 | -0.0028116 | -0.0016781 | 0.0020667 | 0.00043418 | 0 | 0 | 0 | 0 | 0 | 0 | 0 | 0 | 0 | 0 | 0 | 0.073271 | 0 | 0 | 0 | 0 | 0.85515 | 0 | 0 | 0
10 | 301 | 3 | 48.2 | 0.89567 | 73.4175 | 0 | 0.47569 | -0.023664 | 0 | 68.1412 | 67.8512 | 67.8512 | -0.0035041 | -0.0077662 | -0.00094441 | 0 | 0 | 0 | 0 | -0.0005202 | -0.0053759 | -0.0032604 | -7.8457e-05 | -0.0027705 | -0.0015104 | 0.0020667 | 0.00043418 | 0 | 0 | 0 | 0 | 0 | 0 | 0 | 0 | 0 | 0 | 0 | 0.073414 | 0 | 0 | 0 | 0 | 0.82226 | 0 | 0 | 0
10 | 301 | 4 | 48.2 | 0.86292 | 73.4175 | 0 | 0.47569 | -0.02305 | 0 | 67.8512 | 67.5687 | 67.5687 | -0.0034531 | -0.0076533 | -0.00093068 | 0 | 0 | 0 | 0 | -0.00051006 | -0.0052977 | -0.0032122 | -7.7316e-05 | -0.0027302 | -0.0012518 | 0.0020667 | 0.00043418 | 0 | 0 | 0 | 0 | 0 | 0 | 0 | 0 | 0 | 0 | 0 | 0.073553 | 0 | 0 | 0 | 0 | 0.78937 | 0 | 0 | 0
10 | 301 | 5 | 48.2 | 0.86306 | 73.4175 | 0 | 0.47569 | -0.022785 | 0 | 67.5687 | 67.2895 | 67.2895 | -0.0034035 | -0.0075433 | -0.0009173 | 0 | 0 | 0 | 0 | -0.00050401 | -0.0052216 | -0.0031664 | -7.6205e-05 | -0.0026909 | -0.0013288 | 0.0020667 | 0.00043418 | 0 | 0 | 0 | 0 | 0 | 0 | 0 | 0 | 0 | 0 | 0 | 0.073691 | 0 | 0 | 0 | 0 | 0.78937 | 0 | 0 | 0
10 | 301 | 6 | 48.2 | 7.1839 | 73.4175 | 0 | 0.55963 | -0.020925 | -0.078903 | 67.2895 | 67.033 | 68 | -0.0033544 | -0.0074345 | -0.00090408 | 0 | 0 | 0 | 0 | -0.00049546 | -0.0051463 | -0.0031204 | -7.5106e-05 | -0.0026521 | -0.0011953 | 0.0034529 | 0.00072422 | 0 | 6.2146 | 0 | 0 | 0 | 0 | 0 | 0 | 0 | 0 | 0 | 0.081319 | 0 | 0 | 0 | 0 | 0.88804 | 0 | 0 | 0
10 | 301 | 7 | 48.2 | 3.3537 | 73.4175 | 0 | 4.1972 | -0.022543 | -0.022543 | 68 | 67.7237 | 68 | -0.0034793 | -0.0077112 | -0.00093773 | 0 | 0 | 9.7692e-05 | 1.9165e-05 | -0.0005139 | -0.006389 | -0.0038714 | -7.7902e-05 | -0.0027508 | -0.0012669 | 0.0043383 | 0.00091055 | 0 | 1.7755 | 0 | 0 | 0 | 0 | 0 | 0 | 0 | 0 | 0 | 0.42706 | 0 | 0 | 0 | 0 | 1.1512 | 0 | 0 | 0
10 | 301 | 8 | 50 | 2.4324 | 73.4175 | 0 | 4.1972 | -0.0083398 | -0.0083398 | 68 | 67.8978 | 68 | -0.003163 | -0.0070102 | -0.00085248 | 0 | 0 | 0.0041981 | 0.00093651 | -0.00047141 | -0.0037849 | -0.0027452 | -7.082e-05 | -0.0025008 | -0.0015524 | 0.0086767 | 0.0018211 | 0 | 0.65685 | 0 | 0 | 0 | 0 | 0 | 0 | 0 | 0 | 0 | 0.42706 | 0 | 0 | 0 | 0 | 1.3485 | 0 | 0 | 0
10 | 301 | 9 | 53.6 | 1.7552 | 73.4175 | 0 | 3.6376 | 0.0077617 | 0 | 68 | 68.0951 | 68.0951 | -0.0025304 | -0.0056082 | -0.00068198 | 0 | 0 | 0.012172 | 0.0024746 | -0.00037995 | 0.00037343 | -0.00058419 | -5.6656e-05 | -0.0020006 | -0.0015407 | 0.0050623 | 0.0010617 | 0 | 0 | 0 | 0 | 0 | 0 | 0 | 0 | 0 | 0 | 0 | 0.37382 | 0 | 0 | 0 | 0 | 1.3814 | 0 | 0 | 0
10 | 301 | 10 | 57.2 | 1.788 | 73.4175 | 0 | 3.6376 | 0.019717 | 0 | 68.0951 | 68.3368 | 68.3368 | -0.0019145 | -0.0042432 | -0.00051599 | 0 | 0 | 0.017175 | 0.0038248 | -0.0002853 | 0.0037276 | 0.0005591 | -4.2866e-05 | -0.0015137 | -0.00080147 | 0.0030973 | 0.00065039 | 0 | 0 | 0 | 0 | 0 | 0 | 0 | 0 | 0 | 0 | 0 | 0.3737 | 0 | 0 | 0 | 0 | 1.4143 | 0 | 0 | 0
10 | 301 | 11 | 62.6 | 1.8207 | 73.4175 | 0 | 3.6376 | 0.037036 | 0 | 68.3368 | 68.7906 | 68.7906 | -0.0010081 | -0.0022342 | -0.00027169 | 0 | 0 | 0.022636 | 0.0053478 | -0.00015085 | 0.0082192 | 0.0019955 | -2.2571e-05 | -0.00079701 | -0.00042593 | 0.0030973 | 0.00065039 | 0 | 0 | 0 | 0 | 0 | 0 | 0 | 0 | 0 | 0 | 0 | 0.37348 | 0 | 0 | 0 | 0 | 1.4472 | 0 | 0 | 0
10 | 301 | 12 | 62.6 | 1.7193 | 73.4175 | 0 | 2.5743 | 0.04131 | 0 | 68.7906 | 69.2969 | 69.2969 | -0.0010878 | -0.002411 | -0.00029319 | 0 | 0 | 0.023929 | 0.0060998 | -0.0001612 | 0.009972 | 0.0014531 | -2.4357e-05 | -0.00086007 | -0.00030378 | 0.0041315 | 0.0008666 | 0 | 0 | 0 | 0 | 0 | 0 | 0 | 0 | 0 | 0 | 0 | 0.27217 | 0 | 0 | 0 | 0 | 1.4472 | 0 | 0 | 0
10 | 301 | 13 | 66.2 | 1.6862 | 73.4175 | 0 | 2.5743 | 0.043075 | 0 | 69.2969 | 69.8248 | 69.8248 | -0.00054419 | -0.0012061 | -0.00014667 | 0 | 0 | 0.023354 | 0.0057912 | -8.0948e-05 | 0.010358 | 0.0024006 | -1.2185e-05 | -0.00043026 | -0.00015594 | 0.0030973 | 0.00065039 | 0 | 0 | 0 | 0 | 0 | 0 | 0 | 0 | 0 | 0 | 0 | 0.27191 | 0 | 0 | 0 | 0 | 1.4143 | 0 | 0 | 0
10 | 301 | 14 | 66.2 | 1.6052 | 73.4175 | 0 | 2.0706 | 0.036436 | 0 | 69.8248 | 70.2713 | 70.2713 | -0.00063696 | -0.0014117 | -0.00017167 | 0 | 0 | 0.020248 | 0.0048907 | -9.4871e-05 | 0.0089914 | 0.0022299 | -1.4261e-05 | -0.0005036 | -0.00021658 | 0.0025838 | 0.00054141 | 0 | 0 | 0 | 0 | 0 | 0 | 0 | 0 | 0 | 0 | 0 | 0.22382 | 0 | 0 | 0 | 0 | 1.3814 | 0 | 0 | 0
10 | 301 | 15 | 68 | 1.5722 | 73.4175 | 0 | 2.0706 | 0.027662 | 0 | 70.2713 | 70.6103 | 70.6103 | -0.00039912 | -0.00088458 | -0.00010757 | 0 | 0 | 0.015333 | 0.0033287 | -5.9316e-05 | 0.0058149 | 0.0018219 | -8.9364e-06 | -0.00031556 | -0.00011048 | 0.0026854 | 0.00056426 | 0 | 0 | 0 | 0 | 0 | 0 | 0 | 0 | 0 | 0 | 0 | 0.22366 | 0 | 0 | 0 | 0 | 1.3485 | 0 | 0 | 0
10 | 301 | 16 | 68 | 1.6378 | 73.4175 | 0 | 2.0706 | 0.018236 | 0 | 70.6103 | 70.8338 | 70.8338 | -0.00045869 | -0.0010166 | -0.00012363 | 0 | 0 | 0.0091268 | 0.002097 | -6.8527e-05 | 0.0041925 | 0.0017891 | -1.027e-05 | -0.00036266 | -0.00017865 | 0.0026854 | 0.00056426 | 0 | 0 | 0 | 0 | 0 | 0 | 0 | 0 | 0 | 0 | 0 | 0.22355 | 0 | 0 | 0 | 0 | 1.4143 | 0 | 0 | 0
10 | 301 | 17 | 66.2 | 1.9009 | 73.4175 | 0 | 2.0706 | 0.0067866 | 0 | 70.8338 | 70.917 | 70.917 | -0.00081426 | -0.0018047 | -0.00021946 | 0 | 0 | 0.0052568 | 0.00053954 | -0.00012234 | -0.00024701 | 0.00053058 | -1.8231e-05 | -0.00064378 | -0.00042149 | 0.0039265 | 0.00082442 | 0 | 0 | 0 | 0 | 0 | 0 | 0 | 0 | 0 | 0 | 0 | 0.22351 | 0 | 0 | 0 | 0 | 1.6774 | 0 | 0 | 0
10 | 301 | 18 | 62.6 | 2.4668 | 73.4175 | 0 | 3.5257 | -0.0082346 | 0 | 70.917 | 70.8161 | 70.8161 | -0.0014615 | -0.0032391 | -0.00039389 | 0 | 0 | 0.00096915 | 0.00013526 | -0.00021763 | -0.0043681 | -0.0021996 | -3.2723e-05 | -0.0011555 | -0.00050595 | 0.0042349 | 0.00088946 | 0 | 0 | 0 | 0 | 0 | 0 | 0 | 0 | 0 | 0 | 0 | 0.36186 | 0 | 0 | 0 | 0 | 2.105 | 0 | 0 | 0
10 | 301 | 19 | 60.8 | 2.434 | 73.4175 | 0 | 3.5257 | -0.0085324 | 0 | 70.8161 | 70.7115 | 70.7115 | -0.00176 | -0.0039008 | -0.00047436 | 0 | 0 | 0 | 0 | -0.00026394 | -0.0027002 | -0.0016383 | -3.9407e-05 | -0.0013915 | -0.00090897 | 0.0045452 | 0.0009545 | 0 | 0 | 0 | 0 | 0 | 0 | 0 | 0 | 0 | 0 | 0 | 0.36191 | 0 | 0 | 0 | 0 | 2.0721 | 0 | 0 | 0
10 | 301 | 20 | 59 | 2.3025 | 73.4175 | 0 | 3.5257 | -0.0078873 | 0 | 70.7115 | 70.6148 | 70.6148 | -0.002058 | -0.0045611 | -0.00055466 | 0 | 0 | 0 | 0 | -0.00030628 | -0.0031573 | -0.001915 | -4.6078e-05 | -0.0016271 | -0.00078893 | 0.0071272 | 0.0014959 | 0 | 0 | 0 | 0 | 0 | 0 | 0 | 0 | 0 | 0 | 0 | 0.36196 | 0 | 0 | 0 | 0 | 1.9405 | 0 | 0 | 0
10 | 301 | 21 | 59 | 2.2039 | 73.4175 | 0 | 3.5257 | -0.0076767 | 0 | 70.6148 | 70.5208 | 70.5208 | -0.002041 | -0.0045235 | -0.00055008 | 0 | 0 | 0 | 0 | -0.00030268 | -0.0031312 | -0.0018989 | -4.5698e-05 | -0.0016137 | -0.00069713 | 0.0071272 | 0.0014959 | 0 | 0 | 0 | 0 | 0 | 0 | 0 | 0 | 0 | 0 | 0 | 0.362 | 0 | 0 | 0 | 0 | 1.8419 | 0 | 0 | 0
10 | 301 | 22 | 55.4 | 2.0414 | 73.4175 | 0 | 2.8541 | -0.011935 | 0 | 70.5208 | 70.3745 | 70.3745 | -0.002657 | -0.0058889 | -0.00071612 | 0 | 0 | 0 | 0 | -0.00039505 | -0.0040764 | -0.0024724 | -5.9491e-05 | -0.0021007 | -0.0010099 | 0.0074411 | 0.0015609 | 0 | 0 | 0 | 0 | 0 | 0 | 0 | 0 | 0 | 0 | 0 | 0.29824 | 0 | 0 | 0 | 0 | 1.7432 | 0 | 0 | 0
10 | 301 | 23 | 55.4 | 1.7784 | 73.4175 | 0 | 2.8541 | -0.011961 | 0 | 70.3745 | 70.2279 | 70.2279 | -0.0026313 | -0.0058319 | -0.00070919 | 0 | 0 | 0 | 0 | -0.00039238 | -0.0040369 | -0.0024488 | -5.8916e-05 | -0.0020804 | -0.0012119 | 0.0074411 | 0.0015609 | 0 | 0 | 0 | 0 | 0 | 0 | 0 | 0 | 0 | 0 | 0 | 0.29831 | 0 | 0 | 0 | 0 | 1.4801 | 0 | 0 | 0
10 | 301 | 24 | 53.6 | 1.2893 | 73.4175 | 0 | 0.47569 | -0.014639 | 0 | 70.2279 | 70.0485 | 70.0485 | -0.0029219 | -0.0064759 | -0.0007875 | 0 | 0 | 0 | 0 | -0.00043404 | -0.0044827 | -0.0027187 | -6.5421e-05 | -0.0023101 | -0.0011578 | 0.0067153 | 0.0014098 | 0 | 0 | 0 | 0 | 0 | 0 | 0 | 0 | 0 | 0 | 0 | 0.072332 | 0 | 0 | 0 | 0 | 1.2169 | 0 | 0 | 0
10 | 302 | 1 | 55.4 | 0.99368 | 73.1791 | 0 | 0.47688 | -0.016689 | 0 | 70.0485 | 69.844 | 69.844 | -0.0025741 | -0.005705 | -0.00069375 | 0 | 0 | 0 | 0 | -0.00038145 | -0.0039491 | -0.0023948 | -5.7633e-05 | -0.0020351 | -0.00096519 | 0.0020667 | 0.00043418 | 0 | 0 | 0 | 0 | 0 | 0 | 0 | 0 | 0 | 0 | 0 | 0.072755 | 0 | 0 | 0 | 0 | 0.92093 | 0 | 0 | 0
10 | 302 | 2 | 57.2 | 0.92799 | 73.1791 | 0 | 0.47688 | -0.014165 | 0 | 69.844 | 69.6704 | 69.6704 | -0.0022218 | -0.0049243 | -0.00059882 | 0 | 0 | 0 | 0 | -0.00033008 | -0.0034087 | -0.0020674 | -4.9747e-05 | -0.0017566 | -0.00087397 | 0.0020667 | 0.00043418 | 0 | 0 | 0 | 0 | 0 | 0 | 0 | 0 | 0 | 0 | 0 | 0.072841 | 0 | 0 | 0 | 0 | 0.85515 | 0 | 0 | 0
10 | 302 | 3 | 57.2 | 0.89518 | 73.1791 | 0 | 0.47688 | -0.013938 | 0 | 69.6704 | 69.4996 | 69.4996 | -0.0021913 | -0.0048567 | -0.0005906 | 0 | 0 | 0 | 0 | -0.00032586 | -0.0033619 | -0.0020391 | -4.9064e-05 | -0.0017325 | -0.00085791 | 0.0020667 | 0.00043418 | 0 | 0 | 0 | 0 | 0 | 0 | 0 | 0 | 0 | 0 | 0 | 0.072925 | 0 | 0 | 0 | 0 | 0.82226 | 0 | 0 | 0
10 | 302 | 4 | 57.02 | 0.86237 | 73.1791 | 0 | 0.47688 | -0.013932 | 0 | 69.4996 | 69.3288 | 69.3288 | -0.0021929 | -0.0048603 | -0.00059103 | 0 | 0 | 0 | 0 | -0.00032596 | -0.0033643 | -0.0020405 | -4.91e-05 | -0.0017338 | -0.00084047 | 0.0020667 | 0.00043418 | 0 | 0 | 0 | 0 | 0 | 0 | 0 | 0 | 0 | 0 | 0 | 0.073009 | 0 | 0 | 0 | 0 | 0.78937 | 0 | 0 | 0
10 | 302 | 5 | 56.84 | 0.86246 | 73.1791 | 0 | 0.47688 | -0.013926 | 0 | 69.3288 | 69.1582 | 69.1582 | -0.0021946 | -0.0048639 | -0.00059147 | 0 | 0 | 0 | 0 | -0.00032604 | -0.0033668 | -0.002042 | -4.9136e-05 | -0.0017351 | -0.00082329 | 0.0020667 | 0.00043418 | 0 | 0 | 0 | 0 | 0 | 0 | 0 | 0 | 0 | 0 | 0 | 0.073093 | 0 | 0 | 0 | 0 | 0.78937 | 0 | 0 | 0
10 | 302 | 6 | 57.02 | 0.96924 | 73.1791 | 0 | 0.56103 | -0.012047 | 0 | 69.1582 | 69.0105 | 69.0105 | -0.0021329 | -0.0047273 | -0.00057486 | 0 | 0 | 0 | 0 | -0.00031647 | -0.0032723 | -0.0019845 | -4.7757e-05 | -0.0016864 | -0.00075772 | 0.0034529 | 0.00072422 | 0 | 0 | 0 | 0 | 0 | 0 | 0 | 0 | 0 | 0 | 0 | 0.081201 | 0 | 0 | 0 | 0 | 0.88804 | 0 | 0 | 0
10 | 302 | 7 | 57.2 | 1.5806 | 73.1791 | 0 | 4.2077 | -0.010719 | 0 | 69.0105 | 68.8792 | 68.8792 | -0.0020754 | -0.0045997 | -0.00055935 | 0 | 0 | 0 | 0 | -0.00030776 | -0.003184 | -0.0019309 | -4.6468e-05 | -0.0016409 | -0.00071341 | 0.0043383 | 0.00091055 | 0 | 0 | 0 | 0 | 0 | 0 | 0 | 0 | 0 | 0 | 0 | 0.42948 | 0 | 0 | 0 | 0 | 1.1512 | 0 | 0 | 0
10 | 302 | 8 | 55.4 | 1.778 | 73.1791 | 0 | 4.2077 | -0.0067211 | 0 | 68.8792 | 68.7968 | 68.7968 | -0.0023686 | -0.0052496 | -0.00063837 | 0 | 0 | 0.0010307 | 0.00023014 | -0.0003526 | -0.0031328 | -0.0020381 | -5.3033e-05 | -0.0018727 | -0.00095276 | 0.0086767 | 0.0018211 | 0 | 0 | 0 | 0 | 0 | 0 | 0 | 0 | 0 | 0 | 0 | 0.42952 | 0 | 0 | 0 | 0 | 1.3485 | 0 | 0 | 0
10 | 302 | 9 | 57.2 | 1.7574 | 73.1791 | 0 | 3.6467 | -0.0030404 | 0 | 68.7968 | 68.7595 | 68.7595 | -0.0020378 | -0.0045165 | -0.00054922 | 0 | 0 | 0.0034885 | 0.00077893 | -0.0002992 | -0.0014685 | -0.0013508 | -4.5627e-05 | -0.0016112 | -0.00049127 | 0.0050623 | 0.0010617 | 0 | 0 | 0 | 0 | 0 | 0 | 0 | 0 | 0 | 0 | 0 | 0.37597 | 0 | 0 | 0 | 0 | 1.3814 | 0 | 0 | 0
10 | 302 | 10 | 59 | 1.7902 | 73.1791 | 0 | 3.6467 | 0.0014084 | 0 | 68.7595 | 68.7768 | 68.7768 | -0.001715 | -0.0038009 | -0.00046221 | 0 | 0 | 0.0056687 | 0.0012658 | -0.000254 | 0.00018543 | -0.00063248 | -3.8398e-05 | -0.0013559 | -0.0005499 | 0.0030973 | 0.00065039 | 0 | 0 | 0 | 0 | 0 | 0 | 0 | 0 | 0 | 0 | 0 | 0.37596 | 0 | 0 | 0 | 0 | 1.4143 | 0 | 0 | 0
10 | 302 | 11 | 60.8 | 1.8231 | 73.1791 | 0 | 3.6467 | 0.0073102 | 0 | 68.7768 | 68.8664 | 68.8664 | -0.0014017 | -0.0031066 | -0.00037778 | 0 | 0 | 0.0072544 | 0.0016198 | -0.00020873 | 0.0015031 | -3.6909e-05 | -3.1384e-05 | -0.0011082 | -0.00054345 | 0.0030973 | 0.00065039 | 0 | 0 | 0 | 0 | 0 | 0 | 0 | 0 | 0 | 0 | 0 | 0.37591 | 0 | 0 | 0 | 0 | 1.4472 | 0 | 0 | 0
10 | 302 | 12 | 64.4 | 1.7211 | 73.1791 | 0 | 2.5807 | 0.025363 | 0 | 68.8664 | 69.1772 | 69.1772 | -0.00078484 | -0.0017395 | -0.00021153 | 0 | 0 | 0.014102 | 0.0033309 | -0.00011702 | 0.0052689 | 0.0014289 | -1.7573e-05 | -0.00062052 | -0.00027423 | 0.0041315 | 0.0008666 | 0 | 0 | 0 | 0 | 0 | 0 | 0 | 0 | 0 | 0 | 0 | 0.27398 | 0 | 0 | 0 | 0 | 1.4472 | 0 | 0 | 0
10 | 302 | 13 | 68 | 1.6881 | 73.1791 | 0 | 2.5807 | 0.0181 | 0 | 69.1772 | 69.399 | 69.399 | -0.00020686 | -0.00045848 | -5.5753e-05 | 0 | 0 | 0.0082851 | 0.0018499 | -3.0699e-05 | 0.0038895 | 0.0012931 | -4.6317e-06 | -0.00016355 | -4.5147e-05 | 0.0030973 | 0.00065039 | 0 | 0 | 0 | 0 | 0 | 0 | 0 | 0 | 0 | 0 | 0 | 0.27387 | 0 | 0 | 0 | 0 | 1.4143 | 0 | 0 | 0
10 | 302 | 14 | 68 | 1.6068 | 73.1791 | 0 | 2.0758 | 0.046056 | 0 | 69.399 | 69.9635 | 69.9635 | -0.00024584 | -0.00054486 | -6.6258e-05 | 0 | 0 | 0.023494 | 0.0055818 | -3.661e-05 | 0.011642 | 0.0033844 | -5.5044e-06 | -0.00019437 | -7.7403e-05 | 0.0025838 | 0.00054141 | 0 | 0 | 0 | 0 | 0 | 0 | 0 | 0 | 0 | 0 | 0 | 0.22538 | 0 | 0 | 0 | 0 | 1.3814 | 0 | 0 | 0
10 | 302 | 15 | 69.8 | 1.5737 | 73.1791 | 0 | 2.0758 | 0.031624 | 0 | 69.9635 | 70.351 | 70.351 | -2.8725e-05 | -6.3664e-05 | -7.7418e-06 | 0 | 0 | 0.015685 | 0.0033503 | -4.2811e-06 | 0.0069827 | 0.0024929 | -6.4315e-07 | -2.2711e-05 | -8.6352e-06 | 0.0026854 | 0.00056426 | 0 | 0 | 0 | 0 | 0 | 0 | 0 | 0 | 0 | 0 | 0 | 0.22519 | 0 | 0 | 0 | 0 | 1.3485 | 0 | 0 | 0
10 | 302 | 16 | 69.8 | 1.6394 | 73.1791 | 0 | 2.0758 | 0.011666 | 0 | 70.351 | 70.494 | 70.494 | -9.6827e-05 | -0.0002146 | -2.6097e-05 | 0 | 0 | 0.0046537 | 0.0010613 | -1.4418e-05 | 0.0022072 | 0.00095421 | -2.168e-06 | -7.6554e-05 | -2.9542e-05 | 0.0026854 | 0.00056426 | 0 | 0 | 0 | 0 | 0 | 0 | 0 | 0 | 0 | 0 | 0 | 0.22512 | 0 | 0 | 0 | 0 | 1.4143 | 0 | 0 | 0
10 | 302 | 17 | 69.8 | 1.9025 | 73.1791 | 0 | 2.0758 | 0.0095359 | 0 | 70.494 | 70.6109 | 70.6109 | -0.00012195 | -0.00027028 | -3.2867e-05 | 0 | 0 | 0.0037284 | 0.0006733 | -1.8159e-05 | 0.00064501 | 0.00031814 | -2.7305e-06 | -9.6417e-05 | -3.7408e-05 | 0.0039265 | 0.00082442 | 0 | 0 | 0 | 0 | 0 | 0 | 0 | 0 | 0 | 0 | 0 | 0.22506 | 0 | 0 | 0 | 0 | 1.6774 | 0 | 0 | 0
10 | 302 | 18 | 68 | 2.4693 | 73.1791 | 0 | 3.5345 | 0.0011389 | 0 | 70.6109 | 70.6248 | 70.6248 | -0.00045878 | -0.0010168 | -0.00012365 | 0 | 0 | 0.00045468 | 9.8978e-05 | -6.7856e-05 | -0.00094026 | -0.00058 | -1.0272e-05 | -0.00036273 | -8.9347e-05 | 0.0042349 | 0.00088946 | 0 | 0 | 0 | 0 | 0 | 0 | 0 | 0 | 0 | 0 | 0 | 0.36434 | 0 | 0 | 0 | 0 | 2.105 | 0 | 0 | 0
10 | 302 | 19 | 66.2 | 2.4364 | 73.1791 | 0 | 3.5345 | -0.0010297 | 0 | 70.6248 | 70.6122 | 70.6122 | -0.00077754 | -0.0017233 | -0.00020956 | 0 | 0 | 0 | 0 | -0.00011534 | -0.0011929 | -0.00072342 | -1.7409e-05 | -0.00061474 | -0.00020074 | 0.0045452 | 0.0009545 | 0 | 0 | 0 | 0 | 0 | 0 | 0 | 0 | 0 | 0 | 0 | 0.36435 | 0 | 0 | 0 | 0 | 2.0721 | 0 | 0 | 0
10 | 302 | 20 | 66.2 | 2.3049 | 73.1791 | 0 | 3.5345 | 0.001534 | 0 | 70.6122 | 70.631 | 70.631 | -0.00077532 | -0.0017184 | -0.00020896 | 0 | 0 | 0 | 0 | -0.00011519 | -0.0011895 | -0.00072142 | -1.7359e-05 | -0.00061299 | -0.00023406 | 0.0071272 | 0.0014959 | 0 | 0 | 0 | 0 | 0 | 0 | 0 | 0 | 0 | 0 | 0 | 0.36434 | 0 | 0 | 0 | 0 | 1.9405 | 0 | 0 | 0
10 | 302 | 21 | 64.4 | 2.2062 | 73.1791 | 0 | 3.5345 | -0.00079466 | 0 | 70.631 | 70.6213 | 70.6213 | -0.0010949 | -0.0024267 | -0.0002951 | 0 | 0 | 0 | 0 | -0.00016287 | -0.0016798 | -0.0010189 | -2.4515e-05 | -0.00086568 | -0.00035338 | 0.0071272 | 0.0014959 | 0 | 0 | 0 | 0 | 0 | 0 | 0 | 0 | 0 | 0 | 0 | 0.36434 | 0 | 0 | 0 | 0 | 1.8419 | 0 | 0 | 0
10 | 302 | 22 | 64.4 | 2.0432 | 73.1791 | 0 | 2.8613 | -0.00058394 | 0 | 70.6213 | 70.6141 | 70.6141 | -0.0010932 | -0.0024229 | -0.00029464 | 0 | 0 | 0 | 0 | -0.00016338 | -0.0016772 | -0.0010175 | -2.4477e-05 | -0.00086433 | -0.00046741 | 0.0074411 | 0.0015609 | 0 | 0 | 0 | 0 | 0 | 0 | 0 | 0 | 0 | 0 | 0 | 0.30006 | 0 | 0 | 0 | 0 | 1.7432 | 0 | 0 | 0
10 | 302 | 23 | 64.4 | 1.7801 | 73.1791 | 0 | 2.8613 | -0.00041133 | 0 | 70.6141 | 70.6091 | 70.6091 | -0.001092 | -0.0024201 | -0.0002943 | 0 | 0 | 0 | 0 | -0.00016182 | -0.0016752 | -0.0010159 | -2.4449e-05 | -0.00086333 | -0.00030524 | 0.0074411 | 0.0015609 | 0 | 0 | 0 | 0 | 0 | 0 | 0 | 0 | 0 | 0 | 0 | 0.30006 | 0 | 0 | 0 | 0 | 1.4801 | 0 | 0 | 0
10 | 302 | 24 | 62.6 | 1.2893 | 73.1791 | 0 | 0.47688 | -0.0035597 | 0 | 70.6091 | 70.5654 | 70.5654 | -0.0014074 | -0.0031192 | -0.00037931 | 0 | 0 | 0 | 0 | -0.00020991 | -0.0021591 | -0.0013098 | -3.1511e-05 | -0.0011127 | -0.00054613 | 0.0067153 | 0.0014098 | 0 | 0 | 0 | 0 | 0 | 0 | 0 | 0 | 0 | 0 | 0 | 0.0724 | 0 | 0 | 0 | 0 | 1.2169 | 0 | 0 | 0
10 | 303 | 1 | 62.6 | 0.9937 | 72.9407 | 0 | 0.47806 | -0.0080275 | 0 | 70.5654 | 70.4671 | 70.4671 | -0.0013997 | -0.0031022 | -0.00037724 | 0 | 0 | 0 | 0 | -0.00020748 | -0.0021474 | -0.0013023 | -3.1339e-05 | -0.0011066 | -0.00041996 | 0.0020667 | 0.00043418 | 0 | 0 | 0 | 0 | 0 | 0 | 0 | 0 | 0 | 0 | 0 | 0.072771 | 0 | 0 | 0 | 0 | 0.92093 | 0 | 0 | 0
10 | 303 | 2 | 62.6 | 0.92797 | 72.9407 | 0 | 0.47806 | -0.0081048 | 0 | 70.4671 | 70.3677 | 70.3677 | -0.0013824 | -0.0030639 | -0.00037258 | 0 | 0 | 0 | 0 | -0.00020663 | -0.0021209 | -0.0012867 | -3.0952e-05 | -0.001093 | -0.00061452 | 0.0020667 | 0.00043418 | 0 | 0 | 0 | 0 | 0 | 0 | 0 | 0 | 0 | 0 | 0 | 0.07282 | 0 | 0 | 0 | 0 | 0.85515 | 0 | 0 | 0
10 | 303 | 3 | 62.6 | 0.89512 | 72.9407 | 0 | 0.47806 | -0.0077739 | 0 | 70.3677 | 70.2725 | 70.2725 | -0.001365 | -0.0030252 | -0.00036788 | 0 | 0 | 0 | 0 | -0.00020232 | -0.0020941 | -0.0012699 | -3.0562e-05 | -0.0010792 | -0.0004064 | 0.0020667 | 0.00043418 | 0 | 0 | 0 | 0 | 0 | 0 | 0 | 0 | 0 | 0 | 0 | 0.072867 | 0 | 0 | 0 | 0 | 0.82226 | 0 | 0 | 0
10 | 303 | 4 | 62.6 | 0.86228 | 72.9407 | 0 | 0.47806 | -0.0077095 | 0 | 70.2725 | 70.178 | 70.178 | -0.0013482 | -0.0029881 | -0.00036337 | 0 | 0 | 0 | 0 | -0.00020038 | -0.0020684 | -0.0012545 | -3.0187e-05 | -0.0010659 | -0.00045705 | 0.0020667 | 0.00043418 | 0 | 0 | 0 | 0 | 0 | 0 | 0 | 0 | 0 | 0 | 0 | 0.072913 | 0 | 0 | 0 | 0 | 0.78937 | 0 | 0 | 0
10 | 303 | 5 | 62.6 | 0.86232 | 72.9407 | 0 | 0.47806 | -0.0075305 | 0 | 70.178 | 70.0857 | 70.0857 | -0.0013316 | -0.0029513 | -0.00035889 | 0 | 0 | 0 | 0 | -0.00019738 | -0.0020429 | -0.0012389 | -2.9815e-05 | -0.0010528 | -0.00039354 | 0.0020667 | 0.00043418 | 0 | 0 | 0 | 0 | 0 | 0 | 0 | 0 | 0 | 0 | 0 | 0.072959 | 0 | 0 | 0 | 0 | 0.78937 | 0 | 0 | 0
10 | 303 | 6 | 64.4 | 0.96911 | 72.9407 | 0 | 0.56242 | -0.0036851 | 0 | 70.0857 | 70.0405 | 70.0405 | -0.0009991 | -0.0022143 | -0.00026927 | 0 | 0 | 0 | 0 | -0.00014759 | -0.0015328 | -0.00092942 | -2.237e-05 | -0.00078992 | -0.00023325 | 0.0034529 | 0.00072422 | 0 | 0 | 0 | 0 | 0 | 0 | 0 | 0 | 0 | 0 | 0 | 0.081074 | 0 | 0 | 0 | 0 | 0.88804 | 0 | 0 | 0
10 | 303 | 7 | 64.4 | 1.5829 | 72.9407 | 0 | 4.2181 | -0.0027825 | 0 | 70.0405 | 70.0064 | 70.0064 | -0.00099116 | -0.0021967 | -0.00026714 | 0 | 0 | 0 | 0 | -0.00014688 | -0.0015206 | -0.00092216 | -2.2192e-05 | -0.00078364 | -0.00027032 | 0.0043383 | 0.00091055 | 0 | 0 | 0 | 0 | 0 | 0 | 0 | 0 | 0 | 0 | 0 | 0.43178 | 0 | 0 | 0 | 0 | 1.1512 | 0 | 0 | 0
10 | 303 | 8 | 64.4 | 1.7803 | 72.9407 | 0 | 4.2181 | 0.003172 | 0 | 70.0064 | 70.0453 | 70.0453 | -0.00098517 | -0.0021835 | -0.00026552 | 0 | 0 | 0.00087211 | 0.00019473 | -0.00014677 | -0.0010693 | -0.00076372 | -2.2058e-05 | -0.00077891 | -0.00035662 | 0.0086767 | 0.0018211 | 0 | 0 | 0 | 0 | 0 | 0 | 0 | 0 | 0 | 0 | 0 | 0.43176 | 0 | 0 | 0 | 0 | 1.3485 | 0 | 0 | 0
10 | 303 | 9 | 66.2 | 1.7592 | 72.9407 | 0 | 3.6557 | 0.0043082 | 0 | 70.0453 | 70.0981 | 70.0981 | -0.0006757 | -0.0014976 | -0.00018211 | 0 | 0 | 0.0021803 | 0.00048683 | -0.00010097 | 8.8928e-05 | -0.0002324 | -1.5129e-05 | -0.00053423 | -0.00027206 | 0.0050623 | 0.0010617 | 0 | 0 | 0 | 0 | 0 | 0 | 0 | 0 | 0 | 0 | 0 | 0.37778 | 0 | 0 | 0 | 0 | 1.3814 | 0 | 0 | 0
10 | 303 | 10 | 68 | 1.792 | 72.9407 | 0 | 3.6557 | 0.0095419 | 0 | 70.0981 | 70.215 | 70.215 | -0.00036868 | -0.00081712 | -9.9366e-05 | 0 | 0 | 0.0044002 | 0.00098251 | -5.4935e-05 | 0.0017071 | 0.00046329 | -8.2548e-06 | -0.00029149 | -0.00011902 | 0.0030973 | 0.00065039 | 0 | 0 | 0 | 0 | 0 | 0 | 0 | 0 | 0 | 0 | 0 | 0.37772 | 0 | 0 | 0 | 0 | 1.4143 | 0 | 0 | 0
10 | 303 | 11 | 69.8 | 1.8248 | 72.9407 | 0 | 3.6557 | 0.014345 | 0 | 70.215 | 70.3908 | 70.3908 | -7.2931e-05 | -0.00016164 | -1.9656e-05 | 0 | 0 | 0.0057877 | 0.0012923 | -1.0841e-05 | 0.0028677 | 0.00099223 | -1.6329e-06 | -5.7661e-05 | -1.8567e-05 | 0.0030973 | 0.00065039 | 0 | 0 | 0 | 0 | 0 | 0 | 0 | 0 | 0 | 0 | 0 | 0.37764 | 0 | 0 | 0 | 0 | 1.4472 | 0 | 0 | 0
10 | 303 | 12 | 71.6 | 1.7222 | 72.9407 | 0 | 2.5871 | 0.021512 | 0 | 70.3908 | 70.6545 | 70.6545 | 0.00021248 | 0.00047092 | 5.7266e-05 | 0 | 0 | 0.007849 | 0.0017526 | 3.1919e-05 | 0.0042776 | 0.0015868 | 4.7574e-06 | 0.00016799 | 0.00010286 | 0.0041315 | 0.0008666 | 0 | 0 | 0 | 0 | 0 | 0 | 0 | 0 | 0 | 0 | 0 | 0.275 | 0 | 0 | 0 | 0 | 1.4472 | 0 | 0 | 0
10 | 303 | 13 | 75.2 | 1.6891 | 72.9407 | 0 | 2.5871 | 0.024669 | 0 | 70.6545 | 70.9568 | 70.9568 | 0.00079875 | 0.0017703 | 0.00021528 | 0 | 0 | 0.0079679 | 0.0017791 | 0.00011891 | 0.0052238 | 0.0021551 | 1.7884e-05 | 0.00063152 | 0.00024236 | 0.0030973 | 0.00065039 | 0 | 0 | 0 | 0 | 0 | 0 | 0 | 0 | 0 | 0 | 0 | 0.27485 | 0 | 0 | 0 | 0 | 1.4143 | 0 | 0 | 0
10 | 303 | 14 | 75.2 | 1.6075 | 72.9407 | 0 | 2.081 | 0.026942 | 0 | 70.9568 | 71.287 | 71.287 | 0.00074562 | 0.0016525 | 0.00020096 | 0 | 0 | 0.0098975 | 0.0022927 | 0.00011142 | 0.0056842 | 0.0023227 | 1.6695e-05 | 0.00058951 | 0.00030335 | 0.0025838 | 0.00054141 | 0 | 0 | 0 | 0 | 0 | 0 | 0 | 0 | 0 | 0 | 0 | 0.22613 | 0 | 0 | 0 | 0 | 1.3814 | 0 | 0 | 0
10 | 303 | 15 | 75.2 | 1.5744 | 72.9407 | 0 | 2.081 | 0.03118 | 0 | 71.287 | 71.6691 | 71.6691 | 0.0006876 | 0.001524 | 0.00018532 | 0 | 0 | 0.012679 | 0.0026853 | 0.00010349 | 0.0065059 | 0.0026115 | 1.5396e-05 | 0.00054364 | 0.00038993 | 0.0026854 | 0.00056426 | 0 | 0 | 0 | 0 | 0 | 0 | 0 | 0 | 0 | 0 | 0 | 0.22595 | 0 | 0 | 0 | 0 | 1.3485 | 0 | 0 | 0
10 | 303 | 16 | 75.2 | 1.6401 | 72.9407 | 0 | 2.081 | 0.025795 | 0 | 71.6691 | 71.9852 | 71.9852 | 0.00062046 | 0.0013751 | 0.00016722 | 0 | 0 | 0.0089517 | 0.0019815 | 9.3383e-05 | 0.0057453 | 0.0027565 | 1.3892e-05 | 0.00049055 | 0.00034964 | 0.0026854 | 0.00056426 | 0 | 0 | 0 | 0 | 0 | 0 | 0 | 0 | 0 | 0 | 0 | 0.22579 | 0 | 0 | 0 | 0 | 1.4143 | 0 | 0 | 0
10 | 303 | 17 | 75.2 | 1.9031 | 72.9407 | 0 | 2.081 | 0.017188 | 0 | 71.9852 | 72.1958 | 72.1958 | 0.00056491 | 0.001252 | 0.00015225 | 0 | 0 | 0.0048026 | 0.00082136 | 8.502e-05 | 0.0025048 | 0.0014777 | 1.2648e-05 | 0.00044663 | 0.00031667 | 0.0039265 | 0.00082442 | 0 | 0 | 0 | 0 | 0 | 0 | 0 | 0 | 0 | 0 | 0 | 0.22569 | 0 | 0 | 0 | 0 | 1.6774 | 0 | 0 | 0
10 | 303 | 18 | 73.4 | 2.4709 | 72.9407 | 0 | 3.5432 | 0.0056762 | 0 | 72.1958 | 72.2654 | 72.2654 | 0.0002116 | 0.00046896 | 5.7029e-05 | 0 | 0 | 0.00041804 | 9.3173e-05 | 3.1365e-05 | -0.00056664 | -0.00037994 | 4.7376e-06 | 0.00016729 | 4.6251e-05 | 0.0042349 | 0.00088946 | 0 | 0 | 0 | 0 | 0 | 0 | 0 | 0 | 0 | 0 | 0 | 0.36594 | 0 | 0 | 0 | 0 | 2.105 | 0 | 0 | 0
10 | 303 | 19 | 71.6 | 2.438 | 72.9407 | 0 | 3.5432 | 0.0036874 | 0 | 72.2654 | 72.3106 | 72.3106 | -0.00011693 | -0.00025915 | -3.1514e-05 | 0 | 0 | 0 | 0 | -1.7522e-05 | -0.00017939 | -0.00010884 | -2.618e-06 | -9.2447e-05 | -4.9412e-05 | 0.0045452 | 0.0009545 | 0 | 0 | 0 | 0 | 0 | 0 | 0 | 0 | 0 | 0 | 0 | 0.36591 | 0 | 0 | 0 | 0 | 2.0721 | 0 | 0 | 0
10 | 303 | 20 | 71.6 | 2.3064 | 72.9407 | 0 | 3.5432 | 0.006211 | 0 | 72.3106 | 72.3867 | 72.3867 | -0.00012487 | -0.00027675 | -3.3654e-05 | 0 | 0 | 0 | 0 | -1.87e-05 | -0.00019157 | -0.00011623 | -2.7958e-06 | -9.8725e-05 | -5.2827e-05 | 0.0071272 | 0.0014959 | 0 | 0 | 0 | 0 | 0 | 0 | 0 | 0 | 0 | 0 | 0 | 0.36588 | 0 | 0 | 0 | 0 | 1.9405 | 0 | 0 | 0
10 | 303 | 21 | 71.6 | 2.2077 | 72.9407 | 0 | 3.5432 | 0.0061128 | 0 | 72.3867 | 72.4616 | 72.4616 | -0.00013824 | -0.00030639 | -3.7259e-05 | 0 | 0 | 0 | 0 | -2.0703e-05 | -0.00021209 | -0.00012868 | -3.0953e-06 | -0.0001093 | -5.8595e-05 | 0.0071272 | 0.0014959 | 0 | 0 | 0 | 0 | 0 | 0 | 0 | 0 | 0 | 0 | 0 | 0.36584 | 0 | 0 | 0 | 0 | 1.8419 | 0 | 0 | 0
10 | 303 | 22 | 71.6 | 2.0442 | 72.9407 | 0 | 2.8683 | 0.0063036 | 0 | 72.4616 | 72.5389 | 72.5389 | -0.00015141 | -0.00033557 | -4.0807e-05 | 0 | 0 | 0 | 0 | -2.2836e-05 | -0.00023229 | -0.00014098 | -3.39e-06 | -0.00011971 | -9.0474e-05 | 0.0074411 | 0.0015609 | 0 | 0 | 0 | 0 | 0 | 0 | 0 | 0 | 0 | 0 | 0 | 0.30106 | 0 | 0 | 0 | 0 | 1.7432 | 0 | 0 | 0
10 | 303 | 23 | 69.8 | 1.7811 | 72.9407 | 0 | 2.8683 | 0.0038731 | 0 | 72.5389 | 72.5864 | 72.5864 | -0.00048128 | -0.0010667 | -0.00012971 | 0 | 0 | 0 | 0 | -7.2305e-05 | -0.00073837 | -0.00044805 | -1.0776e-05 | -0.00038052 | -0.00024025 | 0.0074411 | 0.0015609 | 0 | 0 | 0 | 0 | 0 | 0 | 0 | 0 | 0 | 0 | 0 | 0.30103 | 0 | 0 | 0 | 0 | 1.4801 | 0 | 0 | 0
10 | 303 | 24 | 69.8 | 1.2886 | 72.9407 | 0 | 0.47806 | 0.0030853 | 0 | 72.5864 | 72.6242 | 72.6242 | -0.00048962 | -0.0010852 | -0.00013196 | 0 | 0 | 0 | 0 | -7.3513e-05 | -0.00075116 | -0.0004558 | -1.0963e-05 | -0.00038711 | -0.00024464 | 0.0067153 | 0.0014098 | 0 | 0 | 0 | 0 | 0 | 0 | 0 | 0 | 0 | 0 | 0 | 0.071708 | 0 | 0 | 0 | 0 | 1.2169 | 0 | 0 | 0
10 | 304 | 1 | 71.6 | 0.99295 | 72.7026 | 0 | 0.47922 | 0.00076671 | 0 | 72.6242 | 72.6336 | 72.6336 | -0.00017997 | -0.00039887 | -4.8504e-05 | 0 | 0 | 0 | 0 | -2.6819e-05 | -0.0002761 | -0.00016748 | -4.0295e-06 | -0.00014229 | -5.5889e-05 | 0.0020667 | 0.00043418 | 0 | 0 | 0 | 0 | 0 | 0 | 0 | 0 | 0 | 0 | 0 | 0.072026 | 0 | 0 | 0 | 0 | 0.92093 | 0 | 0 | 0
10 | 304 | 2 | 71.6 | 0.92717 | 72.7026 | 0 | 0.47922 | 0.00078689 | 0 | 72.6336 | 72.6432 | 72.6432 | -0.00018162 | -0.00040253 | -4.8949e-05 | 0 | 0 | 0 | 0 | -2.6739e-05 | -0.00027863 | -0.00016893 | -4.0665e-06 | -0.00014359 | -2.4709e-05 | 0.0020667 | 0.00043418 | 0 | 0 | 0 | 0 | 0 | 0 | 0 | 0 | 0 | 0 | 0 | 0.072021 | 0 | 0 | 0 | 0 | 0.85515 | 0 | 0 | 0
10 | 304 | 3 | 71.6 | 0.89427 | 72.7026 | 0 | 0.47922 | 0.00075154 | 0 | 72.6432 | 72.6524 | 72.6524 | -0.00018331 | -0.00040628 | -4.9406e-05 | 0 | 0 | 0 | 0 | -2.7224e-05 | -0.00028123 | -0.00017057 | -4.1044e-06 | -0.00014493 | -4.8057e-05 | 0.0020667 | 0.00043418 | 0 | 0 | 0 | 0 | 0 | 0 | 0 | 0 | 0 | 0 | 0 | 0.072017 | 0 | 0 | 0 | 0 | 0.82226 | 0 | 0 | 0
10 | 304 | 4 | 71.6 | 0.86138 | 72.7026 | 0 | 0.47922 | 0.00074843 | 0 | 72.6524 | 72.6616 | 72.6616 | -0.00018493 | -0.00040987 | -4.9842e-05 | 0 | 0 | 0 | 0 | -2.7388e-05 | -0.00028372 | -0.00017205 | -4.1406e-06 | -0.00014621 | -4.0071e-05 | 0.0020667 | 0.00043418 | 0 | 0 | 0 | 0 | 0 | 0 | 0 | 0 | 0 | 0 | 0 | 0.072012 | 0 | 0 | 0 | 0 | 0.78937 | 0 | 0 | 0
10 | 304 | 5 | 68 | 0.8614 | 72.7026 | 0 | 0.47922 | -0.0037455 | 0 | 72.6616 | 72.6157 | 72.6157 | -0.00081914 | -0.0018155 | -0.00022077 | 0 | 0 | 0 | 0 | -0.00012105 | -0.0012567 | -0.00076202 | -1.8341e-05 | -0.00064764 | -0.00015098 | 0.0020667 | 0.00043418 | 0 | 0 | 0 | 0 | 0 | 0 | 0 | 0 | 0 | 0 | 0 | 0.072035 | 0 | 0 | 0 | 0 | 0.78937 | 0 | 0 | 0
10 | 304 | 6 | 68 | 0.96824 | 72.7026 | 0 | 0.56379 | -0.0022746 | 0 | 72.6157 | 72.5878 | 72.5878 | -0.00081108 | -0.0017976 | -0.0002186 | 0 | 0 | 0 | 0 | -0.00011915 | -0.0012443 | -0.00075432 | -1.816e-05 | -0.00064126 | -0.00012297 | 0.0034529 | 0.00072422 | 0 | 0 | 0 | 0 | 0 | 0 | 0 | 0 | 0 | 0 | 0 | 0.080199 | 0 | 0 | 0 | 0 | 0.88804 | 0 | 0 | 0
10 | 304 | 7 | 66.2 | 1.5846 | 72.7026 | 0 | 4.2285 | -0.0046992 | 0 | 72.5878 | 72.5302 | 72.5302 | -0.0011225 | -0.0024878 | -0.00030253 | 0 | 0 | 0.0001227 | 1.1193e-05 | -0.00016485 | -0.0025264 | -0.0014881 | -2.5132e-05 | -0.00088747 | -0.00016665 | 0.0043383 | 0.00091055 | 0 | 0 | 0 | 0 | 0 | 0 | 0 | 0 | 0 | 0 | 0 | 0.4334 | 0 | 0 | 0 | 0 | 1.1512 | 0 | 0 | 0
10 | 304 | 8 | 66.2 | 1.7818 | 72.7026 | 0 | 4.2285 | 0.011306 | 0 | 72.5302 | 72.6688 | 72.6688 | -0.0011124 | -0.0024653 | -0.0002998 | 0 | 0 | 0.0061344 | 0.00098513 | -0.00016164 | -0.001552 | 0.00029053 | -2.4906e-05 | -0.00087946 | -0.00010623 | 0.0086767 | 0.0018211 | 0 | 0 | 0 | 0 | 0 | 0 | 0 | 0 | 0 | 0 | 0 | 0.43333 | 0 | 0 | 0 | 0 | 1.3485 | 0 | 0 | 0
10 | 304 | 9 | 68 | 1.7602 | 72.7026 | 0 | 3.6647 | 0.028385 | 0 | 72.6688 | 73.0166 | 73.0166 | -0.0008204 | -0.0018183 | -0.00022111 | 0 | 0 | 0.018676 | 0.0029601 | -0.00012085 | 0.0027612 | 0.0016635 | -1.8369e-05 | -0.00064864 | -0.00015129 | 0.0050623 | 0.0010617 | 0 | 0 | 0 | 0 | 0 | 0 | 0 | 0 | 0 | 0 | 0 | 0.37883 | 0 | 0 | 0 | 0 | 1.3814 | 0 | 0 | 0
10 | 304 | 10 | 69.8 | 1.7929 | 72.7026 | 0 | 3.6647 | 0.03833 | 0 | 73.0166 | 73.4864 | 73.4864 | -0.00056523 | -0.0012527 | -0.00015234 | 0 | 0 | 0.023411 | 0.0048155 | -8.3055e-05 | 0.0067425 | 0.0022006 | -1.2656e-05 | -0.00044689 | -7.4972e-05 | 0.0030973 | 0.00065039 | 0 | 0 | 0 | 0 | 0 | 0 | 0 | 0 | 0 | 0 | 0 | 0.3786 | 0 | 0 | 0 | 0 | 1.4143 | 0 | 0 | 0
10 | 304 | 11 | 71.6 | 1.8255 | 72.7026 | 0 | 3.6647 | 0.046118 | 0 | 73.4864 | 74.0516 | 74.0516 | -0.00033148 | -0.00073466 | -8.9339e-05 | 0 | 0 | 0.025772 | 0.0060864 | -4.8722e-05 | 0.0097601 | 0.0022637 | -7.4218e-06 | -0.00026208 | -3.7865e-05 | 0.0030973 | 0.00065039 | 0 | 0 | 0 | 0 | 0 | 0 | 0 | 0 | 0 | 0 | 0 | 0.37832 | 0 | 0 | 0 | 0 | 1.4472 | 0 | 0 | 0
10 | 304 | 12 | 75.2 | 1.7219 | 72.7026 | 0 | 2.5934 | 0.053173 | 0 | 74.0516 | 74.7032 | 74.7032 | 0.00020181 | 0.00044727 | 5.439e-05 | 0 | 0 | 0.026288 | 0.0066437 | 2.9807e-05 | 0.012067 | 0.0022515 | 4.5184e-06 | 0.00015955 | 2.7772e-05 | 0.0041315 | 0.0008666 | 0 | 0 | 0 | 0 | 0 | 0 | 0 | 0 | 0 | 0 | 0 | 0.27477 | 0 | 0 | 0 | 0 | 1.4472 | 0 | 0 | 0
10 | 304 | 13 | 78.8 | 1.6887 | 72.7026 | 0 | 2.5934 | 0.055558 | 0 | 74.7032 | 75.3841 | 75.3841 | 0.00071989 | 0.0015955 | 0.00019402 | 0 | 0 | 0.025888 | 0.0064878 | 0.00010589 | 0.012985 | 0.0031646 | 1.6119e-05 | 0.00056917 | 8.4291e-05 | 0.0030973 | 0.00065039 | 0 | 0 | 0 | 0 | 0 | 0 | 0 | 0 | 0 | 0 | 0 | 0.27443 | 0 | 0 | 0 | 0 | 1.4143 | 0 | 0 | 0
10 | 304 | 14 | 80.6 | 1.6066 | 72.7026 | 0 | 2.086 | 0.052448 | 0 | 75.3841 | 76.0268 | 76.0268 | 0.00091655 | 0.0020314 | 0.00024703 | 0 | 0 | 0.023884 | 0.0056041 | 0.00013372 | 0.012014 | 0.0036745 | 2.0522e-05 | 0.00072465 | 7.2823e-05 | 0.0025838 | 0.00054141 | 0 | 0 | 0 | 0 | 0 | 0 | 0 | 0 | 0 | 0 | 0 | 0.22522 | 0 | 0 | 0 | 0 | 1.3814 | 0 | 0 | 0
10 | 304 | 15 | 82.4 | 1.5734 | 72.7026 | 0 | 2.086 | 0.046929 | 0 | 76.0268 | 76.602 | 76.602 | 0.0011199 | 0.0024821 | 0.00030183 | 0 | 0 | 0.020386 | 0.0040501 | 0.00016533 | 0.010071 | 0.0039617 | 2.5075e-05 | 0.00088543 | 0.000231 | 0.0026854 | 0.00056426 | 0 | 0 | 0 | 0 | 0 | 0 | 0 | 0 | 0 | 0 | 0 | 0.22493 | 0 | 0 | 0 | 0 | 1.3485 | 0 | 0 | 0
10 | 304 | 16 | 82.4 | 1.639 | 72.7026 | 0 | 2.086 | 0.029489 | 0 | 76.602 | 76.9634 | 76.9634 | 0.0010188 | 0.0022581 | 0.00027459 | 0 | 0 | 0.0094503 | 0.0020768 | 0.00015016 | 0.0065357 | 0.0034437 | 2.2812e-05 | 0.00080553 | 0.0002027 | 0.0026854 | 0.00056426 | 0 | 0 | 0 | 0 | 0 | 0 | 0 | 0 | 0 | 0 | 0 | 0.22476 | 0 | 0 | 0 | 0 | 1.4143 | 0 | 0 | 0
10 | 304 | 17 | 82.4 | 1.902 | 72.7026 | 0 | 2.086 | 0.01968 | 0 | 76.9634 | 77.2045 | 77.2045 | 0.00095533 | 0.0021173 | 0.00025748 | 0 | 0 | 0.0053534 | 0.00045402 | 0.00014038 | 0.0023904 | 0.0023284 | 2.139e-05 | 0.00075532 | 0.00015531 | 0.0039265 | 0.00082442 | 0 | 0 | 0 | 0 | 0 | 0 | 0 | 0 | 0 | 0 | 0 | 0.22464 | 0 | 0 | 0 | 0 | 1.6774 | 0 | 0 | 0
10 | 304 | 18 | 77 | 2.4709 | 72.7026 | 0 | 3.5519 | 0.0022898 | 0 | 77.2045 | 77.2326 | 77.2326 | -3.5942e-05 | -7.966e-05 | -9.6871e-06 | 0 | 0 | 0.00097713 | 0.00012739 | -5.2907e-06 | -0.0021495 | -0.00073809 | -8.0475e-07 | -2.8417e-05 | -2.197e-06 | 0.0042349 | 0.00088946 | 0 | 0 | 0 | 0 | 0 | 0 | 0 | 0 | 0 | 0 | 0 | 0.36591 | 0 | 0 | 0 | 0 | 2.105 | 0 | 0 | 0
10 | 304 | 19 | 75.2 | 2.438 | 72.7026 | 0 | 3.5519 | 0.0020355 | 0 | 77.2326 | 77.2575 | 77.2575 | -0.00035717 | -0.00079161 | -9.6264e-05 | 0 | 0 | 0 | 0 | -5.2538e-05 | -0.00054796 | -0.00033219 | -7.9971e-06 | -0.00028239 | -4.153e-05 | 0.0045452 | 0.0009545 | 0 | 0 | 0 | 0 | 0 | 0 | 0 | 0 | 0 | 0 | 0 | 0.3659 | 0 | 0 | 0 | 0 | 2.0721 | 0 | 0 | 0
10 | 304 | 20 | 69.8 | 2.3064 | 72.7026 | 0 | 3.5519 | -0.0021092 | 0 | 77.2575 | 77.2317 | 77.2317 | -0.0013105 | -0.0029044 | -0.00035319 | 0 | 0 | 0 | 0 | -0.00019278 | -0.0020105 | -0.0012188 | -2.9341e-05 | -0.0010361 | -0.00018083 | 0.0071272 | 0.0014959 | 0 | 0 | 0 | 0 | 0 | 0 | 0 | 0 | 0 | 0 | 0 | 0.36591 | 0 | 0 | 0 | 0 | 1.9405 | 0 | 0 | 0
10 | 304 | 21 | 66.2 | 2.2078 | 72.7026 | 0 | 3.5519 | -0.0066275 | 0 | 77.2317 | 77.1505 | 77.1505 | -0.0019385 | -0.0042964 | -0.00052246 | 0 | 0 | 0 | 0 | -0.00028487 | -0.002974 | -0.0018029 | -4.3403e-05 | -0.0015326 | -0.00035951 | 0.0071272 | 0.0014959 | 0 | 0 | 0 | 0 | 0 | 0 | 0 | 0 | 0 | 0 | 0 | 0.36595 | 0 | 0 | 0 | 0 | 1.8419 | 0 | 0 | 0
10 | 304 | 22 | 65.3 | 2.044 | 72.7026 | 0 | 2.8753 | -0.0073553 | 0 | 77.1505 | 77.0603 | 77.0603 | -0.0020824 | -0.0046153 | -0.00056124 | 0 | 0 | 0 | 0 | -0.0003051 | -0.0031947 | -0.0019364 | -4.6625e-05 | -0.0016464 | -0.00040817 | 0.0074411 | 0.0015609 | 0 | 0 | 0 | 0 | 0 | 0 | 0 | 0 | 0 | 0 | 0 | 0.30078 | 0 | 0 | 0 | 0 | 1.7432 | 0 | 0 | 0
10 | 304 | 23 | 64.4 | 1.7809 | 72.7026 | 0 | 2.8753 | -0.0083896 | 0 | 77.0603 | 76.9575 | 76.9575 | -0.0022247 | -0.0049307 | -0.00059959 | 0 | 0 | 0 | 0 | -0.00032605 | -0.0034131 | -0.0020688 | -4.9811e-05 | -0.0017589 | -0.00045904 | 0.0074411 | 0.0015609 | 0 | 0 | 0 | 0 | 0 | 0 | 0 | 0 | 0 | 0 | 0 | 0.30083 | 0 | 0 | 0 | 0 | 1.4801 | 0 | 0 | 0
10 | 304 | 24 | 63.5 | 1.2869 | 72.7026 | 0 | 0.47922 | -0.010136 | 0 | 76.9575 | 76.8333 | 76.8333 | -0.0023648 | -0.0052411 | -0.00063735 | 0 | 0 | 0 | 0 | -0.00034665 | -0.003628 | -0.0021991 | -5.2948e-05 | -0.0018697 | -0.00051175 | 0.0067153 | 0.0014098 | 0 | 0 | 0 | 0 | 0 | 0 | 0 | 0 | 0 | 0 | 0 | 0.069957 | 0 | 0 | 0 | 0 | 1.2169 | 0 | 0 | 0
11 | 305 | 1 | 62.6 | 0.9913 | 72.4647 | 0 | 0.48038 | -0.01578 | 0 | 76.8333 | 76.6399 | 76.6399 | -0.0025011 | -0.0055433 | -0.00067409 | 0 | 0 | 0 | 0 | -0.00036671 | -0.0038371 | -0.0023259 | -5.6e-05 | -0.0019774 | -0.0005655 | 0.0020667 | 0.00043418 | 0 | 0 | 0 | 0 | 0 | 0 | 0 | 0 | 0 | 0 | 0 | 0.070375 | 0 | 0 | 0 | 0 | 0.92093 | 0 | 0 | 0
11 | 305 | 2 | 61.7 | 0.92562 | 72.4647 | 0 | 0.48038 | -0.01669 | 0 | 76.6399 | 76.4354 | 76.4354 | -0.0026253 | -0.0058185 | -0.00070755 | 0 | 0 | 0 | 0 | -0.000385 | -0.0040276 | -0.0024414 | -5.878e-05 | -0.0020756 | -0.00061655 | 0.0020667 | 0.00043418 | 0 | 0 | 0 | 0 | 0 | 0 | 0 | 0 | 0 | 0 | 0 | 0.070475 | 0 | 0 | 0 | 0 | 0.85515 | 0 | 0 | 0
11 | 305 | 3 | 60.8 | 0.89284 | 72.4647 | 0 | 0.48038 | -0.017586 | 0 | 76.4354 | 76.2199 | 76.2199 | -0.0027475 | -0.0060893 | -0.00074049 | 0 | 0 | 0 | 0 | -0.00040299 | -0.0042151 | -0.002555 | -6.1516e-05 | -0.0021722 | -0.00066872 | 0.0020667 | 0.00043418 | 0 | 0 | 0 | 0 | 0 | 0 | 0 | 0 | 0 | 0 | 0 | 0.070581 | 0 | 0 | 0 | 0 | 0.82226 | 0 | 0 | 0
11 | 305 | 4 | 59.9 | 0.86006 | 72.4647 | 0 | 0.48038 | -0.018471 | 0 | 76.2199 | 75.9935 | 75.9935 | -0.0028678 | -0.0063559 | -0.00077291 | 0 | 0 | 0 | 0 | -0.00042071 | -0.0043996 | -0.0026669 | -6.4209e-05 | -0.0022673 | -0.00072191 | 0.0020667 | 0.00043418 | 0 | 0 | 0 | 0 | 0 | 0 | 0 | 0 | 0 | 0 | 0 | 0.070693 | 0 | 0 | 0 | 0 | 0.78937 | 0 | 0 | 0
11 | 305 | 5 | 60.98 | 0.86016 | 72.4647 | 0 | 0.48038 | -0.016718 | 0 | 75.9935 | 75.7886 | 75.7886 | -0.0026382 | -0.0058471 | -0.00071104 | 0 | 0 | 0 | 0 | -0.00038421 | -0.0040474 | -0.0024526 | -5.9069e-05 | -0.0020858 | -0.00055881 | 0.0020667 | 0.00043418 | 0 | 0 | 0 | 0 | 0 | 0 | 0 | 0 | 0 | 0 | 0 | 0.070794 | 0 | 0 | 0 | 0 | 0.78937 | 0 | 0 | 0
11 | 305 | 6 | 60.98 | 0.96713 | 72.4647 | 0 | 0.56515 | -0.015182 | 0 | 75.7886 | 75.6026 | 75.6026 | -0.0026022 | -0.0057673 | -0.00070134 | 0 | 0 | 0 | 0 | -0.00038207 | -0.0039922 | -0.00242 | -5.8263e-05 | -0.0020574 | -0.00065451 | 0.0034529 | 0.00072422 | 0 | 0 | 0 | 0 | 0 | 0 | 0 | 0 | 0 | 0 | 0 | 0.079093 | 0 | 0 | 0 | 0 | 0.88804 | 0 | 0 | 0
11 | 305 | 7 | 60.98 | 1.586 | 72.4647 | 0 | 4.2387 | -0.014829 | 0 | 75.6026 | 75.4208 | 75.4208 | -0.0025695 | -0.0056949 | -0.00069252 | 0 | 0 | 4.1968e-05 | 2.922e-07 | -0.00037634 | -0.0039421 | -0.0032515 | -5.7531e-05 | -0.0020315 | -0.00059338 | 0.0043383 | 0.00091055 | 0 | 0 | 0 | 0 | 0 | 0 | 0 | 0 | 0 | 0 | 0 | 0.43483 | 0 | 0 | 0 | 0 | 1.1512 | 0 | 0 | 0
11 | 305 | 8 | 63.86 | 1.7833 | 72.4647 | 0 | 4.2387 | 0.00038728 | 0 | 75.4208 | 75.4256 | 75.4256 | -0.0020315 | -0.0045024 | -0.00054752 | 0 | 0 | 0.0045859 | 0.00080727 | -0.00029709 | -0.0029738 | -0.0012492 | -4.5485e-05 | -0.0016062 | -0.00042931 | 0.0086767 | 0.0018211 | 0 | 0 | 0 | 0 | 0 | 0 | 0 | 0 | 0 | 0 | 0 | 0.43483 | 0 | 0 | 0 | 0 | 1.3485 | 0 | 0 | 0
11 | 305 | 9 | 68 | 1.7614 | 72.4647 | 0 | 3.6735 | 0.019683 | 0 | 75.4256 | 75.6668 | 75.6668 | -0.0013048 | -0.0028919 | -0.00035168 | 0 | 0 | 0.014604 | 0.0024552 | -0.00019353 | 0.0018539 | 0.00083283 | -2.9215e-05 | -0.0010316 | -0.0003833 | 0.0050623 | 0.0010617 | 0 | 0 | 0 | 0 | 0 | 0 | 0 | 0 | 0 | 0 | 0 | 0.38 | 0 | 0 | 0 | 0 | 1.3814 | 0 | 0 | 0
11 | 305 | 10 | 69.98 | 1.7941 | 72.4647 | 0 | 3.6735 | 0.022669 | 0 | 75.6668 | 75.9446 | 75.9446 | -0.00099929 | -0.0022148 | -0.00026933 | 0 | 0 | 0.015816 | 0.0033416 | -0.00014962 | 0.0037534 | 0.00091876 | -2.2374e-05 | -0.00079007 | -0.00046299 | 0.0030973 | 0.00065039 | 0 | 0 | 0 | 0 | 0 | 0 | 0 | 0 | 0 | 0 | 0 | 0.37986 | 0 | 0 | 0 | 0 | 1.4143 | 0 | 0 | 0
11 | 305 | 11 | 70.88 | 1.8269 | 72.4647 | 0 | 3.6735 | 0.015168 | 0 | 75.9446 | 76.1305 | 76.1305 | -0.00088996 | -0.0019724 | -0.00023986 | 0 | 0 | 0.0099594 | 0.0022857 | -0.0001332 | 0.0028642 | 0.00067643 | -1.9926e-05 | -0.00070363 | -0.00040673 | 0.0030973 | 0.00065039 | 0 | 0 | 0 | 0 | 0 | 0 | 0 | 0 | 0 | 0 | 0 | 0.37977 | 0 | 0 | 0 | 0 | 1.4472 | 0 | 0 | 0
11 | 305 | 12 | 72.86 | 1.7228 | 72.4647 | 0 | 2.5997 | 0.032257 | 0 | 76.1305 | 76.5258 | 76.5258 | -0.0005747 | -0.0012737 | -0.00015489 | 0 | 0 | 0.017283 | 0.0040547 | -8.5178e-05 | 0.0066966 | 0.0019213 | -1.2868e-05 | -0.00045437 | -0.00014032 | 0.0041315 | 0.0008666 | 0 | 0 | 0 | 0 | 0 | 0 | 0 | 0 | 0 | 0 | 0 | 0.27562 | 0 | 0 | 0 | 0 | 1.4472 | 0 | 0 | 0
11 | 305 | 13 | 78.98 | 1.6896 | 72.4647 | 0 | 2.5997 | 0.052064 | 0 | 76.5258 | 77.1639 | 77.1639 | 0.00043125 | 0.0009558 | 0.00011623 | 0 | 0 | 0.024599 | 0.0060106 | 6.4417e-05 | 0.012359 | 0.0032884 | 9.6558e-06 | 0.00034096 | 0.00014096 | 0.0030973 | 0.00065039 | 0 | 0 | 0 | 0 | 0 | 0 | 0 | 0 | 0 | 0 | 0 | 0.27531 | 0 | 0 | 0 | 0 | 1.4143 | 0 | 0 | 0
11 | 305 | 14 | 81.86 | 1.6071 | 72.4647 | 0 | 2.0911 | 0.051204 | 0 | 77.1639 | 77.7914 | 77.7914 | 0.00082521 | 0.0018289 | 0.00022241 | 0 | 0 | 0.023323 | 0.0053962 | 0.0001225 | 0.011794 | 0.0036801 | 1.8477e-05 | 0.00065244 | 0.00021574 | 0.0025838 | 0.00054141 | 0 | 0 | 0 | 0 | 0 | 0 | 0 | 0 | 0 | 0 | 0 | 0.22575 | 0 | 0 | 0 | 0 | 1.3814 | 0 | 0 | 0
11 | 305 | 15 | 83.84 | 3.2288 | 72.4647 | 0 | 2.0911 | 0.04577 | 0.028746 | 77.7914 | 78.3523 | 78 | 0.0010629 | 0.0023557 | 0.00028646 | 0 | 0 | 0.019721 | 0.0038814 | 0.00015966 | 0.009793 | 0.0038438 | 2.3798e-05 | 0.00084034 | 0.00055305 | 0.0026854 | 0.00056426 | 0 | 0 | 0 | 0 | 0 | 0 | 1.6547 | 0 | 0 | 0 | 0 | 0.22565 | 0 | 0 | 0 | 0 | 1.3485 | 0 | 0 | 0
11 | 305 | 16 | 83.84 | 3.3237 | 72.4647 | 0 | 2.0911 | 0.029252 | 0.029252 | 78 | 78.3585 | 78 | 0.0010262 | 0.0022744 | 0.00027658 | 0 | 0 | 0.0093055 | 0.0019952 | 0.00015289 | 0.0064246 | 0.0033381 | 2.2977e-05 | 0.00081136 | 0.0003741 | 0.0026854 | 0.00056426 | 0 | 0 | 0 | 0 | 0 | 0 | 1.6838 | 0 | 0 | 0 | 0 | 0.22565 | 0 | 0 | 0 | 0 | 1.4143 | 0 | 0 | 0
11 | 305 | 17 | 83.84 | 3.1019 | 72.4647 | 0 | 2.0911 | 0.020828 | 0.020828 | 78 | 78.2552 | 78 | 0.0010262 | 0.0022744 | 0.00027658 | 0 | 0 | 0.0051744 | 0.00062016 | 0.00015249 | 0.0031008 | 0.0022907 | 2.2977e-05 | 0.00081136 | 0.00032664 | 0.0039265 | 0.00082442 | 0 | 0 | 0 | 0 | 0 | 0 | 1.1989 | 0 | 0 | 0 | 0 | 0.22565 | 0 | 0 | 0 | 0 | 1.6774 | 0 | 0 | 0
11 | 305 | 18 | 79.88 | 2.8174 | 72.4647 | 0 | 3.5605 | 0.0059858 | 0.0059858 | 78 | 78.0734 | 78 | 0.00033036 | 0.00073218 | 8.9037e-05 | 0 | 0 | 0.0005987 | 0.00011046 | 4.8757e-05 | -0.00093258 | -0.00043046 | 7.3967e-06 | 0.00026119 | 4.6411e-05 | 0.0042349 | 0.00088946 | 0 | 0 | 0 | 0 | 0 | 0 | 0.34455 | 0 | 0 | 0 | 0 | 0.36792 | 0 | 0 | 0 | 0 | 2.105 | 0 | 0 | 0
11 | 305 | 19 | 77.9 | 2.6025 | 72.4647 | 0 | 3.5605 | 0.0044232 | 0.0028236 | 78 | 78.0542 | 78 | -1.7572e-05 | -3.8946e-05 | -4.736e-06 | 0 | 0 | 0 | 0 | -2.5693e-06 | -2.6959e-05 | -1.6339e-05 | -3.9344e-07 | -1.3893e-05 | -5.5682e-07 | 0.0045452 | 0.0009545 | 0 | 0 | 0 | 0 | 0 | 0 | 0.16253 | 0 | 0 | 0 | 0 | 0.36792 | 0 | 0 | 0 | 0 | 2.0721 | 0 | 0 | 0
11 | 305 | 20 | 78.98 | 2.8759 | 72.4647 | 0 | 3.5605 | 0.0098584 | 0.0098584 | 78 | 78.1208 | 78 | 0.00017221 | 0.00038167 | 4.6413e-05 | 0 | 0 | 0 | 0 | 2.559e-05 | 0.0002642 | 0.00016024 | 3.8557e-06 | 0.00013615 | 4.5015e-05 | 0.0071272 | 0.0014959 | 0 | 0 | 0 | 0 | 0 | 0 | 0.56746 | 0 | 0 | 0 | 0 | 0.36792 | 0 | 0 | 0 | 0 | 1.9405 | 0 | 0 | 0
11 | 305 | 21 | 74.84 | 2.2098 | 72.4647 | 0 | 3.5605 | 0.003202 | 0 | 78 | 78.0392 | 78 | -0.00055528 | -0.0012307 | -0.00014966 | 0 | 0 | 0 | 0 | -8.2031e-05 | -0.0008519 | -0.00051655 | -1.2433e-05 | -0.00043902 | -8.7576e-05 | 0.0071272 | 0.0014959 | 0 | 0 | 0 | 0 | 0 | 0 | 0 | 0 | 0 | 0 | 0 | 0.36792 | 0 | 0 | 0 | 0 | 1.8419 | 0 | 0 | 0
11 | 305 | 22 | 74.84 | 2.0454 | 72.4647 | 0 | 2.8823 | 0.0034684 | 0 | 78 | 78.0425 | 78 | -0.00055528 | -0.0012307 | -0.00014966 | 0 | 0 | 0 | 0 | -8.2259e-05 | -0.0008519 | -0.00051662 | -1.2433e-05 | -0.00043902 | -0.00013482 | 0.0074411 | 0.0015609 | 0 | 0 | 0 | 0 | 0 | 0 | 0 | 0 | 0 | 0 | 0 | 0.30226 | 0 | 0 | 0 | 0 | 1.7432 | 0 | 0 | 0
11 | 305 | 23 | 73.94 | 1.7823 | 72.4647 | 0 | 2.8823 | 0.0022633 | 0 | 78 | 78.0277 | 78 | -0.00071343 | -0.0015812 | -0.00019228 | 0 | 0 | 0 | 0 | -0.00010632 | -0.0010945 | -0.00066393 | -1.5974e-05 | -0.00056406 | -0.00024605 | 0.0074411 | 0.0015609 | 0 | 0 | 0 | 0 | 0 | 0 | 0 | 0 | 0 | 0 | 0 | 0.30226 | 0 | 0 | 0 | 0 | 1.4801 | 0 | 0 | 0
11 | 305 | 24 | 72.86 | 1.2866 | 72.4647 | 0 | 0.48038 | 0.00030758 | 0 | 78 | 78.0038 | 78 | -0.00090321 | -0.0020018 | -0.00024343 | 0 | 0 | 0 | 0 | -0.00013313 | -0.0013857 | -0.00084013 | -2.0223e-05 | -0.00071411 | -0.00016598 | 0.0067153 | 0.0014098 | 0 | 0 | 0 | 0 | 0 | 0 | 0 | 0 | 0 | 0 | 0 | 0.069705 | 0 | 0 | 0 | 0 | 1.2169 | 0 | 0 | 0
11 | 306 | 1 | 70.88 | 0.991 | 72.2272 | 0 | 0.48152 | -0.006998 | 0 | 78 | 77.9142 | 77.9142 | -0.0012511 | -0.0027729 | -0.0003372 | 0 | 0 | 0 | 0 | -0.00018614 | -0.0019195 | -0.0011642 | -2.8013e-05 | -0.00098919 | -0.00041638 | 0.0020667 | 0.00043418 | 0 | 0 | 0 | 0 | 0 | 0 | 0 | 0 | 0 | 0 | 0 | 0.070068 | 0 | 0 | 0 | 0 | 0.92093 | 0 | 0 | 0
11 | 306 | 2 | 70.88 | 0.92526 | 72.2272 | 0 | 0.48152 | -0.0067323 | 0 | 77.9142 | 77.8317 | 77.8317 | -0.0012361 | -0.0027395 | -0.00033314 | 0 | 0 | 0 | 0 | -0.00018208 | -0.0018963 | -0.0011497 | -2.7676e-05 | -0.00097727 | -0.00025717 | 0.0020667 | 0.00043418 | 0 | 0 | 0 | 0 | 0 | 0 | 0 | 0 | 0 | 0 | 0 | 0.070109 | 0 | 0 | 0 | 0 | 0.85515 | 0 | 0 | 0
11 | 306 | 3 | 69.98 | 0.89241 | 72.2272 | 0 | 0.48152 | -0.0078818 | 0 | 77.8317 | 77.7351 | 77.7351 | -0.0013797 | -0.0030579 | -0.00037186 | 0 | 0 | 0 | 0 | -0.00020464 | -0.0021167 | -0.0012837 | -3.0892e-05 | -0.0010908 | -0.00041215 | 0.0020667 | 0.00043418 | 0 | 0 | 0 | 0 | 0 | 0 | 0 | 0 | 0 | 0 | 0 | 0.070157 | 0 | 0 | 0 | 0 | 0.82226 | 0 | 0 | 0
11 | 306 | 4 | 62.24 | 0.85963 | 72.2272 | 0 | 0.48152 | -0.018026 | 0 | 77.7351 | 77.5142 | 77.5142 | -0.0027228 | -0.0060347 | -0.00073385 | 0 | 0 | 0 | 0 | -0.00040743 | -0.0041773 | -0.0025344 | -6.0964e-05 | -0.0021528 | -0.0012684 | 0.0020667 | 0.00043418 | 0 | 0 | 0 | 0 | 0 | 0 | 0 | 0 | 0 | 0 | 0 | 0.070265 | 0 | 0 | 0 | 0 | 0.78937 | 0 | 0 | 0
11 | 306 | 5 | 54.86 | 0.8598 | 72.2272 | 0 | 0.48152 | -0.027943 | 0 | 77.5142 | 77.1718 | 77.1718 | -0.0039808 | -0.0088228 | -0.0010729 | 0 | 0 | 0 | 0 | -0.00059839 | -0.0061073 | -0.003706 | -8.9131e-05 | -0.0031474 | -0.0024846 | 0.0020667 | 0.00043418 | 0 | 0 | 0 | 0 | 0 | 0 | 0 | 0 | 0 | 0 | 0 | 0.070434 | 0 | 0 | 0 | 0 | 0.78937 | 0 | 0 | 0
11 | 306 | 6 | 51.98 | 0.96692 | 72.2272 | 0 | 0.5665 | -0.030016 | 0 | 77.1718 | 76.8039 | 76.8039 | -0.0044267 | -0.0098111 | -0.0011931 | 0 | 0 | 0 | 0 | -0.00066447 | -0.0067914 | -0.0041209 | -9.9115e-05 | -0.0034999 | -0.0028626 | 0.0034529 | 0.00072422 | 0 | 0 | 0 | 0 | 0 | 0 | 0 | 0 | 0 | 0 | 0 | 0.07888 | 0 | 0 | 0 | 0 | 0.88804 | 0 | 0 | 0
11 | 306 | 7 | 50.72 | 1.5883 | 72.2272 | 0 | 4.2487 | -0.030777 | 0 | 76.8039 | 76.4268 | 76.4268 | -0.0045835 | -0.010159 | -0.0012353 | 0 | 0 | 7.0581e-06 | 4.0822e-08 | -0.0006895 | -0.0070319 | -0.0044394 | -0.00010263 | -0.0036239 | -0.0032578 | 0.0043383 | 0.00091055 | 0 | 0 | 0 | 0 | 0 | 0 | 0 | 0 | 0 | 0 | 0 | 0.43718 | 0 | 0 | 0 | 0 | 1.1512 | 0 | 0 | 0
11 | 306 | 8 | 50.9 | 1.7858 | 72.2272 | 0 | 4.2487 | -0.023797 | 0 | 76.4268 | 76.1351 | 76.1351 | -0.0044856 | -0.0099416 | -0.0012089 | 0 | 0 | 0.0010703 | 0.00023899 | -0.00067592 | -0.0064044 | -0.0040313 | -0.00010043 | -0.0035465 | -0.0033883 | 0.0086767 | 0.0018211 | 0 | 0 | 0 | 0 | 0 | 0 | 0 | 0 | 0 | 0 | 0 | 0.43732 | 0 | 0 | 0 | 0 | 1.3485 | 0 | 0 | 0
11 | 306 | 9 | 50 | 1.7638 | 72.2272 | 0 | 3.6822 | -0.022786 | 0 | 76.1351 | 75.8559 | 75.8559 | -0.0045925 | -0.010179 | -0.0012378 | 0 | 0 | 0.0036074 | 0.00080548 | -0.00068888 | -0.005188 | -0.0036336 | -0.00010283 | -0.003631 | -0.0030078 | 0.0050623 | 0.0010617 | 0 | 0 | 0 | 0 | 0 | 0 | 0 | 0 | 0 | 0 | 0 | 0.38237 | 0 | 0 | 0 | 0 | 1.3814 | 0 | 0 | 0
11 | 306 | 10 | 50.9 | 1.7968 | 72.2272 | 0 | 3.6822 | -0.018955 | 0 | 75.8559 | 75.6236 | 75.6236 | -0.0043853 | -0.0097192 | -0.0011819 | 0 | 0 | 0.005748 | 0.0012835 | -0.00065733 | -0.003721 | -0.0030266 | -9.8187e-05 | -0.0034671 | -0.0028267 | 0.0030973 | 0.00065039 | 0 | 0 | 0 | 0 | 0 | 0 | 0 | 0 | 0 | 0 | 0 | 0.38248 | 0 | 0 | 0 | 0 | 1.4143 | 0 | 0 | 0
11 | 306 | 11 | 50 | 1.8298 | 72.2272 | 0 | 3.6822 | -0.017049 | 0 | 75.6236 | 75.4146 | 75.4146 | -0.0045026 | -0.0099793 | -0.0012135 | 0 | 0 | 0.007294 | 0.0016287 | -0.00067541 | -0.0031956 | -0.0029127 | -0.00010081 | -0.0035599 | -0.0029287 | 0.0030973 | 0.00065039 | 0 | 0 | 0 | 0 | 0 | 0 | 0 | 0 | 0 | 0 | 0 | 0.38258 | 0 | 0 | 0 | 0 | 1.4472 | 0 | 0 | 0
11 | 306 | 12 | 51.98 | 1.7251 | 72.2272 | 0 | 2.6059 | -0.011167 | 0 | 75.4146 | 75.2778 | 75.2778 | -0.004118 | -0.0091268 | -0.0011099 | 0 | 0 | 0.0081661 | 0.0018234 | -0.00061694 | -0.0020452 | -0.0023248 | -9.2202e-05 | -0.0032558 | -0.0025989 | 0.0041315 | 0.0008666 | 0 | 0 | 0 | 0 | 0 | 0 | 0 | 0 | 0 | 0 | 0 | 0.27797 | 0 | 0 | 0 | 0 | 1.4472 | 0 | 0 | 0
11 | 306 | 13 | 51.98 | 1.6923 | 72.2272 | 0 | 2.6059 | -0.011741 | 0 | 75.2778 | 75.1339 | 75.1339 | -0.0040939 | -0.0090735 | -0.0011034 | 0 | 0 | 0.0083247 | 0.0018588 | -0.0006138 | -0.0019449 | -0.002285 | -9.1663e-05 | -0.0032368 | -0.0025787 | 0.0030973 | 0.00065039 | 0 | 0 | 0 | 0 | 0 | 0 | 0 | 0 | 0 | 0 | 0 | 0.27804 | 0 | 0 | 0 | 0 | 1.4143 | 0 | 0 | 0
11 | 306 | 14 | 51.98 | 1.6099 | 72.2272 | 0 | 2.096 | -0.013357 | 0 | 75.1339 | 74.9702 | 74.9702 | -0.0040686 | -0.0090174 | -0.0010966 | 0 | 0 | 0.0076904 | 0.0017172 | -0.00061 | -0.0022829 | -0.0024076 | -9.1097e-05 | -0.0032168 | -0.0025576 | 0.0025838 | 0.00054141 | 0 | 0 | 0 | 0 | 0 | 0 | 0 | 0 | 0 | 0 | 0 | 0.22853 | 0 | 0 | 0 | 0 | 1.3814 | 0 | 0 | 0
11 | 306 | 15 | 51.8 | 1.5771 | 72.2272 | 0 | 2.096 | -0.016511 | 0 | 74.9702 | 74.7679 | 74.7679 | -0.0040715 | -0.0090238 | -0.0010973 | 0 | 0 | 0.0063823 | 0.0014251 | -0.00061485 | -0.0030025 | -0.002676 | -9.1161e-05 | -0.0032191 | -0.0032075 | 0.0026854 | 0.00056426 | 0 | 0 | 0 | 0 | 0 | 0 | 0 | 0 | 0 | 0 | 0 | 0.22863 | 0 | 0 | 0 | 0 | 1.3485 | 0 | 0 | 0
11 | 306 | 16 | 50.9 | 1.643 | 72.2272 | 0 | 2.096 | -0.021994 | 0 | 74.7679 | 74.4983 | 74.4983 | -0.0041941 | -0.0092955 | -0.0011304 | 0 | 0 | 0.0044398 | 0.00099136 | -0.00063741 | -0.0042491 | -0.0031782 | -9.3906e-05 | -0.003316 | -0.0040164 | 0.0026854 | 0.00056426 | 0 | 0 | 0 | 0 | 0 | 0 | 0 | 0 | 0 | 0 | 0 | 0.22877 | 0 | 0 | 0 | 0 | 1.4143 | 0 | 0 | 0
11 | 306 | 17 | 50 | 1.9063 | 72.2272 | 0 | 2.096 | -0.02487 | 0 | 74.4983 | 74.1935 | 74.1935 | -0.0043049 | -0.009541 | -0.0011602 | 0 | 0 | 0.002101 | 0.00046913 | -0.00064561 | -0.0057099 | -0.0037478 | -9.6387e-05 | -0.0034036 | -0.0027575 | 0.0039265 | 0.00082442 | 0 | 0 | 0 | 0 | 0 | 0 | 0 | 0 | 0 | 0 | 0 | 0.22892 | 0 | 0 | 0 | 0 | 1.6774 | 0 | 0 | 0
11 | 306 | 18 | 48.92 | 2.4773 | 72.2272 | 0 | 3.5689 | -0.030834 | 0 | 74.1935 | 73.8156 | 73.8156 | -0.0044411 | -0.009843 | -0.001197 | 0 | 0 | 0.00056571 | 0.0001252 | -0.00066947 | -0.0078546 | -0.0047986 | -9.9437e-05 | -0.0035113 | -0.0033455 | 0.0042349 | 0.00088946 | 0 | 0 | 0 | 0 | 0 | 0 | 0 | 0 | 0 | 0 | 0 | 0.37234 | 0 | 0 | 0 | 0 | 2.105 | 0 | 0 | 0
11 | 306 | 19 | 47.84 | 2.4446 | 72.2272 | 0 | 3.5689 | -0.03096 | 0 | 73.8156 | 73.4362 | 73.4362 | -0.0045645 | -0.010116 | -0.0012302 | 0 | 0 | 0 | 0 | -0.00069099 | -0.0070027 | -0.0042506 | -0.0001022 | -0.0036088 | -0.0039385 | 0.0045452 | 0.0009545 | 0 | 0 | 0 | 0 | 0 | 0 | 0 | 0 | 0 | 0 | 0 | 0.37252 | 0 | 0 | 0 | 0 | 2.0721 | 0 | 0 | 0
11 | 306 | 20 | 46.94 | 2.3132 | 72.2272 | 0 | 3.5689 | -0.028128 | 0 | 73.4362 | 73.0915 | 73.0915 | -0.004656 | -0.010319 | -0.0012549 | 0 | 0 | 0 | 0 | -0.00069839 | -0.007143 | -0.0043341 | -0.00010425 | -0.0036812 | -0.0030641 | 0.0071272 | 0.0014959 | 0 | 0 | 0 | 0 | 0 | 0 | 0 | 0 | 0 | 0 | 0 | 0.37269 | 0 | 0 | 0 | 0 | 1.9405 | 0 | 0 | 0
11 | 306 | 21 | 46.94 | 2.2147 | 72.2272 | 0 | 3.5689 | -0.02838 | 0 | 73.0915 | 72.7437 | 72.7437 | -0.0045954 | -0.010185 | -0.0012385 | 0 | 0 | 0 | 0 | -0.00069404 | -0.0070501 | -0.004279 | -0.00010289 | -0.0036333 | -0.0037292 | 0.0071272 | 0.0014959 | 0 | 0 | 0 | 0 | 0 | 0 | 0 | 0 | 0 | 0 | 0 | 0.37286 | 0 | 0 | 0 | 0 | 1.8419 | 0 | 0 | 0
11 | 306 | 22 | 44.96 | 2.0501 | 72.2272 | 0 | 2.8891 | -0.029366 | 0 | 72.7437 | 72.3838 | 72.3838 | -0.0048822 | -0.010821 | -0.0013158 | 0 | 0 | 0 | 0 | -0.00073105 | -0.0074901 | -0.0045444 | -0.00010931 | -0.00386 | -0.0030532 | 0.0074411 | 0.0015609 | 0 | 0 | 0 | 0 | 0 | 0 | 0 | 0 | 0 | 0 | 0 | 0.30693 | 0 | 0 | 0 | 0 | 1.7432 | 0 | 0 | 0
11 | 306 | 23 | 44.96 | 1.7872 | 72.2272 | 0 | 2.8891 | -0.028671 | 0 | 72.3838 | 72.0325 | 72.0325 | -0.004819 | -0.01068 | -0.0012988 | 0 | 0 | 0 | 0 | -0.00071936 | -0.0073931 | -0.0044849 | -0.0001079 | -0.00381 | -0.0027982 | 0.0074411 | 0.0015609 | 0 | 0 | 0 | 0 | 0 | 0 | 0 | 0 | 0 | 0 | 0 | 0.3071 | 0 | 0 | 0 | 0 | 1.4801 | 0 | 0 | 0
11 | 306 | 24 | 43.88 | 1.2901 | 72.2272 | 0 | 0.48152 | -0.031335 | 0 | 72.0325 | 71.6485 | 71.6485 | -0.004947 | -0.010964 | -0.0013333 | 0 | 0 | 0 | 0 | -0.00074588 | -0.0075895 | -0.0046061 | -0.00011076 | -0.0039113 | -0.0038424 | 0.0067153 | 0.0014098 | 0 | 0 | 0 | 0 | 0 | 0 | 0 | 0 | 0 | 0 | 0 | 0.073155 | 0 | 0 | 0 | 0 | 1.2169 | 0 | 0 | 0
11 | 307 | 1 | 41.9 | 0.99463 | 71.99 | 0 | 0.48266 | -0.037663 | 0 | 71.6485 | 71.1869 | 71.1869 | -0.0052274 | -0.011586 | -0.0014089 | 0 | 0 | 0 | 0 | -0.00078462 | -0.0080198 | -0.0048662 | -0.00011704 | -0.004133 | -0.0035872 | 0.0020667 | 0.00043418 | 0 | 0 | 0 | 0 | 0 | 0 | 0 | 0 | 0 | 0 | 0 | 0.073703 | 0 | 0 | 0 | 0 | 0.92093 | 0 | 0 | 0
11 | 307 | 2 | 41 | 0.92908 | 71.99 | 0 | 0.48266 | -0.037818 | 0 | 71.1869 | 70.7234 | 70.7234 | -0.0053045 | -0.011756 | -0.0014297 | 0 | 0 | 0 | 0 | -0.00079233 | -0.008138 | -0.0049369 | -0.00011877 | -0.0041939 | -0.0032141 | 0.0020667 | 0.00043418 | 0 | 0 | 0 | 0 | 0 | 0 | 0 | 0 | 0 | 0 | 0 | 0.073931 | 0 | 0 | 0 | 0 | 0.85515 | 0 | 0 | 0
11 | 307 | 3 | 39.92 | 0.89643 | 71.99 | 0 | 0.48266 | -0.039682 | 0 | 70.7234 | 70.2371 | 70.2371 | -0.0054128 | -0.011997 | -0.0014589 | 0 | 0 | 0 | 0 | -0.00081624 | -0.0083042 | -0.0050399 | -0.00012119 | -0.0042796 | -0.0043193 | 0.0020667 | 0.00043418 | 0 | 0 | 0 | 0 | 0 | 0 | 0 | 0 | 0 | 0 | 0 | 0.074171 | 0 | 0 | 0 | 0 | 0.82226 | 0 | 0 | 0
11 | 307 | 4 | 38.84 | 0.86378 | 71.99 | 0 | 0.48266 | -0.040513 | 0 | 70.2371 | 69.7406 | 69.7406 | -0.0055172 | -0.012228 | -0.001487 | 0 | 0 | 0 | 0 | -0.00083192 | -0.0084643 | -0.005137 | -0.00012353 | -0.004362 | -0.0044286 | 0.0020667 | 0.00043418 | 0 | 0 | 0 | 0 | 0 | 0 | 0 | 0 | 0 | 0 | 0 | 0.074415 | 0 | 0 | 0 | 0 | 0.78937 | 0 | 0 | 0
11 | 307 | 5 | 37.94 | 0.86403 | 71.99 | 0 | 0.48266 | -0.041357 | 0 | 69.7406 | 69.2338 | 69.2338 | -0.0055881 | -0.012385 | -0.0015061 | 0 | 0 | 0 | 0 | -0.00084437 | -0.008573 | -0.0052035 | -0.00012512 | -0.0044181 | -0.0047806 | 0.0020667 | 0.00043418 | 0 | 0 | 0 | 0 | 0 | 0 | 0 | 0 | 0 | 0 | 0 | 0.074665 | 0 | 0 | 0 | 0 | 0.78937 | 0 | 0 | 0
11 | 307 | 6 | 37.94 | 0.97126 | 71.99 | 0 | 0.56783 | -0.039257 | 0 | 69.2338 | 68.7527 | 68.7527 | -0.005499 | -0.012188 | -0.0014821 | 0 | 0 | 0 | 0 | -0.00083068 | -0.0084364 | -0.0051205 | -0.00012312 | -0.0043477 | -0.0046829 | 0.0034529 | 0.00072422 | 0 | 0 | 0 | 0 | 0 | 0 | 0 | 0 | 0 | 0 | 0 | 0.083222 | 0 | 0 | 0 | 0 | 0.88804 | 0 | 0 | 0
11 | 307 | 7 | 36.86 | 1.5952 | 71.99 | 0 | 4.2587 | -0.042403 | 0 | 68.7527 | 68.233 | 68.233 | -0.0056042 | -0.012421 | -0.0015104 | 0 | 0 | 0.00020598 | 9.5387e-07 | -0.00084685 | -0.010788 | -0.0064235 | -0.00012548 | -0.0044309 | -0.0047984 | 0.0043383 | 0.00091055 | 0 | 0 | 0 | 0 | 0 | 0 | 0 | 0 | 0 | 0 | 0 | 0.44399 | 0 | 0 | 0 | 0 | 1.1512 | 0 | 0 | 0
11 | 307 | 8 | 39.92 | 2.1775 | 71.99 | 0 | 4.2587 | -0.023902 | -0.0048868 | 68.233 | 67.9401 | 68 | -0.0049752 | -0.011027 | -0.0013409 | 0 | 0 | 0.0052007 | 0.00087404 | -0.0007508 | -0.0081472 | -0.0042454 | -0.0001114 | -0.0039336 | -0.0041218 | 0.0086767 | 0.0018211 | 0 | 0.38489 | 0 | 0 | 0 | 0 | 0 | 0 | 0 | 0 | 0 | 0.4441 | 0 | 0 | 0 | 0 | 1.3485 | 0 | 0 | 0
11 | 307 | 9 | 43.88 | 2.1432 | 71.99 | 0 | 3.6909 | -0.0047373 | -0.0047373 | 68 | 67.9419 | 68 | -0.0042384 | -0.0093937 | -0.0011423 | 0 | 0 | 0.015448 | 0.0024205 | -0.00063784 | -0.0034646 | -0.002193 | -9.4898e-05 | -0.003351 | -0.0031527 | 0.0050623 | 0.0010617 | 0 | 0.37312 | 0 | 0 | 0 | 0 | 0 | 0 | 0 | 0 | 0 | 0.38864 | 0 | 0 | 0 | 0 | 1.3814 | 0 | 0 | 0
11 | 307 | 10 | 46.94 | 1.8029 | 71.99 | 0 | 3.6909 | 0.0011877 | 0 | 68 | 68.0146 | 68.0146 | -0.0037007 | -0.008202 | -0.0009974 | 0 | 0 | 0.015713 | 0.0033317 | -0.0005595 | -1.5555e-05 | -0.0014181 | -8.2859e-05 | -0.0029259 | -0.0030524 | 0.0030973 | 0.00065039 | 0 | 0 | 0 | 0 | 0 | 0 | 0 | 0 | 0 | 0 | 0 | 0.38863 | 0 | 0 | 0 | 0 | 1.4143 | 0 | 0 | 0
11 | 307 | 11 | 46.94 | 2.6847 | 71.99 | 0 | 3.6909 | -0.011965 | -0.010777 | 68.0146 | 67.8679 | 68 | -0.0037033 | -0.0082076 | -0.00099809 | 0 | 0 | 0.007294 | 0.0016287 | -0.00055789 | -0.0024062 | -0.0024404 | -8.2916e-05 | -0.0029279 | -0.0026609 | 0.0030973 | 0.00065039 | 0 | 0.84884 | 0 | 0 | 0 | 0 | 0 | 0 | 0 | 0 | 0 | 0.38864 | 0 | 0 | 0 | 0 | 1.4472 | 0 | 0 | 0
11 | 307 | 12 | 50.9 | 1.7303 | 71.99 | 0 | 2.612 | 0.014186 | 0 | 68 | 68.1739 | 68.1739 | -0.0030048 | -0.0066597 | -0.00080986 | 0 | 0 | 0.018091 | 0.0043221 | -0.0004533 | 0.0032628 | -0.0008988 | -6.7279e-05 | -0.0023757 | -0.0022187 | 0.0041315 | 0.0008666 | 0 | 0 | 0 | 0 | 0 | 0 | 0 | 0 | 0 | 0 | 0 | 0.28318 | 0 | 0 | 0 | 0 | 1.4472 | 0 | 0 | 0
11 | 307 | 13 | 51.98 | 1.6973 | 71.99 | 0 | 2.612 | 0.026739 | 0 | 68.1739 | 68.5015 | 68.5015 | -0.0028456 | -0.0063068 | -0.00076694 | 0 | 0 | 0.024657 | 0.0059318 | -0.00042621 | 0.0068748 | -0.0002048 | -6.3714e-05 | -0.0022498 | -0.0016082 | 0.0030973 | 0.00065039 | 0 | 0 | 0 | 0 | 0 | 0 | 0 | 0 | 0 | 0 | 0 | 0.28302 | 0 | 0 | 0 | 0 | 1.4143 | 0 | 0 | 0
11 | 307 | 14 | 53.96 | 1.6144 | 71.99 | 0 | 2.101 | 0.018235 | 0 | 68.5015 | 68.725 | 68.725 | -0.0025553 | -0.0056633 | -0.00068869 | 0 | 0 | 0.018566 | 0.0042089 | -0.00037959 | 0.0045706 | 0.00018479 | -5.7213e-05 | -0.0020203 | -0.0010565 | 0.0025838 | 0.00054141 | 0 | 0 | 0 | 0 | 0 | 0 | 0 | 0 | 0 | 0 | 0 | 0.23299 | 0 | 0 | 0 | 0 | 1.3814 | 0 | 0 | 0
11 | 307 | 15 | 55.94 | 1.5814 | 71.99 | 0 | 2.101 | 0.020053 | 0 | 68.725 | 68.9708 | 68.9708 | -0.0022466 | -0.0049792 | -0.0006055 | 0 | 0 | 0.019133 | 0.003708 | -0.0003346 | 0.0043564 | 0.00058256 | -5.0302e-05 | -0.0017762 | -0.00098455 | 0.0026854 | 0.00056426 | 0 | 0 | 0 | 0 | 0 | 0 | 0 | 0 | 0 | 0 | 0 | 0.23287 | 0 | 0 | 0 | 0 | 1.3485 | 0 | 0 | 0
11 | 307 | 16 | 54.86 | 1.6471 | 71.99 | 0 | 2.101 | 0.0021796 | 0 | 68.9708 | 68.9975 | 68.9975 | -0.0024796 | -0.0054955 | -0.00066829 | 0 | 0 | 0.0096177 | 0.0020071 | -0.00036806 | 0.00031119 | -0.00049917 | -5.5518e-05 | -0.0019604 | -0.00091525 | 0.0026854 | 0.00056426 | 0 | 0 | 0 | 0 | 0 | 0 | 0 | 0 | 0 | 0 | 0 | 0.23286 | 0 | 0 | 0 | 0 | 1.4143 | 0 | 0 | 0
11 | 307 | 17 | 52.88 | 1.9103 | 71.99 | 0 | 2.101 | -0.01188 | 0 | 68.9975 | 68.8519 | 68.8519 | -0.0028322 | -0.0062771 | -0.00076332 | 0 | 0 | 0.0039085 | 0.00043123 | -0.00041853 | -0.0044322 | -0.0022219 | -6.3413e-05 | -0.0022392 | -0.00089819 | 0.0039265 | 0.00082442 | 0 | 0 | 0 | 0 | 0 | 0 | 0 | 0 | 0 | 0 | 0 | 0.23293 | 0 | 0 | 0 | 0 | 1.6774 | 0 | 0 | 0
11 | 307 | 18 | 50 | 2.4822 | 71.99 | 0 | 3.5773 | -0.020948 | 0 | 68.8519 | 68.5952 | 68.5952 | -0.0033127 | -0.007342 | -0.00089283 | 0 | 0 | 0.00061229 | 0.00013149 | -0.00048906 | -0.0063004 | -0.0038316 | -7.4171e-05 | -0.0026191 | -0.0010652 | 0.0042349 | 0.00088946 | 0 | 0 | 0 | 0 | 0 | 0 | 0 | 0 | 0 | 0 | 0 | 0.37726 | 0 | 0 | 0 | 0 | 2.105 | 0 | 0 | 0
11 | 307 | 19 | 46.94 | 2.4495 | 71.99 | 0 | 3.5773 | -0.023013 | 0 | 68.5952 | 68.3131 | 68.3131 | -0.0038053 | -0.0084338 | -0.0010256 | 0 | 0 | 0 | 0 | -0.00056107 | -0.005838 | -0.0035389 | -8.5201e-05 | -0.0030086 | -0.0012616 | 0.0045452 | 0.0009545 | 0 | 0 | 0 | 0 | 0 | 0 | 0 | 0 | 0 | 0 | 0 | 0.3774 | 0 | 0 | 0 | 0 | 2.0721 | 0 | 0 | 0
11 | 307 | 20 | 45.86 | 2.318 | 71.99 | 0 | 3.5773 | -0.021481 | 0 | 68.3131 | 68.0499 | 68.0499 | -0.0039455 | -0.0087445 | -0.0010634 | 0 | 0 | 0 | 0 | -0.0005808 | -0.0060531 | -0.0036697 | -8.834e-05 | -0.0031194 | -0.0013435 | 0.0071272 | 0.0014959 | 0 | 0 | 0 | 0 | 0 | 0 | 0 | 0 | 0 | 0 | 0 | 0.37752 | 0 | 0 | 0 | 0 | 1.9405 | 0 | 0 | 0
11 | 307 | 21 | 44.96 | 3.6638 | 71.99 | 0 | 3.5773 | -0.022409 | -0.018338 | 68.0499 | 67.7753 | 68 | -0.0040574 | -0.0089925 | -0.0010935 | 0 | 0 | 0 | 0 | -0.00059851 | -0.0062247 | -0.0037741 | -9.0845e-05 | -0.0032079 | -0.0014962 | 0.0071272 | 0.0014959 | 0 | 1.4444 | 0 | 0 | 0 | 0 | 0 | 0 | 0 | 0 | 0 | 0.37755 | 0 | 0 | 0 | 0 | 1.8419 | 0 | 0 | 0
11 | 307 | 22 | 43.88 | 3.9019 | 71.99 | 0 | 2.8959 | -0.02346 | -0.02346 | 68 | 67.7125 | 68 | -0.0042384 | -0.0093937 | -0.0011423 | 0 | 0 | 0 | 0 | -0.00062537 | -0.0065024 | -0.0039425 | -9.4898e-05 | -0.003351 | -0.0016103 | 0.0074411 | 0.0015609 | 0 | 1.8477 | 0 | 0 | 0 | 0 | 0 | 0 | 0 | 0 | 0 | 0.31099 | 0 | 0 | 0 | 0 | 1.7432 | 0 | 0 | 0
11 | 307 | 23 | 42.98 | 1.7912 | 71.99 | 0 | 2.8959 | -0.024563 | 0 | 68 | 67.699 | 67.699 | -0.0043966 | -0.0097442 | -0.0011849 | 0 | 0 | 0 | 0 | -0.00064737 | -0.0067451 | -0.0040893 | -9.8439e-05 | -0.0034761 | -0.0016217 | 0.0074411 | 0.0015609 | 0 | 0 | 0 | 0 | 0 | 0 | 0 | 0 | 0 | 0 | 0 | 0.31114 | 0 | 0 | 0 | 0 | 1.4801 | 0 | 0 | 0
11 | 307 | 24 | 41.9 | 1.2925 | 71.99 | 0 | 0.48266 | -0.026323 | 0 | 67.699 | 67.3764 | 67.3764 | -0.0045334 | -0.010048 | -0.0012218 | 0 | 0 | 0 | 0 | -0.00066781 | -0.0069551 | -0.0042167 | -0.0001015 | -0.0035843 | -0.0017106 | 0.0067153 | 0.0014098 | 0 | 0 | 0 | 0 | 0 | 0 | 0 | 0 | 0 | 0 | 0 | 0.07558 | 0 | 0 | 0 | 0 | 1.2169 | 0 | 0 | 0
11 | 308 | 1 | 41 | 0.99702 | 71.7534 | 0 | 0.48378 | -0.031563 | 0 | 67.3764 | 66.9896 | 66.9896 | -0.0046349 | -0.010272 | -0.0012492 | 0 | 0 | 0 | 0 | -0.00067974 | -0.0071107 | -0.0043102 | -0.00010378 | -0.0036645 | -0.0016045 | 0.0020667 | 0.00043418 | 0 | 0 | 0 | 0 | 0 | 0 | 0 | 0 | 0 | 0 | 0 | 0.076091 | 0 | 0 | 0 | 0 | 0.92093 | 0 | 0 | 0
11 | 308 | 2 | 39.92 | 0.93143 | 71.7534 | 0 | 0.48378 | -0.032484 | 0 | 66.9896 | 66.5915 | 66.5915 | -0.0047567 | -0.010542 | -0.001282 | 0 | 0 | 0 | 0 | -0.000698 | -0.0072976 | -0.0044236 | -0.0001065 | -0.0037608 | -0.0016833 | 0.0020667 | 0.00043418 | 0 | 0 | 0 | 0 | 0 | 0 | 0 | 0 | 0 | 0 | 0 | 0.076287 | 0 | 0 | 0 | 0 | 0.85515 | 0 | 0 | 0
11 | 308 | 3 | 41.9 | 0.89872 | 71.7534 | 0 | 0.48378 | -0.029329 | 0 | 66.5915 | 66.232 | 66.232 | -0.0043388 | -0.0096163 | -0.0011694 | 0 | 0 | 0 | 0 | -0.00063343 | -0.0066565 | -0.004034 | -9.7147e-05 | -0.0034304 | -0.00142 | 0.0020667 | 0.00043418 | 0 | 0 | 0 | 0 | 0 | 0 | 0 | 0 | 0 | 0 | 0 | 0.076464 | 0 | 0 | 0 | 0 | 0.82226 | 0 | 0 | 0
11 | 308 | 4 | 41.9 | 1.6476 | 71.7534 | 0 | 0.48378 | -0.028857 | -0.0099239 | 66.232 | 65.8784 | 66 | -0.0042757 | -0.0094763 | -0.0011524 | 0 | 0 | 0 | 0 | -0.00062618 | -0.0065596 | -0.0039759 | -9.5733e-05 | -0.0033805 | -0.0013819 | 0.0020667 | 0.00043418 | 0 | 0.78162 | 0 | 0 | 0 | 0 | 0 | 0 | 0 | 0 | 0 | 0.076578 | 0 | 0 | 0 | 0 | 0.78937 | 0 | 0 | 0
11 | 308 | 5 | 41.9 | 3.1147 | 71.7534 | 0 | 0.48378 | -0.028551 | -0.028551 | 66 | 65.6501 | 66 | -0.0042349 | -0.0093859 | -0.0011414 | 0 | 0 | 0 | 0 | -0.00062007 | -0.0064971 | -0.0039379 | -9.482e-05 | -0.0033482 | -0.0013576 | 0.0020667 | 0.00043418 | 0 | 2.2487 | 0 | 0 | 0 | 0 | 0 | 0 | 0 | 0 | 0 | 0.076578 | 0 | 0 | 0 | 0 | 0.78937 | 0 | 0 | 0
11 | 308 | 6 | 41.9 | 15.9726 | 71.7534 | 0 | 0.56915 | -0.027259 | -0.19046 | 66 | 65.6659 | 68 | -0.0042349 | -0.0093859 | -0.0011414 | 0 | 0 | 0 | 0 | -0.00062184 | -0.0064971 | -0.0039384 | -9.482e-05 | -0.0033482 | -0.0014493 | 0.0034529 | 0.00072422 | 0 | 15.0006 | 0 | 0 | 0 | 0 | 0 | 0 | 0 | 0 | 0 | 0.083969 | 0 | 0 | 0 | 0 | 0.88804 | 0 | 0 | 0
11 | 308 | 7 | 42.98 | 3.8277 | 71.7534 | 0 | 4.2686 | -0.028309 | -0.028309 | 68 | 67.6531 | 68 | -0.0043966 | -0.0097442 | -0.0011849 | 0 | 0 | 1.4364e-05 | 5.4769e-08 | -0.00064588 | -0.0067451 | -0.0047489 | -9.8439e-05 | -0.0034761 | -0.0016217 | 0.0043383 | 0.00091055 | 0 | 2.2297 | 0 | 0 | 0 | 0 | 0 | 0 | 0 | 0 | 0 | 0.44693 | 0 | 0 | 0 | 0 | 1.1512 | 0 | 0 | 0
11 | 308 | 8 | 43.88 | 3.4032 | 71.7534 | 0 | 4.2686 | -0.020413 | -0.020413 | 68 | 67.7498 | 68 | -0.0042384 | -0.0093937 | -0.0011423 | 0 | 0 | 0.0018071 | 0.00038146 | -0.00062164 | -0.006802 | -0.0041829 | -9.4898e-05 | -0.003351 | -0.0014514 | 0.0086767 | 0.0018211 | 0 | 1.6078 | 0 | 0 | 0 | 0 | 0 | 0 | 0 | 0 | 0 | 0.44693 | 0 | 0 | 0 | 0 | 1.3485 | 0 | 0 | 0
11 | 308 | 9 | 45.86 | 2.5013 | 71.7534 | 0 | 3.6995 | -0.0092537 | -0.0092537 | 68 | 67.8866 | 68 | -0.0038905 | -0.0086226 | -0.0010486 | 0 | 0 | 0.0084934 | 0.0017828 | -0.0005738 | -0.0031856 | -0.0026147 | -8.7108e-05 | -0.0030759 | -0.0014935 | 0.0050623 | 0.0010617 | 0 | 0.72883 | 0 | 0 | 0 | 0 | 0 | 0 | 0 | 0 | 0 | 0.39109 | 0 | 0 | 0 | 0 | 1.3814 | 0 | 0 | 0
11 | 308 | 10 | 47.84 | 1.8053 | 71.7534 | 0 | 3.6995 | 0.0041858 | 0 | 68 | 68.0513 | 68.0513 | -0.0035425 | -0.0078515 | -0.00095478 | 0 | 0 | 0.015013 | 0.0031987 | -0.00052082 | 0.00031555 | -0.0011482 | -7.9318e-05 | -0.0028009 | -0.0011915 | 0.0030973 | 0.00065039 | 0 | 0 | 0 | 0 | 0 | 0 | 0 | 0 | 0 | 0 | 0 | 0.39107 | 0 | 0 | 0 | 0 | 1.4143 | 0 | 0 | 0
11 | 308 | 11 | 50.9 | 1.8551 | 71.7534 | 0 | 3.6995 | -0.0043993 | -0.00021355 | 68.0513 | 67.9974 | 68 | -0.0030139 | -0.0066797 | -0.00081229 | 0 | 0 | 0.0088004 | 0.001965 | -0.00044228 | -0.0017342 | -0.0022191 | -6.748e-05 | -0.0023828 | -0.0009103 | 0.0030973 | 0.00065039 | 0 | 0.016819 | 0 | 0 | 0 | 0 | 0 | 0 | 0 | 0 | 0 | 0.39109 | 0 | 0 | 0 | 0 | 1.4472 | 0 | 0 | 0
11 | 308 | 12 | 51.98 | 1.7322 | 71.7534 | 0 | 2.6181 | 0.00014132 | 0 | 68 | 68.0017 | 68.0017 | -0.0028151 | -0.0062391 | -0.00075871 | 0 | 0 | 0.0099104 | 0.0022129 | -0.00041504 | -0.0008705 | -0.0018367 | -6.3029e-05 | -0.0022257 | -0.00088963 | 0.0041315 | 0.0008666 | 0 | 0 | 0 | 0 | 0 | 0 | 0 | 0 | 0 | 0 | 0 | 0.28499 | 0 | 0 | 0 | 0 | 1.4472 | 0 | 0 | 0
11 | 308 | 13 | 51.98 | 1.917 | 71.7534 | 0 | 2.6181 | -0.0029056 | -0.0027643 | 68.0017 | 67.9661 | 68 | -0.0028154 | -0.0062398 | -0.00075879 | 0 | 0 | 0.0080869 | 0.0018057 | -0.00041437 | -0.00093118 | -0.0016337 | -6.3036e-05 | -0.0022259 | -0.00081331 | 0.0030973 | 0.00065039 | 0 | 0.21772 | 0 | 0 | 0 | 0 | 0 | 0 | 0 | 0 | 0 | 0.28499 | 0 | 0 | 0 | 0 | 1.4143 | 0 | 0 | 0
11 | 308 | 14 | 50.9 | 2.0957 | 71.7534 | 0 | 2.1058 | -0.0060883 | -0.0060883 | 68 | 67.9254 | 68 | -0.0030048 | -0.0066597 | -0.00080986 | 0 | 0 | 0.0074526 | 0.0016641 | -0.00044386 | -0.0015261 | -0.0019148 | -6.7279e-05 | -0.0023757 | -0.00098649 | 0.0025838 | 0.00054141 | 0 | 0.47952 | 0 | 0 | 0 | 0 | 0 | 0 | 0 | 0 | 0 | 0.23474 | 0 | 0 | 0 | 0 | 1.3814 | 0 | 0 | 0
11 | 308 | 15 | 50.9 | 2.2685 | 71.7534 | 0 | 2.1058 | -0.0087003 | -0.0087003 | 68 | 67.8934 | 68 | -0.0030048 | -0.0066597 | -0.00080986 | 0 | 0 | 0.0061048 | 0.0013631 | -0.00044481 | -0.0022279 | -0.002164 | -6.7279e-05 | -0.0023757 | -0.0010994 | 0.0026854 | 0.00056426 | 0 | 0.68525 | 0 | 0 | 0 | 0 | 0 | 0 | 0 | 0 | 0 | 0.23474 | 0 | 0 | 0 | 0 | 1.3485 | 0 | 0 | 0
11 | 308 | 16 | 50 | 2.6462 | 71.7534 | 0 | 2.1058 | -0.012661 | -0.012661 | 68 | 67.8448 | 68 | -0.003163 | -0.0070102 | -0.00085248 | 0 | 0 | 0.005193 | 0.0011595 | -0.00046266 | -0.0038345 | -0.0030177 | -7.082e-05 | -0.0025008 | -0.000787 | 0.0026854 | 0.00056426 | 0 | 0.99721 | 0 | 0 | 0 | 0 | 0 | 0 | 0 | 0 | 0 | 0.23474 | 0 | 0 | 0 | 0 | 1.4143 | 0 | 0 | 0
11 | 308 | 17 | 50 | 3.1824 | 71.7534 | 0 | 2.1058 | -0.016128 | -0.016128 | 68 | 67.8024 | 68 | -0.003163 | -0.0070102 | -0.00085248 | 0 | 0 | 0.0018631 | 0.00041602 | -0.00046694 | -0.0043262 | -0.0028725 | -7.082e-05 | -0.0025008 | -0.0010704 | 0.0039265 | 0.00082442 | 0 | 1.2702 | 0 | 0 | 0 | 0 | 0 | 0 | 0 | 0 | 0 | 0.23474 | 0 | 0 | 0 | 0 | 1.6774 | 0 | 0 | 0
11 | 308 | 18 | 47.84 | 4.201 | 71.7534 | 0 | 3.5856 | -0.021788 | -0.021788 | 68 | 67.733 | 68 | -0.0035425 | -0.0078515 | -0.00095478 | 0 | 0 | 0.00019821 | 4.4257e-05 | -0.0005228 | -0.0057879 | -0.0035347 | -7.9318e-05 | -0.0028009 | -0.0011915 | 0.0042349 | 0.00088946 | 0 | 1.7161 | 0 | 0 | 0 | 0 | 0 | 0 | 0 | 0 | 0 | 0.37992 | 0 | 0 | 0 | 0 | 2.105 | 0 | 0 | 0
11 | 308 | 19 | 46.94 | 4.2092 | 71.7534 | 0 | 3.5856 | -0.022311 | -0.022311 | 68 | 67.7266 | 68 | -0.0037007 | -0.008202 | -0.0009974 | 0 | 0 | 0 | 0 | -0.00054564 | -0.0056775 | -0.0034421 | -8.2859e-05 | -0.0029259 | -0.0012819 | 0.0045452 | 0.0009545 | 0 | 1.7572 | 0 | 0 | 0 | 0 | 0 | 0 | 0 | 0 | 0 | 0.37992 | 0 | 0 | 0 | 0 | 2.0721 | 0 | 0 | 0
11 | 308 | 20 | 44.96 | 4.0999 | 71.7534 | 0 | 3.5856 | -0.022593 | -0.022593 | 68 | 67.7231 | 68 | -0.0040486 | -0.0089731 | -0.0010912 | 0 | 0 | 0 | 0 | -0.0006006 | -0.0062113 | -0.0037669 | -9.0649e-05 | -0.003201 | -0.0017373 | 0.0071272 | 0.0014959 | 0 | 1.7795 | 0 | 0 | 0 | 0 | 0 | 0 | 0 | 0 | 0 | 0.37992 | 0 | 0 | 0 | 0 | 1.9405 | 0 | 0 | 0
11 | 308 | 21 | 44.96 | 3.9814 | 71.7534 | 0 | 3.5856 | -0.022342 | -0.022342 | 68 | 67.7262 | 68 | -0.0040486 | -0.0089731 | -0.0010912 | 0 | 0 | 0 | 0 | -0.00059662 | -0.0062113 | -0.0037658 | -9.0649e-05 | -0.003201 | -0.0014907 | 0.0071272 | 0.0014959 | 0 | 1.7597 | 0 | 0 | 0 | 0 | 0 | 0 | 0 | 0 | 0 | 0.37992 | 0 | 0 | 0 | 0 | 1.8419 | 0 | 0 | 0
11 | 308 | 22 | 44.96 | 3.8108 | 71.7534 | 0 | 2.9027 | -0.022279 | -0.022279 | 68 | 67.727 | 68 | -0.0040486 | -0.0089731 | -0.0010912 | 0 | 0 | 0 | 0 | -0.00059985 | -0.0062113 | -0.0037667 | -9.0649e-05 | -0.003201 | -0.0017373 | 0.0074411 | 0.0015609 | 0 | 1.7547 | 0 | 0 | 0 | 0 | 0 | 0 | 0 | 0 | 0 | 0.31291 | 0 | 0 | 0 | 0 | 1.7432 | 0 | 0 | 0
11 | 308 | 23 | 43.88 | 1.7931 | 71.7534 | 0 | 2.9027 | -0.024766 | 0 | 68 | 67.6965 | 67.6965 | -0.0042384 | -0.0093937 | -0.0011423 | 0 | 0 | 0 | 0 | -0.00063724 | -0.0065024 | -0.0039458 | -9.4898e-05 | -0.003351 | -0.0029009 | 0.0074411 | 0.0015609 | 0 | 0 | 0 | 0 | 0 | 0 | 0 | 0 | 0 | 0 | 0 | 0.31306 | 0 | 0 | 0 | 0 | 1.4801 | 0 | 0 | 0
11 | 308 | 24 | 41.9 | 1.2928 | 71.7534 | 0 | 0.48378 | -0.027006 | 0 | 67.6965 | 67.3655 | 67.3655 | -0.004533 | -0.010047 | -0.0012217 | 0 | 0 | 0 | 0 | -0.00067559 | -0.0069544 | -0.0042185 | -0.00010149 | -0.0035839 | -0.0023861 | 0.0067153 | 0.0014098 | 0 | 0 | 0 | 0 | 0 | 0 | 0 | 0 | 0 | 0 | 0 | 0.075905 | 0 | 0 | 0 | 0 | 1.2169 | 0 | 0 | 0
11 | 309 | 1 | 42.98 | 0.99733 | 71.5173 | 0 | 0.48488 | -0.029592 | 0 | 67.3655 | 67.0029 | 67.0029 | -0.0042851 | -0.0094971 | -0.0011549 | 0 | 0 | 0 | 0 | -0.00063604 | -0.006574 | -0.003987 | -9.5943e-05 | -0.0033879 | -0.0020407 | 0.0020667 | 0.00043418 | 0 | 0 | 0 | 0 | 0 | 0 | 0 | 0 | 0 | 0 | 0 | 0.076404 | 0 | 0 | 0 | 0 | 0.92093 | 0 | 0 | 0
11 | 309 | 2 | 42.98 | 0.93173 | 71.5173 | 0 | 0.48488 | -0.029614 | 0 | 67.0029 | 66.64 | 66.64 | -0.0042213 | -0.0093559 | -0.0011377 | 0 | 0 | 0 | 0 | -0.00063153 | -0.0064763 | -0.0039291 | -9.4516e-05 | -0.0033375 | -0.0024964 | 0.0020667 | 0.00043418 | 0 | 0 | 0 | 0 | 0 | 0 | 0 | 0 | 0 | 0 | 0 | 0.076582 | 0 | 0 | 0 | 0 | 0.85515 | 0 | 0 | 0
11 | 309 | 3 | 43.88 | 0.899 | 71.5173 | 0 | 0.48488 | -0.027416 | 0 | 66.64 | 66.304 | 66.304 | -0.0039994 | -0.008864 | -0.0010779 | 0 | 0 | 0 | 0 | -0.00059355 | -0.0061358 | -0.0037212 | -8.9547e-05 | -0.0031621 | -0.0018393 | 0.0020667 | 0.00043418 | 0 | 0 | 0 | 0 | 0 | 0 | 0 | 0 | 0 | 0 | 0 | 0.076748 | 0 | 0 | 0 | 0 | 0.82226 | 0 | 0 | 0
11 | 309 | 4 | 43.88 | 1.0262 | 71.5173 | 0 | 0.48488 | -0.026833 | -0.0020301 | 66.304 | 65.9751 | 66 | -0.0039404 | -0.0087332 | -0.001062 | 0 | 0 | 0 | 0 | -0.00058372 | -0.0060452 | -0.003666 | -8.8225e-05 | -0.0031154 | -0.0016656 | 0.0020667 | 0.00043418 | 0 | 0.15989 | 0 | 0 | 0 | 0 | 0 | 0 | 0 | 0 | 0 | 0.076898 | 0 | 0 | 0 | 0 | 0.78937 | 0 | 0 | 0
11 | 309 | 5 | 43.88 | 2.9699 | 71.5173 | 0 | 0.48488 | -0.026709 | -0.026709 | 66 | 65.6727 | 66 | -0.003887 | -0.0086148 | -0.0010476 | 0 | 0 | 0 | 0 | -0.00057863 | -0.0059633 | -0.0036171 | -8.7029e-05 | -0.0030732 | -0.0019069 | 0.0020667 | 0.00043418 | 0 | 2.1036 | 0 | 0 | 0 | 0 | 0 | 0 | 0 | 0 | 0 | 0.076898 | 0 | 0 | 0 | 0 | 0.78937 | 0 | 0 | 0
11 | 309 | 6 | 44.96 | 15.6747 | 71.5173 | 0 | 0.57045 | -0.023473 | -0.18667 | 66 | 65.7123 | 68 | -0.0036972 | -0.0081942 | -0.00099645 | 0 | 0 | 0 | 0 | -0.00054542 | -0.0056721 | -0.0034391 | -8.278e-05 | -0.0029231 | -0.0013753 | 0.0034529 | 0.00072422 | 0 | 14.7024 | 0 | 0 | 0 | 0 | 0 | 0 | 0 | 0 | 0 | 0.084345 | 0 | 0 | 0 | 0 | 0.88804 | 0 | 0 | 0
11 | 309 | 7 | 44.96 | 3.5884 | 71.5173 | 0 | 4.2784 | -0.025235 | -0.025235 | 68 | 67.6907 | 68 | -0.0040486 | -0.0089731 | -0.0010912 | 0 | 0 | 0 | 0 | -0.0005979 | -0.0062113 | -0.0037662 | -9.0649e-05 | -0.003201 | -0.0015933 | 0.0043383 | 0.00091055 | 0 | 1.9875 | 0 | 0 | 0 | 0 | 0 | 0 | 0 | 0 | 0 | 0.44975 | 0 | 0 | 0 | 0 | 1.1512 | 0 | 0 | 0
11 | 309 | 8 | 45.86 | 3.2293 | 71.5173 | 0 | 4.2784 | -0.018169 | -0.018169 | 68 | 67.7773 | 68 | -0.0038905 | -0.0086226 | -0.0010486 | 0 | 0 | 0.00099104 | 0.00022129 | -0.0005728 | -0.0057483 | -0.0036185 | -8.7108e-05 | -0.0030759 | -0.0013941 | 0.0086767 | 0.0018211 | 0 | 1.431 | 0 | 0 | 0 | 0 | 0 | 0 | 0 | 0 | 0 | 0.44975 | 0 | 0 | 0 | 0 | 1.3485 | 0 | 0 | 0
11 | 309 | 9 | 45.86 | 3.1646 | 71.5173 | 0 | 3.7079 | -0.017644 | -0.017644 | 68 | 67.7838 | 68 | -0.0038905 | -0.0086226 | -0.0010486 | 0 | 0 | 0.0031317 | 0.00069926 | -0.00057467 | -0.0045585 | -0.0031863 | -8.7108e-05 | -0.0030759 | -0.0014935 | 0.0050623 | 0.0010617 | 0 | 1.3897 | 0 | 0 | 0 | 0 | 0 | 0 | 0 | 0 | 0 | 0.39353 | 0 | 0 | 0 | 0 | 1.3814 | 0 | 0 | 0
11 | 309 | 10 | 47.84 | 2.8345 | 71.5173 | 0 | 3.7079 | -0.013035 | -0.013035 | 68 | 67.8403 | 68 | -0.0035425 | -0.0078515 | -0.00095478 | 0 | 0 | 0.0052327 | 0.0011684 | -0.00052391 | -0.0029051 | -0.0024625 | -7.9318e-05 | -0.0028009 | -0.001413 | 0.0030973 | 0.00065039 | 0 | 1.0267 | 0 | 0 | 0 | 0 | 0 | 0 | 0 | 0 | 0 | 0.39353 | 0 | 0 | 0 | 0 | 1.4143 | 0 | 0 | 0
11 | 309 | 11 | 48.92 | 2.5038 | 71.5173 | 0 | 3.7079 | -0.0084186 | -0.0084186 | 68 | 67.8968 | 68 | -0.0033528 | -0.0074308 | -0.00090363 | 0 | 0 | 0.0068183 | 0.0015224 | -0.00049607 | -0.0017057 | -0.001943 | -7.5069e-05 | -0.0026508 | -0.0012986 | 0.0030973 | 0.00065039 | 0 | 0.66306 | 0 | 0 | 0 | 0 | 0 | 0 | 0 | 0 | 0 | 0.39353 | 0 | 0 | 0 | 0 | 1.4472 | 0 | 0 | 0
11 | 309 | 12 | 50 | 2.0543 | 71.5173 | 0 | 2.6241 | -0.0040686 | -0.0040686 | 68 | 67.9501 | 68 | -0.003163 | -0.0070102 | -0.00085248 | 0 | 0 | 0.0077301 | 0.001726 | -0.00046643 | -0.00093174 | -0.0015903 | -7.082e-05 | -0.0025008 | -0.0010704 | 0.0041315 | 0.0008666 | 0 | 0.32045 | 0 | 0 | 0 | 0 | 0 | 0 | 0 | 0 | 0 | 0.28672 | 0 | 0 | 0 | 0 | 1.4472 | 0 | 0 | 0
11 | 309 | 13 | 50 | 2.0969 | 71.5173 | 0 | 2.6241 | -0.0050259 | -0.0050259 | 68 | 67.9384 | 68 | -0.003163 | -0.0070102 | -0.00085248 | 0 | 0 | 0.0078887 | 0.0017614 | -0.00046948 | -0.00084592 | -0.0015613 | -7.082e-05 | -0.0025008 | -0.0012993 | 0.0030973 | 0.00065039 | 0 | 0.39585 | 0 | 0 | 0 | 0 | 0 | 0 | 0 | 0 | 0 | 0.28672 | 0 | 0 | 0 | 0 | 1.4143 | 0 | 0 | 0
11 | 309 | 14 | 50.9 | 2.0584 | 71.5173 | 0 | 2.1107 | -0.005598 | -0.005598 | 68 | 67.9314 | 68 | -0.0030048 | -0.0066597 | -0.00080986 | 0 | 0 | 0.0072544 | 0.0016198 | -0.00044568 | -0.0009482 | -0.0015389 | -6.7279e-05 | -0.0023757 | -0.0012058 | 0.0025838 | 0.00054141 | 0 | 0.4409 | 0 | 0 | 0 | 0 | 0 | 0 | 0 | 0 | 0 | 0.23613 | 0 | 0 | 0 | 0 | 1.3814 | 0 | 0 | 0
11 | 309 | 15 | 51.98 | 2.1231 | 71.5173 | 0 | 2.1107 | -0.0068371 | -0.0068371 | 68 | 67.9162 | 68 | -0.0028151 | -0.0062391 | -0.00075871 | 0 | 0 | 0.0059066 | 0.0013189 | -0.00041853 | -0.0013906 | -0.0016299 | -6.3029e-05 | -0.0022257 | -0.0012074 | 0.0026854 | 0.00056426 | 0 | 0.5385 | 0 | 0 | 0 | 0 | 0 | 0 | 0 | 0 | 0 | 0.23613 | 0 | 0 | 0 | 0 | 1.3485 | 0 | 0 | 0
11 | 309 | 16 | 52.88 | 2.3835 | 71.5173 | 0 | 2.1107 | -0.0093083 | -0.0093083 | 68 | 67.8859 | 68 | -0.0026569 | -0.0058886 | -0.00071608 | 0 | 0 | 0.0039245 | 0.00087629 | -0.00039291 | -0.0022053 | -0.0018605 | -5.9489e-05 | -0.0021006 | -0.00091401 | 0.0026854 | 0.00056426 | 0 | 0.73313 | 0 | 0 | 0 | 0 | 0 | 0 | 0 | 0 | 0 | 0.23613 | 0 | 0 | 0 | 0 | 1.4143 | 0 | 0 | 0
11 | 309 | 17 | 51.98 | 3.0036 | 71.5173 | 0 | 2.1107 | -0.01384 | -0.01384 | 68 | 67.8304 | 68 | -0.0028151 | -0.0062391 | -0.00075871 | 0 | 0 | 0.0017046 | 0.00038061 | -0.00042001 | -0.0035947 | -0.0024096 | -6.3029e-05 | -0.0022257 | -0.0013262 | 0.0039265 | 0.00082442 | 0 | 1.0901 | 0 | 0 | 0 | 0 | 0 | 0 | 0 | 0 | 0 | 0.23613 | 0 | 0 | 0 | 0 | 1.6774 | 0 | 0 | 0
11 | 309 | 18 | 50 | 3.9744 | 71.5173 | 0 | 3.5938 | -0.018881 | -0.018881 | 68 | 67.7686 | 68 | -0.003163 | -0.0070102 | -0.00085248 | 0 | 0 | 0.00011892 | 2.6554e-05 | -0.00047109 | -0.0048277 | -0.0029443 | -7.082e-05 | -0.0025008 | -0.001421 | 0.0042349 | 0.00088946 | 0 | 1.4871 | 0 | 0 | 0 | 0 | 0 | 0 | 0 | 0 | 0 | 0.38229 | 0 | 0 | 0 | 0 | 2.105 | 0 | 0 | 0
11 | 309 | 19 | 51.98 | 3.7335 | 71.5173 | 0 | 3.5938 | -0.01624 | -0.01624 | 68 | 67.801 | 68 | -0.0028151 | -0.0062391 | -0.00075871 | 0 | 0 | 0 | 0 | -0.0004194 | -0.0043188 | -0.0026197 | -6.3029e-05 | -0.0022257 | -0.0013262 | 0.0045452 | 0.0009545 | 0 | 1.2791 | 0 | 0 | 0 | 0 | 0 | 0 | 0 | 0 | 0 | 0.38229 | 0 | 0 | 0 | 0 | 2.0721 | 0 | 0 | 0
11 | 309 | 20 | 52.88 | 3.2797 | 71.5173 | 0 | 3.5938 | -0.012149 | -0.012149 | 68 | 67.8511 | 68 | -0.0026569 | -0.0058886 | -0.00071608 | 0 | 0 | 0 | 0 | -0.0003929 | -0.0040762 | -0.0024717 | -5.9489e-05 | -0.0021006 | -0.00091401 | 0.0071272 | 0.0014959 | 0 | 0.9569 | 0 | 0 | 0 | 0 | 0 | 0 | 0 | 0 | 0 | 0.38229 | 0 | 0 | 0 | 0 | 1.9405 | 0 | 0 | 0
11 | 309 | 21 | 52.88 | 3.2257 | 71.5173 | 0 | 3.5938 | -0.012717 | -0.012717 | 68 | 67.8442 | 68 | -0.0026569 | -0.0058886 | -0.00071608 | 0 | 0 | 0 | 0 | -0.00039814 | -0.0040762 | -0.0024732 | -5.9489e-05 | -0.0021006 | -0.0014749 | 0.0071272 | 0.0014959 | 0 | 1.0016 | 0 | 0 | 0 | 0 | 0 | 0 | 0 | 0 | 0 | 0.38229 | 0 | 0 | 0 | 0 | 1.8419 | 0 | 0 | 0
11 | 309 | 22 | 51.98 | 3.1409 | 71.5173 | 0 | 2.9093 | -0.013749 | -0.013749 | 68 | 67.8315 | 68 | -0.0028151 | -0.0062391 | -0.00075871 | 0 | 0 | 0 | 0 | -0.00042296 | -0.0043188 | -0.0026207 | -6.3029e-05 | -0.0022257 | -0.0017263 | 0.0074411 | 0.0015609 | 0 | 1.0829 | 0 | 0 | 0 | 0 | 0 | 0 | 0 | 0 | 0 | 0.31483 | 0 | 0 | 0 | 0 | 1.7432 | 0 | 0 | 0
11 | 309 | 23 | 51.98 | 1.795 | 71.5173 | 0 | 2.9093 | -0.013113 | 0 | 68 | 67.8393 | 67.8393 | -0.0028151 | -0.0062391 | -0.00075871 | 0 | 0 | 0 | 0 | -0.00041765 | -0.0043188 | -0.0026192 | -6.3029e-05 | -0.0022257 | -0.0010972 | 0.0074411 | 0.0015609 | 0 | 0 | 0 | 0 | 0 | 0 | 0 | 0 | 0 | 0 | 0 | 0.31491 | 0 | 0 | 0 | 0 | 1.4801 | 0 | 0 | 0
11 | 309 | 24 | 50 | 1.293 | 71.5173 | 0 | 0.48488 | -0.016357 | 0 | 67.8393 | 67.6388 | 67.6388 | -0.0031347 | -0.0069476 | -0.00084487 | 0 | 0 | 0 | 0 | -0.00046691 | -0.0048092 | -0.0029172 | -7.0187e-05 | -0.0024784 | -0.0014032 | 0.0067153 | 0.0014098 | 0 | 0 | 0 | 0 | 0 | 0 | 0 | 0 | 0 | 0 | 0 | 0.07609 | 0 | 0 | 0 | 0 | 1.2169 | 0 | 0 | 0
11 | 310 | 1 | 50 | 0.99746 | 71.2818 | 0 | 0.48598 | -0.020739 | 0 | 67.6388 | 67.3847 | 67.3847 | -0.0030995 | -0.0068696 | -0.00083538 | 0 | 0 | 0 | 0 | -0.00046116 | -0.0047552 | -0.0028842 | -6.9399e-05 | -0.0024506 | -0.0013811 | 0.0020667 | 0.00043418 | 0 | 0 | 0 | 0 | 0 | 0 | 0 | 0 | 0 | 0 | 0 | 0.076534 | 0 | 0 | 0 | 0 | 0.92093 | 0 | 0 | 0
11 | 310 | 2 | 50 | 0.9318 | 71.2818 | 0 | 0.48598 | -0.020174 | 0 | 67.3847 | 67.1374 | 67.1374 | -0.0030549 | -0.0067706 | -0.00082334 | 0 | 0 | 0 | 0 | -0.00045221 | -0.0046867 | -0.002842 | -6.8399e-05 | -0.0024153 | -0.0011272 | 0.0020667 | 0.00043418 | 0 | 0 | 0 | 0 | 0 | 0 | 0 | 0 | 0 | 0 | 0 | 0.076656 | 0 | 0 | 0 | 0 | 0.85515 | 0 | 0 | 0
11 | 310 | 3 | 50 | 0.89903 | 71.2818 | 0 | 0.48598 | -0.019958 | 0 | 67.1374 | 66.8929 | 66.8929 | -0.0030114 | -0.0066743 | -0.00081163 | 0 | 0 | 0 | 0 | -0.00044693 | -0.00462 | -0.0028019 | -6.7426e-05 | -0.0023809 | -0.0012096 | 0.0020667 | 0.00043418 | 0 | 0 | 0 | 0 | 0 | 0 | 0 | 0 | 0 | 0 | 0 | 0.076777 | 0 | 0 | 0 | 0 | 0.82226 | 0 | 0 | 0
11 | 310 | 4 | 50 | 0.86626 | 71.2818 | 0 | 0.48598 | -0.019878 | 0 | 66.8929 | 66.6492 | 66.6492 | -0.0029684 | -0.006579 | -0.00080005 | 0 | 0 | 0 | 0 | -0.00044274 | -0.0045541 | -0.0027626 | -6.6464e-05 | -0.0023469 | -0.0014243 | 0.0020667 | 0.00043418 | 0 | 0 | 0 | 0 | 0 | 0 | 0 | 0 | 0 | 0 | 0 | 0.076897 | 0 | 0 | 0 | 0 | 0.78937 | 0 | 0 | 0
11 | 310 | 5 | 50.9 | 0.86637 | 71.2818 | 0 | 0.48598 | -0.01836 | 0 | 66.6492 | 66.4242 | 66.4242 | -0.0027675 | -0.0061337 | -0.00074588 | 0 | 0 | 0 | 0 | -0.00041253 | -0.0042458 | -0.0025755 | -6.1964e-05 | -0.0021881 | -0.0012962 | 0.0020667 | 0.00043418 | 0 | 0 | 0 | 0 | 0 | 0 | 0 | 0 | 0 | 0 | 0 | 0.077007 | 0 | 0 | 0 | 0 | 0.78937 | 0 | 0 | 0
11 | 310 | 6 | 50.9 | 12.4133 | 71.2818 | 0 | 0.57174 | -0.016676 | -0.14526 | 66.4242 | 66.2199 | 68 | -0.0027279 | -0.006046 | -0.00073523 | 0 | 0 | 0 | 0 | -0.0004068 | -0.0041851 | -0.0025387 | -6.1079e-05 | -0.0021568 | -0.0012715 | 0.0034529 | 0.00072422 | 0 | 11.4406 | 0 | 0 | 0 | 0 | 0 | 0 | 0 | 0 | 0 | 0.08472 | 0 | 0 | 0 | 0 | 0.88804 | 0 | 0 | 0
11 | 310 | 7 | 51.98 | 2.9257 | 71.2818 | 0 | 4.288 | -0.016785 | -0.016785 | 68 | 67.7943 | 68 | -0.0028151 | -0.0062391 | -0.00075871 | 0 | 0 | 7.2988e-06 | 1.6523e-08 | -0.00041952 | -0.0043188 | -0.0029648 | -6.3029e-05 | -0.0022257 | -0.0013262 | 0.0043383 | 0.00091055 | 0 | 1.322 | 0 | 0 | 0 | 0 | 0 | 0 | 0 | 0 | 0 | 0.45256 | 0 | 0 | 0 | 0 | 1.1512 | 0 | 0 | 0
11 | 310 | 8 | 52.88 | 2.349 | 71.2818 | 0 | 4.288 | -0.0069565 | -0.0069565 | 68 | 67.9147 | 68 | -0.0026569 | -0.0058886 | -0.00071608 | 0 | 0 | 0.0022793 | 0.00048336 | -0.00039396 | -0.0033987 | -0.0021716 | -5.9489e-05 | -0.0021006 | -0.0010098 | 0.0086767 | 0.0018211 | 0 | 0.5479 | 0 | 0 | 0 | 0 | 0 | 0 | 0 | 0 | 0 | 0.45256 | 0 | 0 | 0 | 0 | 1.3485 | 0 | 0 | 0
11 | 310 | 9 | 53.96 | 1.7773 | 71.2818 | 0 | 3.7163 | 0.0030187 | 0 | 68 | 68.037 | 68.037 | -0.0024671 | -0.005468 | -0.00066493 | 0 | 0 | 0.009706 | 0.001868 | -0.00037144 | -0.00029715 | -0.00071892 | -5.5239e-05 | -0.0019506 | -0.0016243 | 0.0050623 | 0.0010617 | 0 | 0 | 0 | 0 | 0 | 0 | 0 | 0 | 0 | 0 | 0 | 0.39595 | 0 | 0 | 0 | 0 | 1.3814 | 0 | 0 | 0
11 | 310 | 10 | 55.94 | 1.8102 | 71.2818 | 0 | 3.7163 | 0.011226 | 0 | 68.037 | 68.1746 | 68.1746 | -0.0021257 | -0.0047113 | -0.00057291 | 0 | 0 | 0.013045 | 0.0027137 | -0.00031818 | 0.0020959 | 0.00019951 | -4.7595e-05 | -0.0016806 | -0.0011189 | 0.0030973 | 0.00065039 | 0 | 0 | 0 | 0 | 0 | 0 | 0 | 0 | 0 | 0 | 0 | 0.39589 | 0 | 0 | 0 | 0 | 1.4143 | 0 | 0 | 0
11 | 310 | 11 | 56.84 | 1.8429 | 71.2818 | 0 | 3.7163 | 0.024158 | 0 | 68.1746 | 68.4706 | 68.4706 | -0.0019917 | -0.0044143 | -0.00053681 | 0 | 0 | 0.019204 | 0.0042898 | -0.00029675 | 0.0056052 | 0.0010132 | -4.4595e-05 | -0.0015747 | -0.00084293 | 0.0030973 | 0.00065039 | 0 | 0 | 0 | 0 | 0 | 0 | 0 | 0 | 0 | 0 | 0 | 0.39574 | 0 | 0 | 0 | 0 | 1.4472 | 0 | 0 | 0
11 | 310 | 12 | 59.9 | 1.7353 | 71.2818 | 0 | 2.63 | 0.018122 | 0 | 68.4706 | 68.6927 | 68.6927 | -0.001506 | -0.0033379 | -0.00040591 | 0 | 0 | 0.013093 | 0.0030473 | -0.00022441 | 0.0037257 | 0.0005497 | -3.3721e-05 | -0.0011907 | -0.00059348 | 0.0041315 | 0.0008666 | 0 | 0 | 0 | 0 | 0 | 0 | 0 | 0 | 0 | 0 | 0 | 0.28811 | 0 | 0 | 0 | 0 | 1.4472 | 0 | 0 | 0
11 | 310 | 13 | 62.96 | 1.7022 | 71.2818 | 0 | 2.63 | 0.039641 | 0 | 68.6927 | 69.1785 | 69.1785 | -0.0010074 | -0.0022326 | -0.0002715 | 0 | 0 | 0.02366 | 0.005529 | -0.00015014 | 0.0095624 | 0.001989 | -2.2555e-05 | -0.00079645 | -0.00036604 | 0.0030973 | 0.00065039 | 0 | 0 | 0 | 0 | 0 | 0 | 0 | 0 | 0 | 0 | 0 | 0.28787 | 0 | 0 | 0 | 0 | 1.4143 | 0 | 0 | 0
11 | 310 | 14 | 62.96 | 1.6182 | 71.2818 | 0 | 2.1154 | 0.029475 | 0 | 69.1785 | 69.5398 | 69.5398 | -0.0010927 | -0.0024218 | -0.00029451 | 0 | 0 | 0.01877 | 0.0042173 | -0.0001628 | 0.0066984 | 0.0019276 | -2.4466e-05 | -0.00086395 | -0.00040287 | 0.0025838 | 0.00054141 | 0 | 0 | 0 | 0 | 0 | 0 | 0 | 0 | 0 | 0 | 0 | 0.23676 | 0 | 0 | 0 | 0 | 1.3814 | 0 | 0 | 0
11 | 310 | 15 | 64.94 | 1.5851 | 71.2818 | 0 | 2.1154 | 0.022204 | 0 | 69.5398 | 69.8119 | 69.8119 | -0.00080828 | -0.0017914 | -0.00021784 | 0 | 0 | 0.013859 | 0.0028228 | -0.00012073 | 0.0046995 | 0.0014913 | -1.8097e-05 | -0.00063905 | -0.00032364 | 0.0026854 | 0.00056426 | 0 | 0 | 0 | 0 | 0 | 0 | 0 | 0 | 0 | 0 | 0 | 0.23663 | 0 | 0 | 0 | 0 | 1.3485 | 0 | 0 | 0
11 | 310 | 16 | 65.84 | 1.6509 | 71.2818 | 0 | 2.1154 | 0.0043453 | 0 | 69.8119 | 69.8651 | 69.8651 | -0.00069794 | -0.0015469 | -0.00018811 | 0 | 0 | 0.0037091 | 0.00080913 | -0.00010238 | 3.2125e-05 | -0.00025627 | -1.5627e-05 | -0.00055182 | -9.5627e-05 | 0.0026854 | 0.00056426 | 0 | 0 | 0 | 0 | 0 | 0 | 0 | 0 | 0 | 0 | 0 | 0.2366 | 0 | 0 | 0 | 0 | 1.4143 | 0 | 0 | 0
11 | 310 | 17 | 68 | 1.914 | 71.2818 | 0 | 2.1154 | 0.0086851 | 0 | 69.8651 | 69.9716 | 69.9716 | -0.00032774 | -0.00072638 | -8.8332e-05 | 0 | 0 | 0.0040052 | 0.00081165 | -4.8843e-05 | 0.0006056 | 7.4466e-05 | -7.3382e-06 | -0.00025912 | -0.00010493 | 0.0039265 | 0.00082442 | 0 | 0 | 0 | 0 | 0 | 0 | 0 | 0 | 0 | 0 | 0 | 0.23655 | 0 | 0 | 0 | 0 | 1.6774 | 0 | 0 | 0
11 | 310 | 18 | 68 | 2.4887 | 71.2818 | 0 | 3.6019 | 0.0013556 | 0 | 69.9716 | 69.9882 | 69.9882 | -0.00034644 | -0.00076783 | -9.3373e-05 | 0 | 0 | 0.00058538 | 0.00012774 | -5.1988e-05 | -0.0011504 | -0.00073423 | -7.7569e-06 | -0.00027391 | -0.00016643 | 0.0042349 | 0.00088946 | 0 | 0 | 0 | 0 | 0 | 0 | 0 | 0 | 0 | 0 | 0 | 0.38369 | 0 | 0 | 0 | 0 | 2.105 | 0 | 0 | 0
11 | 310 | 19 | 66.92 | 2.4558 | 71.2818 | 0 | 3.6019 | 0.00051575 | 0 | 69.9882 | 69.9945 | 69.9945 | -0.00053914 | -0.0011949 | -0.00014531 | 0 | 0 | 0 | 0 | -8.1168e-05 | -0.00082714 | -0.00050195 | -1.2071e-05 | -0.00042626 | -0.00030148 | 0.0045452 | 0.0009545 | 0 | 0 | 0 | 0 | 0 | 0 | 0 | 0 | 0 | 0 | 0 | 0.38368 | 0 | 0 | 0 | 0 | 2.0721 | 0 | 0 | 0
11 | 310 | 20 | 65.84 | 2.3242 | 71.2818 | 0 | 3.6019 | 0.0017915 | 0 | 69.9945 | 70.0164 | 70.0164 | -0.00073003 | -0.001618 | -0.00019676 | 0 | 0 | 0 | 0 | -0.00010908 | -0.00112 | -0.00067946 | -1.6346e-05 | -0.00057719 | -0.00028885 | 0.0071272 | 0.0014959 | 0 | 0 | 0 | 0 | 0 | 0 | 0 | 0 | 0 | 0 | 0 | 0.38367 | 0 | 0 | 0 | 0 | 1.9405 | 0 | 0 | 0
11 | 310 | 21 | 64.94 | 2.2255 | 71.2818 | 0 | 3.6019 | 0.00055212 | 0 | 70.0164 | 70.0232 | 70.0232 | -0.00089204 | -0.0019771 | -0.00024042 | 0 | 0 | 0 | 0 | -0.00013361 | -0.0013685 | -0.00083033 | -1.9973e-05 | -0.00070528 | -0.00040779 | 0.0071272 | 0.0014959 | 0 | 0 | 0 | 0 | 0 | 0 | 0 | 0 | 0 | 0 | 0 | 0.38367 | 0 | 0 | 0 | 0 | 1.8419 | 0 | 0 | 0
11 | 310 | 22 | 63.86 | 2.0589 | 71.2818 | 0 | 2.9159 | -0.00055348 | 0 | 70.0232 | 70.0164 | 70.0164 | -0.001083 | -0.0024003 | -0.00029189 | 0 | 0 | 0 | 0 | -0.00016224 | -0.0016615 | -0.0010081 | -2.4249e-05 | -0.00085626 | -0.00050697 | 0.0074411 | 0.0015609 | 0 | 0 | 0 | 0 | 0 | 0 | 0 | 0 | 0 | 0 | 0 | 0.31576 | 0 | 0 | 0 | 0 | 1.7432 | 0 | 0 | 0
11 | 310 | 23 | 62.96 | 1.7958 | 71.2818 | 0 | 2.9159 | -0.0017232 | 0 | 70.0164 | 69.9953 | 69.9953 | -0.00124 | -0.0027482 | -0.00033419 | 0 | 0 | 0 | 0 | -0.00018575 | -0.0019023 | -0.0011542 | -2.7763e-05 | -0.00098036 | -0.00059153 | 0.0074411 | 0.0015609 | 0 | 0 | 0 | 0 | 0 | 0 | 0 | 0 | 0 | 0 | 0 | 0.31577 | 0 | 0 | 0 | 0 | 1.4801 | 0 | 0 | 0
11 | 310 | 24 | 62.96 | 1.2922 | 71.2818 | 0 | 0.48598 | -0.0023578 | 0 | 69.9953 | 69.9664 | 69.9664 | -0.0012363 | -0.0027399 | -0.00033319 | 0 | 0 | 0 | 0 | -0.00018467 | -0.0018966 | -0.0011506 | -2.768e-05 | -0.00097742 | -0.00052664 | 0.0067153 | 0.0014098 | 0 | 0 | 0 | 0 | 0 | 0 | 0 | 0 | 0 | 0 | 0 | 0.075263 | 0 | 0 | 0 | 0 | 1.2169 | 0 | 0 | 0
11 | 311 | 1 | 63.86 | 0.99654 | 71.047 | 0 | 0.48706 | -0.0058534 | 0 | 69.9664 | 69.8947 | 69.8947 | -0.001073 | -0.0023782 | -0.0002892 | 0 | 0 | 0 | 0 | -0.00016062 | -0.0016462 | -0.00099877 | -2.4025e-05 | -0.00084837 | -0.00050168 | 0.0020667 | 0.00043418 | 0 | 0 | 0 | 0 | 0 | 0 | 0 | 0 | 0 | 0 | 0 | 0.075616 | 0 | 0 | 0 | 0 | 0.92093 | 0 | 0 | 0
11 | 311 | 2 | 63.86 | 0.9308 | 71.047 | 0 | 0.48706 | -0.0057597 | 0 | 69.8947 | 69.8241 | 69.8241 | -0.0010604 | -0.0023502 | -0.0002858 | 0 | 0 | 0 | 0 | -0.00015879 | -0.0016269 | -0.00098705 | -2.3743e-05 | -0.0008384 | -0.00049502 | 0.0020667 | 0.00043418 | 0 | 0 | 0 | 0 | 0 | 0 | 0 | 0 | 0 | 0 | 0 | 0.075651 | 0 | 0 | 0 | 0 | 0.85515 | 0 | 0 | 0
11 | 311 | 3 | 64.94 | 0.89793 | 71.047 | 0 | 0.48706 | -0.0042126 | 0 | 69.8241 | 69.7725 | 69.7725 | -0.00085824 | -0.0019021 | -0.00023131 | 0 | 0 | 0 | 0 | -0.00012814 | -0.0013167 | -0.00079876 | -1.9216e-05 | -0.00067855 | -0.00034623 | 0.0020667 | 0.00043418 | 0 | 0 | 0 | 0 | 0 | 0 | 0 | 0 | 0 | 0 | 0 | 0.075676 | 0 | 0 | 0 | 0 | 0.82226 | 0 | 0 | 0
11 | 311 | 4 | 63.32 | 0.86508 | 71.047 | 0 | 0.48706 | -0.0062253 | 0 | 69.7725 | 69.6962 | 69.6962 | -0.0011338 | -0.002513 | -0.00030559 | 0 | 0 | 0 | 0 | -0.00016932 | -0.0017395 | -0.0010553 | -2.5387e-05 | -0.00089645 | -0.00045369 | 0.0020667 | 0.00043418 | 0 | 0 | 0 | 0 | 0 | 0 | 0 | 0 | 0 | 0 | 0 | 0.075714 | 0 | 0 | 0 | 0 | 0.78937 | 0 | 0 | 0
11 | 311 | 5 | 61.88 | 0.86513 | 71.047 | 0 | 0.48706 | -0.007958 | 0 | 69.6962 | 69.5986 | 69.5986 | -0.0013735 | -0.0030441 | -0.00037017 | 0 | 0 | 0 | 0 | -0.00020481 | -0.0021071 | -0.0012782 | -3.0752e-05 | -0.0010859 | -0.00053014 | 0.0020667 | 0.00043418 | 0 | 0 | 0 | 0 | 0 | 0 | 0 | 0 | 0 | 0 | 0 | 0.075762 | 0 | 0 | 0 | 0 | 0.78937 | 0 | 0 | 0
11 | 311 | 6 | 60.98 | 0.97239 | 71.047 | 0 | 0.57301 | -0.0074807 | 0 | 69.5986 | 69.507 | 69.507 | -0.0015145 | -0.0033566 | -0.00040818 | 0 | 0 | 0 | 0 | -0.00022464 | -0.0023235 | -0.0014091 | -3.3909e-05 | -0.0011974 | -0.00046583 | 0.0034529 | 0.00072422 | 0 | 0 | 0 | 0 | 0 | 0 | 0 | 0 | 0 | 0 | 0 | 0.084352 | 0 | 0 | 0 | 0 | 0.88804 | 0 | 0 | 0
11 | 311 | 7 | 57.92 | 1.6059 | 71.047 | 0 | 4.2976 | -0.011136 | 0 | 69.507 | 69.3705 | 69.3705 | -0.0020361 | -0.0045126 | -0.00054876 | 0 | 0 | 2.2064e-05 | 3.6765e-08 | -0.00029961 | -0.0031237 | -0.0028897 | -4.5588e-05 | -0.0016098 | -0.00043095 | 0.0043383 | 0.00091055 | 0 | 0 | 0 | 0 | 0 | 0 | 0 | 0 | 0 | 0 | 0 | 0.4547 | 0 | 0 | 0 | 0 | 1.1512 | 0 | 0 | 0
11 | 311 | 8 | 59.18 | 1.8032 | 71.047 | 0 | 4.2976 | -0.00087461 | 0 | 69.3705 | 69.3598 | 69.3598 | -0.0017907 | -0.0039688 | -0.00048262 | 0 | 0 | 0.0033593 | 0.00064761 | -0.00026458 | -0.0032124 | -0.0018682 | -4.0094e-05 | -0.0014158 | -0.00051511 | 0.0086767 | 0.0018211 | 0 | 0 | 0 | 0 | 0 | 0 | 0 | 0 | 0 | 0 | 0 | 0.45471 | 0 | 0 | 0 | 0 | 1.3485 | 0 | 0 | 0
11 | 311 | 9 | 61.88 | 1.7791 | 71.047 | 0 | 3.7246 | 0.0042079 | 0 | 69.3598 | 69.4113 | 69.4113 | -0.0013144 | -0.002913 | -0.00035424 | 0 | 0 | 0.0051791 | 0.0009963 | -0.00019582 | -0.00027696 | -0.00040425 | -2.9429e-05 | -0.0010392 | -0.00050256 | 0.0050623 | 0.0010617 | 0 | 0 | 0 | 0 | 0 | 0 | 0 | 0 | 0 | 0 | 0 | 0.39772 | 0 | 0 | 0 | 0 | 1.3814 | 0 | 0 | 0
11 | 311 | 10 | 63.86 | 1.812 | 71.047 | 0 | 3.7246 | 0.0063256 | 0 | 69.4113 | 69.4889 | 69.4889 | -0.00097549 | -0.002162 | -0.00026291 | 0 | 0 | 0.0051138 | 0.0011418 | -0.00014606 | 0.0011094 | 3.1376e-06 | -2.1841e-05 | -0.00077125 | -0.00045062 | 0.0030973 | 0.00065039 | 0 | 0 | 0 | 0 | 0 | 0 | 0 | 0 | 0 | 0 | 0 | 0.39768 | 0 | 0 | 0 | 0 | 1.4143 | 0 | 0 | 0
11 | 311 | 11 | 63.86 | 1.8448 | 71.047 | 0 | 3.7246 | 0.0091403 | 0 | 69.4889 | 69.6009 | 69.6009 | -0.00098911 | -0.0021922 | -0.00026658 | 0 | 0 | 0.0066994 | 0.0014959 | -0.00014888 | 0.0018987 | 0.00027616 | -2.2146e-05 | -0.00078202 | -0.00057663 | 0.0030973 | 0.00065039 | 0 | 0 | 0 | 0 | 0 | 0 | 0 | 0 | 0 | 0 | 0 | 0.39762 | 0 | 0 | 0 | 0 | 1.4472 | 0 | 0 | 0
11 | 311 | 12 | 66.92 | 1.7363 | 71.047 | 0 | 2.6358 | 0.043722 | 0 | 69.6009 | 70.1367 | 70.1367 | -0.00047109 | -0.0010441 | -0.00012697 | 0 | 0 | 0.0241 | 0.0056655 | -7.0944e-05 | 0.0096601 | 0.0016559 | -1.0548e-05 | -0.00037246 | -0.00026172 | 0.0041315 | 0.0008666 | 0 | 0 | 0 | 0 | 0 | 0 | 0 | 0 | 0 | 0 | 0 | 0.28912 | 0 | 0 | 0 | 0 | 1.4472 | 0 | 0 | 0
11 | 311 | 13 | 72.86 | 1.7031 | 71.047 | 0 | 2.6358 | 0.052262 | 0 | 70.1367 | 70.7772 | 70.7772 | 0.00047854 | 0.0010606 | 0.00012898 | 0 | 0 | 0.025759 | 0.0060052 | 7.2306e-05 | 0.011603 | 0.0027235 | 1.0715e-05 | 0.00037835 | 0.00029402 | 0.0030973 | 0.00065039 | 0 | 0 | 0 | 0 | 0 | 0 | 0 | 0 | 0 | 0 | 0 | 0.28881 | 0 | 0 | 0 | 0 | 1.4143 | 0 | 0 | 0
11 | 311 | 14 | 73.94 | 1.6186 | 71.047 | 0 | 2.1201 | 0.048279 | 0 | 70.7772 | 71.3688 | 71.3688 | 0.00055578 | 0.0012318 | 0.00014979 | 0 | 0 | 0.02372 | 0.0051447 | 8.3865e-05 | 0.010422 | 0.0030509 | 1.2444e-05 | 0.00043942 | 0.00034367 | 0.0025838 | 0.00054141 | 0 | 0 | 0 | 0 | 0 | 0 | 0 | 0 | 0 | 0 | 0 | 0.23725 | 0 | 0 | 0 | 0 | 1.3814 | 0 | 0 | 0
11 | 311 | 15 | 74.84 | 1.5855 | 71.047 | 0 | 2.1201 | 0.041002 | 0 | 71.3688 | 71.8713 | 71.8713 | 0.00060996 | 0.0013519 | 0.00016439 | 0 | 0 | 0.020003 | 0.003641 | 9.2239e-05 | 0.008005 | 0.0029745 | 1.3657e-05 | 0.00048225 | 0.00041518 | 0.0026854 | 0.00056426 | 0 | 0 | 0 | 0 | 0 | 0 | 0 | 0 | 0 | 0 | 0 | 0.23701 | 0 | 0 | 0 | 0 | 1.3485 | 0 | 0 | 0
11 | 311 | 16 | 73.94 | 1.6512 | 71.047 | 0 | 2.1201 | 0.022596 | 0 | 71.8713 | 72.1482 | 72.1482 | 0.00036351 | 0.00080566 | 9.7972e-05 | 0 | 0 | 0.009339 | 0.0018065 | 5.5188e-05 | 0.0041477 | 0.0021477 | 8.139e-06 | 0.0002874 | 0.00028793 | 0.0026854 | 0.00056426 | 0 | 0 | 0 | 0 | 0 | 0 | 0 | 0 | 0 | 0 | 0 | 0.23687 | 0 | 0 | 0 | 0 | 1.4143 | 0 | 0 | 0
11 | 311 | 17 | 70.88 | 1.9142 | 71.047 | 0 | 2.1201 | 0.0086851 | 0 | 72.1482 | 72.2547 | 72.2547 | -0.00022286 | -0.00049393 | -6.0064e-05 | 0 | 0 | 0.0048952 | 0.00045122 | -3.3643e-05 | -0.00061038 | 0.00032393 | -4.9898e-06 | -0.0001762 | -0.00013399 | 0.0039265 | 0.00082442 | 0 | 0 | 0 | 0 | 0 | 0 | 0 | 0 | 0 | 0 | 0 | 0.23682 | 0 | 0 | 0 | 0 | 1.6774 | 0 | 0 | 0
11 | 311 | 18 | 66.92 | 2.49 | 71.047 | 0 | 3.61 | -0.0061926 | 0 | 72.2547 | 72.1788 | 72.1788 | -0.00093742 | -0.0020776 | -0.00025265 | 0 | 0 | 0.00051419 | 9.2705e-05 | -0.00013924 | -0.0042327 | -0.0023804 | -2.0989e-05 | -0.00074115 | -0.00025225 | 0.0042349 | 0.00088946 | 0 | 0 | 0 | 0 | 0 | 0 | 0 | 0 | 0 | 0 | 0 | 0.38498 | 0 | 0 | 0 | 0 | 2.105 | 0 | 0 | 0
11 | 311 | 19 | 63.86 | 2.4571 | 71.047 | 0 | 3.61 | -0.0062028 | 0 | 72.1788 | 72.1028 | 72.1028 | -0.0014618 | -0.0032398 | -0.00039398 | 0 | 0 | 0 | 0 | -0.00021868 | -0.0022426 | -0.0013606 | -3.273e-05 | -0.0011557 | -0.00064212 | 0.0045452 | 0.0009545 | 0 | 0 | 0 | 0 | 0 | 0 | 0 | 0 | 0 | 0 | 0 | 0.38501 | 0 | 0 | 0 | 0 | 2.0721 | 0 | 0 | 0
11 | 311 | 20 | 61.88 | 2.3256 | 71.047 | 0 | 3.61 | -0.0058058 | 0 | 72.1028 | 72.0316 | 72.0316 | -0.0017964 | -0.0039813 | -0.00048415 | 0 | 0 | 0 | 0 | -0.000266 | -0.0027559 | -0.0016712 | -4.0221e-05 | -0.0014203 | -0.00051743 | 0.0071272 | 0.0014959 | 0 | 0 | 0 | 0 | 0 | 0 | 0 | 0 | 0 | 0 | 0 | 0.38505 | 0 | 0 | 0 | 0 | 1.9405 | 0 | 0 | 0
11 | 311 | 21 | 60.98 | 2.2269 | 71.047 | 0 | 3.61 | -0.0069468 | 0 | 72.0316 | 71.9465 | 71.9465 | -0.001942 | -0.0043041 | -0.0005234 | 0 | 0 | 0 | 0 | -0.00028815 | -0.0029794 | -0.0018069 | -4.3482e-05 | -0.0015354 | -0.00065108 | 0.0071272 | 0.0014959 | 0 | 0 | 0 | 0 | 0 | 0 | 0 | 0 | 0 | 0 | 0 | 0.38509 | 0 | 0 | 0 | 0 | 1.8419 | 0 | 0 | 0
11 | 311 | 22 | 59 | 2.06 | 71.047 | 0 | 2.9224 | -0.0091869 | 0 | 71.9465 | 71.8339 | 71.8339 | -0.002275 | -0.0050421 | -0.00061315 | 0 | 0 | 0 | 0 | -0.00033867 | -0.0034902 | -0.002117 | -5.0937e-05 | -0.0017987 | -0.00090223 | 0.0074411 | 0.0015609 | 0 | 0 | 0 | 0 | 0 | 0 | 0 | 0 | 0 | 0 | 0 | 0.31678 | 0 | 0 | 0 | 0 | 1.7432 | 0 | 0 | 0
11 | 311 | 23 | 56.84 | 1.7969 | 71.047 | 0 | 2.9224 | -0.011768 | 0 | 71.8339 | 71.6897 | 71.6897 | -0.0026348 | -0.0058395 | -0.00071011 | 0 | 0 | 0 | 0 | -0.0003914 | -0.0040422 | -0.0024516 | -5.8992e-05 | -0.0020831 | -0.00099781 | 0.0074411 | 0.0015609 | 0 | 0 | 0 | 0 | 0 | 0 | 0 | 0 | 0 | 0 | 0 | 0.31685 | 0 | 0 | 0 | 0 | 1.4801 | 0 | 0 | 0
11 | 311 | 24 | 54.86 | 1.2918 | 71.047 | 0 | 0.48706 | -0.014604 | 0 | 71.6897 | 71.5107 | 71.5107 | -0.0029573 | -0.0065544 | -0.00079705 | 0 | 0 | 0 | 0 | -0.00043609 | -0.0045371 | -0.0027508 | -6.6215e-05 | -0.0023382 | -0.0008822 | 0.0067153 | 0.0014098 | 0 | 0 | 0 | 0 | 0 | 0 | 0 | 0 | 0 | 0 | 0 | 0.07482 | 0 | 0 | 0 | 0 | 1.2169 | 0 | 0 | 0
11 | 312 | 1 | 50.9 | 0.99621 | 70.8129 | 0 | 0.48813 | -0.023974 | 0 | 71.5107 | 71.2169 | 71.2169 | -0.0036217 | -0.008027 | -0.00097612 | 0 | 0 | 0 | 0 | -0.00053225 | -0.0055564 | -0.0033683 | -8.1091e-05 | -0.0028635 | -0.0010145 | 0.0020667 | 0.00043418 | 0 | 0 | 0 | 0 | 0 | 0 | 0 | 0 | 0 | 0 | 0 | 0.075281 | 0 | 0 | 0 | 0 | 0.92093 | 0 | 0 | 0
11 | 312 | 2 | 48.92 | 0.93059 | 70.8129 | 0 | 0.48813 | -0.026181 | 0 | 71.2169 | 70.896 | 70.896 | -0.003918 | -0.0086837 | -0.001056 | 0 | 0 | 0 | 0 | -0.0005748 | -0.006011 | -0.0036436 | -8.7725e-05 | -0.0030977 | -0.0011748 | 0.0020667 | 0.00043418 | 0 | 0 | 0 | 0 | 0 | 0 | 0 | 0 | 0 | 0 | 0 | 0.075439 | 0 | 0 | 0 | 0 | 0.85515 | 0 | 0 | 0
11 | 312 | 3 | 46.94 | 0.89787 | 70.8129 | 0 | 0.48813 | -0.028457 | 0 | 70.896 | 70.5473 | 70.5473 | -0.0042096 | -0.0093299 | -0.0011346 | 0 | 0 | 0 | 0 | -0.0006194 | -0.0064582 | -0.0039153 | -9.4253e-05 | -0.0033282 | -0.0014338 | 0.0020667 | 0.00043418 | 0 | 0 | 0 | 0 | 0 | 0 | 0 | 0 | 0 | 0 | 0 | 0.075611 | 0 | 0 | 0 | 0 | 0.82226 | 0 | 0 | 0
11 | 312 | 4 | 44.96 | 0.86516 | 70.8129 | 0 | 0.48813 | -0.030519 | 0 | 70.5473 | 70.1733 | 70.1733 | -0.0044962 | -0.0099652 | -0.0012118 | 0 | 0 | 0 | 0 | -0.00066015 | -0.006898 | -0.0041814 | -0.00010067 | -0.0035549 | -0.0015169 | 0.0020667 | 0.00043418 | 0 | 0 | 0 | 0 | 0 | 0 | 0 | 0 | 0 | 0 | 0 | 0.075795 | 0 | 0 | 0 | 0 | 0.78937 | 0 | 0 | 0
11 | 312 | 5 | 44.96 | 0.86534 | 70.8129 | 0 | 0.48813 | -0.030119 | 0 | 70.1733 | 69.8042 | 69.8042 | -0.0044305 | -0.0098195 | -0.0011941 | 0 | 0 | 0 | 0 | -0.00065075 | -0.0067972 | -0.0041204 | -9.92e-05 | -0.0035029 | -0.001571 | 0.0020667 | 0.00043418 | 0 | 0 | 0 | 0 | 0 | 0 | 0 | 0 | 0 | 0 | 0 | 0.075977 | 0 | 0 | 0 | 0 | 0.78937 | 0 | 0 | 0
11 | 312 | 6 | 45.86 | 0.97278 | 70.8129 | 0 | 0.57427 | -0.026958 | 0 | 69.8042 | 69.4738 | 69.4738 | -0.0042075 | -0.0093252 | -0.001134 | 0 | 0 | 0 | 0 | -0.00061517 | -0.006455 | -0.0039122 | -9.4207e-05 | -0.0033266 | -0.0013413 | 0.0034529 | 0.00072422 | 0 | 0 | 0 | 0 | 0 | 0 | 0 | 0 | 0 | 0 | 0 | 0.084741 | 0 | 0 | 0 | 0 | 0.88804 | 0 | 0 | 0
11 | 312 | 7 | 45.86 | 1.6088 | 70.8129 | 0 | 4.307 | -0.026911 | 0 | 69.4738 | 69.144 | 69.144 | -0.0041495 | -0.0091966 | -0.0011183 | 0 | 0 | 0.00024456 | 2.7421e-07 | -0.00060753 | -0.006366 | -0.0053756 | -9.2907e-05 | -0.0032807 | -0.0013072 | 0.0043383 | 0.00091055 | 0 | 0 | 0 | 0 | 0 | 0 | 0 | 0 | 0 | 0 | 0 | 0.45761 | 0 | 0 | 0 | 0 | 1.1512 | 0 | 0 | 0
11 | 312 | 8 | 47.84 | 1.8062 | 70.8129 | 0 | 4.307 | -0.012047 | 0 | 69.144 | 68.9964 | 68.9964 | -0.0037436 | -0.008297 | -0.001009 | 0 | 0 | 0.0058108 | 0.00077142 | -0.00054925 | -0.0067218 | -0.0027158 | -8.3819e-05 | -0.0029598 | -0.0012263 | 0.0086767 | 0.0018211 | 0 | 0 | 0 | 0 | 0 | 0 | 0 | 0 | 0 | 0 | 0 | 0.45768 | 0 | 0 | 0 | 0 | 1.3485 | 0 | 0 | 0
11 | 312 | 9 | 50.9 | 1.7817 | 70.8129 | 0 | 3.7327 | 0.0098398 | 0 | 68.9964 | 69.117 | 69.117 | -0.0031799 | -0.0070478 | -0.00085704 | 0 | 0 | 0.018942 | 0.0026294 | -0.00046819 | -0.0018182 | -0.00081928 | -7.1199e-05 | -0.0025141 | -0.0010796 | 0.0050623 | 0.0010617 | 0 | 0 | 0 | 0 | 0 | 0 | 0 | 0 | 0 | 0 | 0 | 0.40028 | 0 | 0 | 0 | 0 | 1.3814 | 0 | 0 | 0
11 | 312 | 10 | 55.94 | 1.8144 | 70.8129 | 0 | 3.7327 | 0.024645 | 0 | 69.117 | 69.419 | 69.419 | -0.0023155 | -0.0051319 | -0.00062406 | 0 | 0 | 0.023969 | 0.0044761 | -0.00034246 | 0.0031562 | 0.0003391 | -5.1844e-05 | -0.0018307 | -0.00074591 | 0.0030973 | 0.00065039 | 0 | 0 | 0 | 0 | 0 | 0 | 0 | 0 | 0 | 0 | 0 | 0.40013 | 0 | 0 | 0 | 0 | 1.4143 | 0 | 0 | 0
11 | 312 | 11 | 57.92 | 1.8471 | 70.8129 | 0 | 3.7327 | 0.03303 | 0 | 69.419 | 69.8238 | 69.8238 | -0.0020206 | -0.0044784 | -0.00054459 | 0 | 0 | 0.026405 | 0.0057449 | -0.00029927 | 0.0063411 | 0.00046391 | -4.5242e-05 | -0.0015976 | -0.00068756 | 0.0030973 | 0.00065039 | 0 | 0 | 0 | 0 | 0 | 0 | 0 | 0 | 0 | 0 | 0 | 0.39994 | 0 | 0 | 0 | 0 | 1.4472 | 0 | 0 | 0
11 | 312 | 12 | 60.98 | 1.7379 | 70.8129 | 0 | 2.6416 | 0.039882 | 0 | 69.8238 | 70.3125 | 70.3125 | -0.001554 | -0.0034443 | -0.00041884 | 0 | 0 | 0.026992 | 0.0063121 | -0.00022891 | 0.0085051 | 0.00034337 | -3.4795e-05 | -0.0012287 | -0.00035854 | 0.0041315 | 0.0008666 | 0 | 0 | 0 | 0 | 0 | 0 | 0 | 0 | 0 | 0 | 0 | 0.29075 | 0 | 0 | 0 | 0 | 1.4472 | 0 | 0 | 0
11 | 312 | 13 | 63.86 | 1.7048 | 70.8129 | 0 | 2.6416 | 0.041621 | 0 | 70.3125 | 70.8226 | 70.8226 | -0.0011338 | -0.002513 | -0.00030559 | 0 | 0 | 0.026583 | 0.0061522 | -0.00016762 | 0.009296 | 0.00116 | -2.5387e-05 | -0.00089646 | -0.00027539 | 0.0030973 | 0.00065039 | 0 | 0 | 0 | 0 | 0 | 0 | 0 | 0 | 0 | 0 | 0 | 0.2905 | 0 | 0 | 0 | 0 | 1.4143 | 0 | 0 | 0
11 | 312 | 14 | 65.84 | 1.6201 | 70.8129 | 0 | 2.1248 | 0.03926 | 0 | 70.8226 | 71.3037 | 71.3037 | -0.00087555 | -0.0019405 | -0.00023598 | 0 | 0 | 0.024584 | 0.0052727 | -0.00012856 | 0.0084946 | 0.0018072 | -1.9604e-05 | -0.00069224 | -0.00013194 | 0.0025838 | 0.00054141 | 0 | 0 | 0 | 0 | 0 | 0 | 0 | 0 | 0 | 0 | 0 | 0.23866 | 0 | 0 | 0 | 0 | 1.3814 | 0 | 0 | 0
11 | 312 | 15 | 68 | 1.587 | 70.8129 | 0 | 2.1248 | 0.033992 | 0 | 71.3037 | 71.7203 | 71.7203 | -0.00058054 | -0.0012867 | -0.00015647 | 0 | 0 | 0.021003 | 0.0037254 | -8.482e-05 | 0.0065337 | 0.0021077 | -1.2998e-05 | -0.00045899 | -4.6195e-05 | 0.0026854 | 0.00056426 | 0 | 0 | 0 | 0 | 0 | 0 | 0 | 0 | 0 | 0 | 0 | 0.23846 | 0 | 0 | 0 | 0 | 1.3485 | 0 | 0 | 0
11 | 312 | 16 | 66.92 | 1.6526 | 70.8129 | 0 | 2.1248 | 0.014931 | 0 | 71.7203 | 71.9033 | 71.9033 | -0.00084352 | -0.0018695 | -0.00022734 | 0 | 0 | 0.0095953 | 0.0018032 | -0.00012433 | 0.0027448 | 0.0014395 | -1.8887e-05 | -0.00066691 | -0.00015128 | 0.0026854 | 0.00056426 | 0 | 0 | 0 | 0 | 0 | 0 | 0 | 0 | 0 | 0 | 0 | 0.23837 | 0 | 0 | 0 | 0 | 1.4143 | 0 | 0 | 0
11 | 312 | 17 | 66.92 | 1.9157 | 70.8129 | 0 | 2.1248 | 0.0052655 | 0 | 71.9033 | 71.9678 | 71.9678 | -0.00087567 | -0.0019408 | -0.00023601 | 0 | 0 | 0.005371 | 0.00034565 | -0.00012939 | -0.0013817 | 0.00027027 | -1.9606e-05 | -0.00069234 | -0.0001968 | 0.0039265 | 0.00082442 | 0 | 0 | 0 | 0 | 0 | 0 | 0 | 0 | 0 | 0 | 0 | 0.23834 | 0 | 0 | 0 | 0 | 1.6774 | 0 | 0 | 0
11 | 312 | 18 | 62.96 | 2.4925 | 70.8129 | 0 | 3.6179 | -0.010185 | 0 | 71.9678 | 71.843 | 71.843 | -0.0015829 | -0.0035082 | -0.00042661 | 0 | 0 | 0.00080388 | 0.00012543 | -0.00023401 | -0.0052533 | -0.0026891 | -3.5441e-05 | -0.0012515 | -0.0003684 | 0.0042349 | 0.00088946 | 0 | 0 | 0 | 0 | 0 | 0 | 0 | 0 | 0 | 0 | 0 | 0.38749 | 0 | 0 | 0 | 0 | 2.105 | 0 | 0 | 0
11 | 312 | 19 | 57.92 | 2.4597 | 70.8129 | 0 | 3.6179 | -0.012951 | 0 | 71.843 | 71.6843 | 71.6843 | -0.0024466 | -0.0054224 | -0.00065939 | 0 | 0 | 0 | 0 | -0.00036084 | -0.0037535 | -0.0022751 | -5.4779e-05 | -0.0019343 | -0.00058893 | 0.0045452 | 0.0009545 | 0 | 0 | 0 | 0 | 0 | 0 | 0 | 0 | 0 | 0 | 0 | 0.38756 | 0 | 0 | 0 | 0 | 2.0721 | 0 | 0 | 0
11 | 312 | 20 | 59 | 2.3281 | 70.8129 | 0 | 3.6179 | -0.0090661 | 0 | 71.6843 | 71.5732 | 71.5732 | -0.0022289 | -0.00494 | -0.00060073 | 0 | 0 | 0 | 0 | -0.00033039 | -0.0034195 | -0.0020738 | -4.9905e-05 | -0.0017622 | -0.00078782 | 0.0071272 | 0.0014959 | 0 | 0 | 0 | 0 | 0 | 0 | 0 | 0 | 0 | 0 | 0 | 0.38762 | 0 | 0 | 0 | 0 | 1.9405 | 0 | 0 | 0
11 | 312 | 21 | 54.86 | 2.2296 | 70.8129 | 0 | 3.6179 | -0.014234 | 0 | 71.5732 | 71.3988 | 71.3988 | -0.0029369 | -0.0065091 | -0.00079154 | 0 | 0 | 0 | 0 | -0.00043588 | -0.0045057 | -0.0027326 | -6.5757e-05 | -0.002322 | -0.0010621 | 0.0071272 | 0.0014959 | 0 | 0 | 0 | 0 | 0 | 0 | 0 | 0 | 0 | 0 | 0 | 0.3877 | 0 | 0 | 0 | 0 | 1.8419 | 0 | 0 | 0
11 | 312 | 22 | 52.88 | 2.0622 | 70.8129 | 0 | 2.9288 | -0.016533 | 0 | 71.3988 | 71.1961 | 71.1961 | -0.0032541 | -0.0072123 | -0.00087705 | 0 | 0 | 0 | 0 | -0.00048472 | -0.0049924 | -0.0030283 | -7.2861e-05 | -0.0025728 | -0.0014791 | 0.0074411 | 0.0015609 | 0 | 0 | 0 | 0 | 0 | 0 | 0 | 0 | 0 | 0 | 0 | 0.31899 | 0 | 0 | 0 | 0 | 1.7432 | 0 | 0 | 0
11 | 312 | 23 | 55.94 | 1.7991 | 70.8129 | 0 | 2.9288 | -0.012217 | 0 | 71.1961 | 71.0464 | 71.0464 | -0.0026808 | -0.0059416 | -0.00072253 | 0 | 0 | 0 | 0 | -0.00039809 | -0.0041129 | -0.0024944 | -6.0024e-05 | -0.0021196 | -0.0011285 | 0.0074411 | 0.0015609 | 0 | 0 | 0 | 0 | 0 | 0 | 0 | 0 | 0 | 0 | 0 | 0.31907 | 0 | 0 | 0 | 0 | 1.4801 | 0 | 0 | 0
11 | 312 | 24 | 54.68 | 1.2924 | 70.8129 | 0 | 0.48813 | -0.014362 | 0 | 71.0464 | 70.8704 | 70.8704 | -0.0028759 | -0.006374 | -0.00077511 | 0 | 0 | 0 | 0 | -0.00042771 | -0.0044122 | -0.0026761 | -6.4392e-05 | -0.0022738 | -0.0011978 | 0.0067153 | 0.0014098 | 0 | 0 | 0 | 0 | 0 | 0 | 0 | 0 | 0 | 0 | 0 | 0.075452 | 0 | 0 | 0 | 0 | 1.2169 | 0 | 0 | 0
11 | 313 | 1 | 53.96 | 0.99681 | 70.5797 | 0 | 0.48918 | -0.019659 | 0 | 70.8704 | 70.6295 | 70.6295 | -0.0029715 | -0.0065859 | -0.00080088 | 0 | 0 | 0 | 0 | -0.00044116 | -0.0045588 | -0.0027649 | -6.6533e-05 | -0.0023494 | -0.0011864 | 0.0020667 | 0.00043418 | 0 | 0 | 0 | 0 | 0 | 0 | 0 | 0 | 0 | 0 | 0 | 0.075886 | 0 | 0 | 0 | 0 | 0.92093 | 0 | 0 | 0
11 | 313 | 2 | 53.96 | 0.93115 | 70.5797 | 0 | 0.48918 | -0.019457 | 0 | 70.6295 | 70.391 | 70.391 | -0.0029292 | -0.006492 | -0.00078947 | 0 | 0 | 0 | 0 | -0.00043579 | -0.0044939 | -0.0027257 | -6.5585e-05 | -0.0023159 | -0.001276 | 0.0020667 | 0.00043418 | 0 | 0 | 0 | 0 | 0 | 0 | 0 | 0 | 0 | 0 | 0 | 0.076004 | 0 | 0 | 0 | 0 | 0.85515 | 0 | 0 | 0
11 | 313 | 3 | 52.88 | 0.89839 | 70.5797 | 0 | 0.48918 | -0.0207 | 0 | 70.391 | 70.1374 | 70.1374 | -0.0030771 | -0.0068198 | -0.00082932 | 0 | 0 | 0 | 0 | -0.00045919 | -0.0047208 | -0.0028637 | -6.8896e-05 | -0.0024328 | -0.0014953 | 0.0020667 | 0.00043418 | 0 | 0 | 0 | 0 | 0 | 0 | 0 | 0 | 0 | 0 | 0 | 0.076129 | 0 | 0 | 0 | 0 | 0.82226 | 0 | 0 | 0
11 | 313 | 4 | 51.98 | 0.86563 | 70.5797 | 0 | 0.48918 | -0.021704 | 0 | 70.1374 | 69.8714 | 69.8714 | -0.0031906 | -0.0070715 | -0.00085993 | 0 | 0 | 0 | 0 | -0.00047726 | -0.004895 | -0.0029697 | -7.1439e-05 | -0.0025226 | -0.0017121 | 0.0020667 | 0.00043418 | 0 | 0 | 0 | 0 | 0 | 0 | 0 | 0 | 0 | 0 | 0 | 0.07626 | 0 | 0 | 0 | 0 | 0.78937 | 0 | 0 | 0
11 | 313 | 5 | 50.9 | 0.86576 | 70.5797 | 0 | 0.48918 | -0.022508 | 0 | 69.8714 | 69.5955 | 69.5955 | -0.0033337 | -0.0073885 | -0.00089848 | 0 | 0 | 0 | 0 | -0.00049633 | -0.0051144 | -0.0031022 | -7.4641e-05 | -0.0026357 | -0.0015306 | 0.0020667 | 0.00043418 | 0 | 0 | 0 | 0 | 0 | 0 | 0 | 0 | 0 | 0 | 0 | 0.076396 | 0 | 0 | 0 | 0 | 0.78937 | 0 | 0 | 0
11 | 313 | 6 | 50 | 0.97322 | 70.5797 | 0 | 0.57551 | -0.022095 | 0 | 69.5955 | 69.3248 | 69.3248 | -0.0034434 | -0.0076316 | -0.00092804 | 0 | 0 | 0 | 0 | -0.00051391 | -0.0052827 | -0.0032046 | -7.7097e-05 | -0.0027224 | -0.0017439 | 0.0034529 | 0.00072422 | 0 | 0 | 0 | 0 | 0 | 0 | 0 | 0 | 0 | 0 | 0 | 0.085186 | 0 | 0 | 0 | 0 | 0.88804 | 0 | 0 | 0
11 | 313 | 7 | 50 | 1.6116 | 70.5797 | 0 | 4.3163 | -0.021674 | 0 | 69.3248 | 69.0591 | 69.0591 | -0.0033958 | -0.0075262 | -0.00091522 | 0 | 0 | 4.4786e-05 | 3.0868e-08 | -0.00050405 | -0.0052097 | -0.0043031 | -7.6032e-05 | -0.0026848 | -0.001442 | 0.0043383 | 0.00091055 | 0 | 0 | 0 | 0 | 0 | 0 | 0 | 0 | 0 | 0 | 0 | 0.46043 | 0 | 0 | 0 | 0 | 1.1512 | 0 | 0 | 0
11 | 313 | 8 | 50.9 | 1.809 | 70.5797 | 0 | 4.3163 | -0.010651 | 0 | 69.0591 | 68.9286 | 68.9286 | -0.003191 | -0.0070722 | -0.00086002 | 0 | 0 | 0.0030268 | 0.00058238 | -0.00047578 | -0.0044937 | -0.0026786 | -7.1446e-05 | -0.0025229 | -0.0015711 | 0.0086767 | 0.0018211 | 0 | 0 | 0 | 0 | 0 | 0 | 0 | 0 | 0 | 0 | 0 | 0.4605 | 0 | 0 | 0 | 0 | 1.3485 | 0 | 0 | 0
11 | 313 | 9 | 53.96 | 1.7842 | 70.5797 | 0 | 3.7408 | -0.0010266 | 0 | 68.9286 | 68.916 | 68.916 | -0.0026303 | -0.0058296 | -0.00070891 | 0 | 0 | 0.0080423 | 0.0015941 | -0.0003937 | -0.0012804 | -0.0012874 | -5.8893e-05 | -0.0020796 | -0.0014564 | 0.0050623 | 0.0010617 | 0 | 0 | 0 | 0 | 0 | 0 | 0 | 0 | 0 | 0 | 0 | 0.40279 | 0 | 0 | 0 | 0 | 1.3814 | 0 | 0 | 0
11 | 313 | 10 | 59.9 | 1.8169 | 70.5797 | 0 | 3.7408 | 0.023366 | 0 | 68.916 | 69.2024 | 69.2024 | -0.0015843 | -0.0035114 | -0.000427 | 0 | 0 | 0.019738 | 0.0037343 | -0.00023923 | 0.0035127 | 0.00074523 | -3.5473e-05 | -0.0012526 | -0.0010614 | 0.0030973 | 0.00065039 | 0 | 0 | 0 | 0 | 0 | 0 | 0 | 0 | 0 | 0 | 0 | 0.40265 | 0 | 0 | 0 | 0 | 1.4143 | 0 | 0 | 0
11 | 313 | 11 | 65.48 | 1.8496 | 70.5797 | 0 | 3.7408 | 0.035875 | 0 | 69.2024 | 69.6421 | 69.6421 | -0.0006541 | -0.0014497 | -0.00017629 | 0 | 0 | 0.021972 | 0.0047841 | -9.8791e-05 | 0.0070798 | 0.0016099 | -1.4645e-05 | -0.00051716 | -0.00040776 | 0.0030973 | 0.00065039 | 0 | 0 | 0 | 0 | 0 | 0 | 0 | 0 | 0 | 0 | 0 | 0.40244 | 0 | 0 | 0 | 0 | 1.4472 | 0 | 0 | 0
11 | 313 | 12 | 70.88 | 1.7397 | 70.5797 | 0 | 2.6473 | 0.041277 | 0 | 69.6421 | 70.1479 | 70.1479 | 0.00021753 | 0.00048213 | 5.8629e-05 | 0 | 0 | 0.019865 | 0.004554 | 3.2861e-05 | 0.0082799 | 0.0024816 | 4.8706e-06 | 0.00017199 | 0.00013073 | 0.0041315 | 0.0008666 | 0 | 0 | 0 | 0 | 0 | 0 | 0 | 0 | 0 | 0 | 0 | 0.29254 | 0 | 0 | 0 | 0 | 1.4472 | 0 | 0 | 0
11 | 313 | 13 | 71.96 | 1.7066 | 70.5797 | 0 | 2.6473 | 0.043659 | 0 | 70.1479 | 70.683 | 70.683 | 0.00031842 | 0.00070573 | 8.5821e-05 | 0 | 0 | 0.020389 | 0.0046567 | 4.8547e-05 | 0.0098788 | 0.0032775 | 7.1295e-06 | 0.00025176 | 0.00029212 | 0.0030973 | 0.00065039 | 0 | 0 | 0 | 0 | 0 | 0 | 0 | 0 | 0 | 0 | 0 | 0.29228 | 0 | 0 | 0 | 0 | 1.4143 | 0 | 0 | 0
11 | 313 | 14 | 71.96 | 1.6216 | 70.5797 | 0 | 2.1294 | 0.018203 | 0 | 70.683 | 70.906 | 70.906 | 0.0002244 | 0.00049735 | 6.0481e-05 | 0 | 0 | 0.0071751 | 0.0016021 | 3.3848e-05 | 0.0037912 | 0.0013757 | 5.0244e-06 | 0.00017742 | 0.00013494 | 0.0025838 | 0.00054141 | 0 | 0 | 0 | 0 | 0 | 0 | 0 | 0 | 0 | 0 | 0 | 0.24023 | 0 | 0 | 0 | 0 | 1.3814 | 0 | 0 | 0
11 | 313 | 15 | 72.86 | 1.5886 | 70.5797 | 0 | 2.1294 | 0.028513 | 0 | 70.906 | 71.2555 | 71.2555 | 0.00034335 | 0.00076099 | 9.254e-05 | 0 | 0 | 0.012383 | 0.002761 | 5.2466e-05 | 0.0060051 | 0.0022446 | 7.6877e-06 | 0.00027147 | 0.00034207 | 0.0026854 | 0.00056426 | 0 | 0 | 0 | 0 | 0 | 0 | 0 | 0 | 0 | 0 | 0 | 0.24006 | 0 | 0 | 0 | 0 | 1.3485 | 0 | 0 | 0
11 | 313 | 16 | 72.86 | 1.6543 | 70.5797 | 0 | 2.1294 | 0.011817 | 0 | 71.2555 | 71.4003 | 71.4003 | 0.00028195 | 0.0006249 | 7.5991e-05 | 0 | 0 | 0.0039138 | 0.00085182 | 4.2715e-05 | 0.0016421 | 0.00069965 | 6.3129e-06 | 0.00022292 | 0.00020468 | 0.0026854 | 0.00056426 | 0 | 0 | 0 | 0 | 0 | 0 | 0 | 0 | 0 | 0 | 0 | 0.23999 | 0 | 0 | 0 | 0 | 1.4143 | 0 | 0 | 0
11 | 313 | 17 | 72.86 | 1.9173 | 70.5797 | 0 | 2.1294 | 0.012791 | 0 | 71.4003 | 71.557 | 71.557 | 0.0002565 | 0.0005685 | 6.9132e-05 | 0 | 0 | 0.0042153 | 0.00066433 | 3.902e-05 | 0.0010823 | 0.00071815 | 5.7431e-06 | 0.0002028 | 0.00021818 | 0.0039265 | 0.00082442 | 0 | 0 | 0 | 0 | 0 | 0 | 0 | 0 | 0 | 0 | 0 | 0.23991 | 0 | 0 | 0 | 0 | 1.6774 | 0 | 0 | 0
11 | 313 | 18 | 70.88 | 2.4949 | 70.5797 | 0 | 3.6257 | 0.0021223 | 0 | 71.557 | 71.583 | 71.583 | -0.00011897 | -0.00026368 | -3.2064e-05 | 0 | 0 | 0.00021081 | 4.7147e-05 | -1.7993e-05 | -0.0010889 | -0.00067421 | -2.6637e-06 | -9.4061e-05 | -7.8097e-05 | 0.0042349 | 0.00088946 | 0 | 0 | 0 | 0 | 0 | 0 | 0 | 0 | 0 | 0 | 0 | 0.38995 | 0 | 0 | 0 | 0 | 2.105 | 0 | 0 | 0
11 | 313 | 19 | 70.88 | 2.462 | 70.5797 | 0 | 3.6257 | 0.0035943 | 0 | 71.583 | 71.6271 | 71.6271 | -0.00012354 | -0.00027381 | -3.3296e-05 | 0 | 0 | 0 | 0 | -1.8754e-05 | -0.00018953 | -0.00011507 | -2.7661e-06 | -9.7675e-05 | -9.6499e-05 | 0.0045452 | 0.0009545 | 0 | 0 | 0 | 0 | 0 | 0 | 0 | 0 | 0 | 0 | 0 | 0.38993 | 0 | 0 | 0 | 0 | 2.0721 | 0 | 0 | 0
11 | 313 | 20 | 69.98 | 2.3304 | 70.5797 | 0 | 3.6257 | 0.0048787 | 0 | 71.6271 | 71.6869 | 71.6869 | -0.00028943 | -0.00064147 | -7.8006e-05 | 0 | 0 | 0 | 0 | -4.4037e-05 | -0.00044404 | -0.0002696 | -6.4804e-06 | -0.00022883 | -0.0002466 | 0.0071272 | 0.0014959 | 0 | 0 | 0 | 0 | 0 | 0 | 0 | 0 | 0 | 0 | 0 | 0.3899 | 0 | 0 | 0 | 0 | 1.9405 | 0 | 0 | 0
11 | 313 | 21 | 68.9 | 2.2317 | 70.5797 | 0 | 3.6257 | 0.00338 | 0 | 71.6869 | 71.7283 | 71.7283 | -0.00048972 | -0.0010854 | -0.00013199 | 0 | 0 | 0 | 0 | -7.4212e-05 | -0.00075131 | -0.00045607 | -1.0965e-05 | -0.00038718 | -0.00036031 | 0.0071272 | 0.0014959 | 0 | 0 | 0 | 0 | 0 | 0 | 0 | 0 | 0 | 0 | 0 | 0.38988 | 0 | 0 | 0 | 0 | 1.8419 | 0 | 0 | 0
11 | 313 | 22 | 68.9 | 2.0638 | 70.5797 | 0 | 2.9351 | 0.0036071 | 0 | 71.7283 | 71.7725 | 71.7725 | -0.00049699 | -0.0011015 | -0.00013395 | 0 | 0 | 0 | 0 | -7.5454e-05 | -0.00076247 | -0.00046289 | -1.1128e-05 | -0.00039294 | -0.00039666 | 0.0074411 | 0.0015609 | 0 | 0 | 0 | 0 | 0 | 0 | 0 | 0 | 0 | 0 | 0 | 0.32061 | 0 | 0 | 0 | 0 | 1.7432 | 0 | 0 | 0
11 | 313 | 23 | 68.9 | 1.8006 | 70.5797 | 0 | 2.9351 | 0.0036398 | 0 | 71.7725 | 71.8171 | 71.8171 | -0.00050476 | -0.0011187 | -0.00013604 | 0 | 0 | 0 | 0 | -7.6139e-05 | -0.00077439 | -0.00046999 | -1.1302e-05 | -0.00039908 | -0.00031081 | 0.0074411 | 0.0015609 | 0 | 0 | 0 | 0 | 0 | 0 | 0 | 0 | 0 | 0 | 0 | 0.32058 | 0 | 0 | 0 | 0 | 1.4801 | 0 | 0 | 0
11 | 313 | 24 | 68.9 | 1.2922 | 70.5797 | 0 | 0.48918 | 0.0028548 | 0 | 71.8171 | 71.8521 | 71.8521 | -0.0005126 | -0.0011361 | -0.00013815 | 0 | 0 | 0 | 0 | -7.7322e-05 | -0.00078642 | -0.00047729 | -1.1477e-05 | -0.00040528 | -0.00031584 | 0.0067153 | 0.0014098 | 0 | 0 | 0 | 0 | 0 | 0 | 0 | 0 | 0 | 0 | 0 | 0.075284 | 0 | 0 | 0 | 0 | 1.2169 | 0 | 0 | 0
11 | 314 | 1 | 69.98 | 0.99653 | 70.3474 | 0 | 0.49023 | -0.00046862 | 0 | 71.8521 | 71.8464 | 71.8464 | -0.00032897 | -0.0007291 | -8.8663e-05 | 0 | 0 | 0 | 0 | -4.9947e-05 | -0.00050469 | -0.0003064 | -7.3656e-06 | -0.00026009 | -0.00026005 | 0.0020667 | 0.00043418 | 0 | 0 | 0 | 0 | 0 | 0 | 0 | 0 | 0 | 0 | 0 | 0.075602 | 0 | 0 | 0 | 0 | 0.92093 | 0 | 0 | 0
11 | 314 | 2 | 69.98 | 0.93075 | 70.3474 | 0 | 0.49023 | -0.00050284 | 0 | 71.8464 | 71.8402 | 71.8402 | -0.00032796 | -0.00072687 | -8.8391e-05 | 0 | 0 | 0 | 0 | -4.999e-05 | -0.00050315 | -0.00030551 | -7.3431e-06 | -0.0002593 | -0.000301 | 0.0020667 | 0.00043418 | 0 | 0 | 0 | 0 | 0 | 0 | 0 | 0 | 0 | 0 | 0 | 0.075605 | 0 | 0 | 0 | 0 | 0.85515 | 0 | 0 | 0
11 | 314 | 3 | 69.98 | 0.89786 | 70.3474 | 0 | 0.49023 | -0.00049434 | 0 | 71.8402 | 71.8341 | 71.8341 | -0.00032688 | -0.00072447 | -8.8099e-05 | 0 | 0 | 0 | 0 | -4.9825e-05 | -0.00050149 | -0.0003045 | -7.3188e-06 | -0.00025844 | -0.00029999 | 0.0020667 | 0.00043418 | 0 | 0 | 0 | 0 | 0 | 0 | 0 | 0 | 0 | 0 | 0 | 0.075608 | 0 | 0 | 0 | 0 | 0.82226 | 0 | 0 | 0
11 | 314 | 4 | 70.88 | 0.86497 | 70.3474 | 0 | 0.49023 | 0.00075418 | 0 | 71.8341 | 71.8434 | 71.8434 | -0.00016766 | -0.0003716 | -4.5188e-05 | 0 | 0 | 0 | 0 | -2.5558e-05 | -0.00025722 | -0.00015619 | -3.754e-06 | -0.00013256 | -0.00015274 | 0.0020667 | 0.00043418 | 0 | 0 | 0 | 0 | 0 | 0 | 0 | 0 | 0 | 0 | 0 | 0.075603 | 0 | 0 | 0 | 0 | 0.78937 | 0 | 0 | 0
11 | 314 | 5 | 70.88 | 0.86496 | 70.3474 | 0 | 0.49023 | 0.00082608 | 0 | 71.8434 | 71.8535 | 71.8535 | -0.00016929 | -0.0003752 | -4.5626e-05 | 0 | 0 | 0 | 0 | -2.5339e-05 | -0.00025972 | -0.00015757 | -3.7904e-06 | -0.00013384 | -7.0208e-05 | 0.0020667 | 0.00043418 | 0 | 0 | 0 | 0 | 0 | 0 | 0 | 0 | 0 | 0 | 0 | 0.075598 | 0 | 0 | 0 | 0 | 0.78937 | 0 | 0 | 0
11 | 314 | 6 | 69.98 | 0.97234 | 70.3474 | 0 | 0.57674 | 0.00097661 | 0 | 71.8535 | 71.8655 | 71.8655 | -0.00032922 | -0.00072965 | -8.8729e-05 | 0 | 0 | 0 | 0 | -4.967e-05 | -0.00050507 | -0.00030654 | -7.3712e-06 | -0.00026029 | -0.00019975 | 0.0034529 | 0.00072422 | 0 | 0 | 0 | 0 | 0 | 0 | 0 | 0 | 0 | 0 | 0 | 0.084305 | 0 | 0 | 0 | 0 | 0.88804 | 0 | 0 | 0
11 | 314 | 7 | 70.88 | 1.613 | 70.3474 | 0 | 4.3255 | 0.0030693 | 0 | 71.8655 | 71.9031 | 71.9031 | -0.00017317 | -0.0003838 | -4.6672e-05 | 0 | 0 | 0 | 0 | -2.5926e-05 | -0.00026567 | -0.00016119 | -3.8773e-06 | -0.00013691 | -7.1858e-05 | 0.0043383 | 0.00091055 | 0 | 0 | 0 | 0 | 0 | 0 | 0 | 0 | 0 | 0 | 0 | 0.46183 | 0 | 0 | 0 | 0 | 1.1512 | 0 | 0 | 0
11 | 314 | 8 | 71.96 | 1.8103 | 70.3474 | 0 | 4.3255 | 0.012079 | 0 | 71.9031 | 72.0511 | 72.0511 | 1.0001e-05 | 2.2165e-05 | 2.6953e-06 | 0 | 0 | 0.00087211 | 0.00019473 | 1.4975e-06 | 0.00036057 | 0.00010537 | 2.2391e-07 | 7.9068e-06 | 4.052e-06 | 0.0086767 | 0.0018211 | 0 | 0 | 0 | 0 | 0 | 0 | 0 | 0 | 0 | 0 | 0 | 0.46176 | 0 | 0 | 0 | 0 | 1.3485 | 0 | 0 | 0
11 | 314 | 9 | 73.94 | 1.785 | 70.3474 | 0 | 3.7488 | 0.014204 | 0 | 72.0511 | 72.2252 | 72.2252 | 0.00033192 | 0.00073564 | 8.9457e-05 | 0 | 0 | 0.0030128 | 0.00067271 | 5.0093e-05 | 0.0019332 | 0.00078264 | 7.4317e-06 | 0.00026242 | 0.00020143 | 0.0050623 | 0.0010617 | 0 | 0 | 0 | 0 | 0 | 0 | 0 | 0 | 0 | 0 | 0 | 0.40359 | 0 | 0 | 0 | 0 | 1.3814 | 0 | 0 | 0
11 | 314 | 10 | 74.84 | 1.8178 | 70.3474 | 0 | 3.7488 | 0.016975 | 0 | 72.2252 | 72.4332 | 72.4332 | 0.00045948 | 0.0010184 | 0.00012384 | 0 | 0 | 0.0051138 | 0.0011418 | 7.0051e-05 | 0.0032132 | 0.0012894 | 1.0288e-05 | 0.00036328 | 0.00042425 | 0.0030973 | 0.00065039 | 0 | 0 | 0 | 0 | 0 | 0 | 0 | 0 | 0 | 0 | 0 | 0.40349 | 0 | 0 | 0 | 0 | 1.4143 | 0 | 0 | 0
11 | 314 | 11 | 77.9 | 1.8505 | 70.3474 | 0 | 3.7488 | 0.023834 | 0 | 72.4332 | 72.7253 | 72.7253 | 0.00096063 | 0.0021291 | 0.00025891 | 0 | 0 | 0.0066994 | 0.0014959 | 0.00014596 | 0.0047826 | 0.0020458 | 2.1509e-05 | 0.00075951 | 0.00078675 | 0.0030973 | 0.00065039 | 0 | 0 | 0 | 0 | 0 | 0 | 0 | 0 | 0 | 0 | 0 | 0.40335 | 0 | 0 | 0 | 0 | 1.4472 | 0 | 0 | 0
11 | 314 | 12 | 78.98 | 1.74 | 70.3474 | 0 | 2.653 | 0.029694 | 0 | 72.7253 | 73.0892 | 73.0892 | 0.0010991 | 0.0024359 | 0.00029622 | 0 | 0 | 0.0094743 | 0.0021155 | 0.00016587 | 0.0054175 | 0.0020878 | 2.4609e-05 | 0.00086897 | 0.00070985 | 0.0041315 | 0.0008666 | 0 | 0 | 0 | 0 | 0 | 0 | 0 | 0 | 0 | 0 | 0 | 0.29281 | 0 | 0 | 0 | 0 | 1.4472 | 0 | 0 | 0
11 | 314 | 13 | 81.86 | 1.7068 | 70.3474 | 0 | 2.653 | 0.054822 | 0 | 73.0892 | 73.7611 | 73.7611 | 0.0015412 | 0.0034158 | 0.00041538 | 0 | 0 | 0.02217 | 0.0050333 | 0.00023224 | 0.011811 | 0.0042597 | 3.4508e-05 | 0.0012185 | 0.00094262 | 0.0030973 | 0.00065039 | 0 | 0 | 0 | 0 | 0 | 0 | 0 | 0 | 0 | 0 | 0 | 0.29248 | 0 | 0 | 0 | 0 | 1.4143 | 0 | 0 | 0
11 | 314 | 14 | 81.86 | 1.6214 | 70.3474 | 0 | 2.1339 | 0.02913 | 0 | 73.7611 | 74.1181 | 74.1181 | 0.0014232 | 0.0031542 | 0.00038357 | 0 | 0 | 0.0089193 | 0.0019916 | 0.00021474 | 0.0055664 | 0.0022526 | 3.1865e-05 | 0.0011252 | 0.00094213 | 0.0025838 | 0.00054141 | 0 | 0 | 0 | 0 | 0 | 0 | 0 | 0 | 0 | 0 | 0 | 0.24003 | 0 | 0 | 0 | 0 | 1.3814 | 0 | 0 | 0
11 | 314 | 15 | 82.94 | 1.5883 | 70.3474 | 0 | 2.1339 | 0.035358 | 0 | 74.1181 | 74.5514 | 74.5514 | 0.0015502 | 0.0034358 | 0.00041781 | 0 | 0 | 0.012042 | 0.0024301 | 0.00023449 | 0.0066558 | 0.0029563 | 3.4709e-05 | 0.0012256 | 0.0011254 | 0.0026854 | 0.00056426 | 0 | 0 | 0 | 0 | 0 | 0 | 0 | 0 | 0 | 0 | 0 | 0.23982 | 0 | 0 | 0 | 0 | 1.3485 | 0 | 0 | 0
11 | 314 | 16 | 83.84 | 1.6539 | 70.3474 | 0 | 2.1339 | 0.024864 | 0 | 74.5514 | 74.8561 | 74.8561 | 0.0016322 | 0.0036175 | 0.00043991 | 0 | 0 | 0.0056944 | 0.0012216 | 0.00024635 | 0.004213 | 0.0021245 | 3.6545e-05 | 0.0012905 | 0.0010974 | 0.0026854 | 0.00056426 | 0 | 0 | 0 | 0 | 0 | 0 | 0 | 0 | 0 | 0 | 0 | 0.23967 | 0 | 0 | 0 | 0 | 1.4143 | 0 | 0 | 0
11 | 314 | 17 | 81.86 | 1.917 | 70.3474 | 0 | 2.1339 | 0.018786 | 0 | 74.8561 | 75.0863 | 75.0863 | 0.0012307 | 0.0027277 | 0.00033171 | 0 | 0 | 0.0035493 | 0.00070638 | 0.00018523 | 0.0023644 | 0.0012058 | 2.7556e-05 | 0.00097306 | 0.000733 | 0.0039265 | 0.00082442 | 0 | 0 | 0 | 0 | 0 | 0 | 0 | 0 | 0 | 0 | 0 | 0.23955 | 0 | 0 | 0 | 0 | 1.6774 | 0 | 0 | 0
11 | 314 | 18 | 79.88 | 2.4955 | 70.3474 | 0 | 3.6334 | 0.0099989 | 0 | 75.0863 | 75.2088 | 75.2088 | 0.00084236 | 0.0018669 | 0.00022703 | 0 | 0 | 0.0004666 | 9.3673e-05 | 0.00012679 | -1.5873e-05 | 9.7568e-05 | 1.886e-05 | 0.00066599 | 0.00048458 | 0.0042349 | 0.00088946 | 0 | 0 | 0 | 0 | 0 | 0 | 0 | 0 | 0 | 0 | 0 | 0.39052 | 0 | 0 | 0 | 0 | 2.105 | 0 | 0 | 0
11 | 314 | 19 | 77.9 | 2.4626 | 70.3474 | 0 | 3.6334 | 0.0089999 | 0 | 75.2088 | 75.3191 | 75.3191 | 0.00047289 | 0.0010481 | 0.00012745 | 0 | 0 | 0 | 0 | 7.0992e-05 | 0.0007255 | 0.00044023 | 1.0588e-05 | 0.00037389 | 0.00023055 | 0.0045452 | 0.0009545 | 0 | 0 | 0 | 0 | 0 | 0 | 0 | 0 | 0 | 0 | 0 | 0.39047 | 0 | 0 | 0 | 0 | 2.0721 | 0 | 0 | 0
11 | 314 | 20 | 77.9 | 2.3309 | 70.3474 | 0 | 3.6334 | 0.011954 | 0 | 75.3191 | 75.4656 | 75.4656 | 0.00045351 | 0.0010051 | 0.00012223 | 0 | 0 | 0 | 0 | 6.7892e-05 | 0.00069577 | 0.00042213 | 1.0154e-05 | 0.00035856 | 0.00019573 | 0.0071272 | 0.0014959 | 0 | 0 | 0 | 0 | 0 | 0 | 0 | 0 | 0 | 0 | 0 | 0.3904 | 0 | 0 | 0 | 0 | 1.9405 | 0 | 0 | 0
11 | 314 | 21 | 52.88 | 2.2324 | 70.3474 | 0 | 3.6334 | -0.025832 | 0 | 75.4656 | 75.1491 | 75.1491 | -0.0039688 | -0.0087961 | -0.0010697 | 0 | 0 | 0 | 0 | -0.00061287 | -0.0060888 | -0.0036993 | -8.8862e-05 | -0.0031378 | -0.0054973 | 0.0071272 | 0.0014959 | 0 | 0 | 0 | 0 | 0 | 0 | 0 | 0 | 0 | 0 | 0 | 0.39055 | 0 | 0 | 0 | 0 | 1.8419 | 0 | 0 | 0
11 | 314 | 22 | 51.98 | 2.0642 | 70.3474 | 0 | 2.9414 | -0.024596 | 0 | 75.1491 | 74.8476 | 74.8476 | -0.0040713 | -0.0090234 | -0.0010973 | 0 | 0 | 0 | 0 | -0.00061865 | -0.0062461 | -0.0037921 | -9.1157e-05 | -0.0032189 | -0.0038782 | 0.0074411 | 0.0015609 | 0 | 0 | 0 | 0 | 0 | 0 | 0 | 0 | 0 | 0 | 0 | 0.32099 | 0 | 0 | 0 | 0 | 1.7432 | 0 | 0 | 0
11 | 314 | 23 | 47.84 | 1.8012 | 70.3474 | 0 | 2.9414 | -0.031208 | 0 | 74.8476 | 74.4652 | 74.4652 | -0.0047458 | -0.010518 | -0.0012791 | 0 | 0 | 0 | 0 | -0.00072739 | -0.0072809 | -0.004422 | -0.00010626 | -0.0037522 | -0.0058167 | 0.0074411 | 0.0015609 | 0 | 0 | 0 | 0 | 0 | 0 | 0 | 0 | 0 | 0 | 0 | 0.32118 | 0 | 0 | 0 | 0 | 1.4801 | 0 | 0 | 0
11 | 314 | 24 | 43.88 | 1.2915 | 70.3474 | 0 | 0.49023 | -0.037173 | 0 | 74.4652 | 74.0096 | 74.0096 | -0.0053745 | -0.011912 | -0.0014485 | 0 | 0 | 0 | 0 | -0.00082377 | -0.0082454 | -0.0050078 | -0.00012034 | -0.0042492 | -0.0067071 | 0.0067153 | 0.0014098 | 0 | 0 | 0 | 0 | 0 | 0 | 0 | 0 | 0 | 0 | 0 | 0.074536 | 0 | 0 | 0 | 0 | 1.2169 | 0 | 0 | 0
11 | 315 | 1 | 41 | 0.99605 | 70.116 | 0 | 0.49126 | -0.045387 | 0 | 74.0096 | 73.4534 | 73.4534 | -0.0058005 | -0.012856 | -0.0015633 | 0 | 0 | 0 | 0 | -0.00088897 | -0.008899 | -0.0054047 | -0.00012987 | -0.0045861 | -0.0073257 | 0.0020667 | 0.00043418 | 0 | 0 | 0 | 0 | 0 | 0 | 0 | 0 | 0 | 0 | 0 | 0.075123 | 0 | 0 | 0 | 0 | 0.92093 | 0 | 0 | 0
11 | 315 | 2 | 37.94 | 0.93056 | 70.116 | 0 | 0.49126 | -0.047586 | 0 | 73.4534 | 72.8702 | 72.8702 | -0.0062405 | -0.013831 | -0.0016819 | 0 | 0 | 0 | 0 | -0.00094916 | -0.009574 | -0.0058127 | -0.00013972 | -0.0049339 | -0.0064897 | 0.0020667 | 0.00043418 | 0 | 0 | 0 | 0 | 0 | 0 | 0 | 0 | 0 | 0 | 0 | 0.07541 | 0 | 0 | 0 | 0 | 0.85515 | 0 | 0 | 0
11 | 315 | 3 | 36.86 | 0.89795 | 70.116 | 0 | 0.49126 | -0.046998 | 0 | 72.8702 | 72.2942 | 72.2942 | -0.0063278 | -0.014024 | -0.0017054 | 0 | 0 | 0 | 0 | -0.00095429 | -0.0097079 | -0.0058918 | -0.00014168 | -0.0050029 | -0.0053084 | 0.0020667 | 0.00043418 | 0 | 0 | 0 | 0 | 0 | 0 | 0 | 0 | 0 | 0 | 0 | 0.075694 | 0 | 0 | 0 | 0 | 0.82226 | 0 | 0 | 0
11 | 315 | 4 | 35.96 | 0.86534 | 70.116 | 0 | 0.49126 | -0.046812 | 0 | 72.2942 | 71.7206 | 71.7206 | -0.0063847 | -0.014151 | -0.0017208 | 0 | 0 | 0 | 0 | -0.00095836 | -0.0097952 | -0.0059435 | -0.00014295 | -0.005048 | -0.0047348 | 0.0020667 | 0.00043418 | 0 | 0 | 0 | 0 | 0 | 0 | 0 | 0 | 0 | 0 | 0 | 0.075977 | 0 | 0 | 0 | 0 | 0.78937 | 0 | 0 | 0
11 | 315 | 5 | 34.88 | 0.86563 | 70.116 | 0 | 0.49126 | -0.047521 | 0 | 71.7206 | 71.1382 | 71.1382 | -0.0064737 | -0.014348 | -0.0017448 | 0 | 0 | 0 | 0 | -0.00097188 | -0.0099317 | -0.0060264 | -0.00014495 | -0.0051183 | -0.0048278 | 0.0020667 | 0.00043418 | 0 | 0 | 0 | 0 | 0 | 0 | 0 | 0 | 0 | 0 | 0 | 0.076264 | 0 | 0 | 0 | 0 | 0.78937 | 0 | 0 | 0
11 | 315 | 6 | 33.98 | 0.97335 | 70.116 | 0 | 0.57795 | -0.046047 | 0 | 71.1382 | 70.5739 | 70.5739 | -0.0065295 | -0.014472 | -0.0017598 | 0 | 0 | 0 | 0 | -0.00097587 | -0.010017 | -0.0060771 | -0.0001462 | -0.0051624 | -0.0043597 | 0.0034529 | 0.00072422 | 0 | 0 | 0 | 0 | 0 | 0 | 0 | 0 | 0 | 0 | 0 | 0.085309 | 0 | 0 | 0 | 0 | 0.88804 | 0 | 0 | 0
11 | 315 | 7 | 34.88 | 1.6167 | 70.116 | 0 | 4.3346 | -0.044345 | 0 | 70.5739 | 70.0304 | 70.0304 | -0.0062722 | -0.013901 | -0.0016905 | 0 | 0 | 0.00012862 | 1.834e-08 | -0.00093444 | -0.0096226 | -0.0074141 | -0.00014043 | -0.004959 | -0.0038778 | 0.0043383 | 0.00091055 | 0 | 0 | 0 | 0 | 0 | 0 | 0 | 0 | 0 | 0 | 0 | 0.4655 | 0 | 0 | 0 | 0 | 1.1512 | 0 | 0 | 0
11 | 315 | 8 | 35.96 | 1.8142 | 70.116 | 0 | 4.3346 | -0.031787 | 0 | 70.0304 | 69.6409 | 69.6409 | -0.0059869 | -0.013269 | -0.0016136 | 0 | 0 | 0.0054629 | 0.00068461 | -0.00090005 | -0.010397 | -0.0049833 | -0.00013405 | -0.0047334 | -0.0045945 | 0.0086767 | 0.0018211 | 0 | 0 | 0 | 0 | 0 | 0 | 0 | 0 | 0 | 0 | 0 | 0.46569 | 0 | 0 | 0 | 0 | 1.3485 | 0 | 0 | 0
11 | 315 | 9 | 38.84 | 1.7887 | 70.116 | 0 | 3.7567 | -0.016118 | 0 | 69.6409 | 69.4433 | 69.4433 | -0.0054124 | -0.011996 | -0.0014587 | 0 | 0 | 0.014934 | 0.0020614 | -0.00081403 | -0.0063144 | -0.0036184 | -0.00012118 | -0.0042792 | -0.0041618 | 0.0050623 | 0.0010617 | 0 | 0 | 0 | 0 | 0 | 0 | 0 | 0 | 0 | 0 | 0 | 0.40734 | 0 | 0 | 0 | 0 | 1.3814 | 0 | 0 | 0
11 | 315 | 10 | 41.9 | 1.8216 | 70.116 | 0 | 3.7567 | -0.00091033 | 0 | 69.4433 | 69.4322 | 69.4322 | -0.00484 | -0.010727 | -0.0013045 | 0 | 0 | 0.02118 | 0.0038478 | -0.00072874 | -0.0015118 | -0.0022534 | -0.00010837 | -0.0038266 | -0.0037355 | 0.0030973 | 0.00065039 | 0 | 0 | 0 | 0 | 0 | 0 | 0 | 0 | 0 | 0 | 0 | 0.40734 | 0 | 0 | 0 | 0 | 1.4143 | 0 | 0 | 0
11 | 315 | 11 | 46.94 | 1.8544 | 70.116 | 0 | 3.7567 | 0.016988 | 0 | 69.4322 | 69.6404 | 69.6404 | -0.0039524 | -0.0087597 | -0.0010652 | 0 | 0 | 0.026455 | 0.0055905 | -0.0005949 | 0.0030899 | -0.0014228 | -8.8494e-05 | -0.0031249 | -0.0028866 | 0.0030973 | 0.00065039 | 0 | 0 | 0 | 0 | 0 | 0 | 0 | 0 | 0 | 0 | 0 | 0.40724 | 0 | 0 | 0 | 0 | 1.4472 | 0 | 0 | 0
11 | 315 | 12 | 48.92 | 1.7432 | 70.116 | 0 | 2.6586 | 0.023617 | 0 | 69.6404 | 69.9298 | 69.9298 | -0.003641 | -0.0080697 | -0.00098132 | 0 | 0 | 0.027135 | 0.0061747 | -0.00054262 | 0.0050708 | -0.0016834 | -8.1523e-05 | -0.0028787 | -0.0018837 | 0.0041315 | 0.0008666 | 0 | 0 | 0 | 0 | 0 | 0 | 0 | 0 | 0 | 0 | 0 | 0.29605 | 0 | 0 | 0 | 0 | 1.4472 | 0 | 0 | 0
11 | 315 | 13 | 50.9 | 1.7102 | 70.116 | 0 | 2.6586 | 0.024081 | 0 | 69.9298 | 70.2249 | 70.2249 | -0.0033439 | -0.0074113 | -0.00090125 | 0 | 0 | 0.026758 | 0.0060232 | -0.00050343 | 0.0057345 | -0.0009589 | -7.4871e-05 | -0.0026438 | -0.002345 | 0.0030973 | 0.00065039 | 0 | 0 | 0 | 0 | 0 | 0 | 0 | 0 | 0 | 0 | 0 | 0.2959 | 0 | 0 | 0 | 0 | 1.4143 | 0 | 0 | 0
11 | 315 | 14 | 52.88 | 1.6246 | 70.116 | 0 | 2.1384 | 0.022518 | 0 | 70.2249 | 70.5009 | 70.5009 | -0.0030479 | -0.0067551 | -0.00082145 | 0 | 0 | 0.024733 | 0.0051408 | -0.00045525 | 0.0049725 | -0.00028486 | -6.8242e-05 | -0.0024097 | -0.0016118 | 0.0025838 | 0.00054141 | 0 | 0 | 0 | 0 | 0 | 0 | 0 | 0 | 0 | 0 | 0 | 0.24316 | 0 | 0 | 0 | 0 | 1.3814 | 0 | 0 | 0
11 | 315 | 15 | 53.96 | 1.5916 | 70.116 | 0 | 2.1384 | 0.016622 | 0 | 70.5009 | 70.7046 | 70.7046 | -0.0029066 | -0.006442 | -0.00078338 | 0 | 0 | 0.02113 | 0.0036098 | -0.00042982 | 0.00273 | -0.00012688 | -6.5079e-05 | -0.002298 | -0.0010456 | 0.0026854 | 0.00056426 | 0 | 0 | 0 | 0 | 0 | 0 | 0 | 0 | 0 | 0 | 0 | 0.24306 | 0 | 0 | 0 | 0 | 1.3485 | 0 | 0 | 0
11 | 315 | 16 | 52.88 | 1.6574 | 70.116 | 0 | 2.1384 | -0.0028154 | 0 | 70.7046 | 70.6701 | 70.6701 | -0.0031322 | -0.0069419 | -0.00084417 | 0 | 0 | 0.0096346 | 0.0017208 | -0.00046267 | -0.001088 | -0.00078694 | -7.0129e-05 | -0.0024764 | -0.0010538 | 0.0026854 | 0.00056426 | 0 | 0 | 0 | 0 | 0 | 0 | 0 | 0 | 0 | 0 | 0 | 0.24308 | 0 | 0 | 0 | 0 | 1.4143 | 0 | 0 | 0
11 | 315 | 17 | 52.88 | 1.9206 | 70.116 | 0 | 2.1384 | -0.012396 | 0 | 70.6701 | 70.5181 | 70.5181 | -0.0031261 | -0.0069285 | -0.00084254 | 0 | 0 | 0.005326 | 0.00032616 | -0.00045917 | -0.0051815 | -0.0019977 | -6.9994e-05 | -0.0024716 | -0.0008975 | 0.0039265 | 0.00082442 | 0 | 0 | 0 | 0 | 0 | 0 | 0 | 0 | 0 | 0 | 0 | 0.24315 | 0 | 0 | 0 | 0 | 1.6774 | 0 | 0 | 0
11 | 315 | 18 | 50 | 2.5003 | 70.116 | 0 | 3.6411 | -0.025826 | 0 | 70.5181 | 70.2017 | 70.2017 | -0.0036055 | -0.0079909 | -0.00097174 | 0 | 0 | 0.00068891 | 0.00011244 | -0.00053501 | -0.0085943 | -0.0047812 | -8.0727e-05 | -0.0028506 | -0.0014518 | 0.0042349 | 0.00088946 | 0 | 0 | 0 | 0 | 0 | 0 | 0 | 0 | 0 | 0 | 0 | 0.39528 | 0 | 0 | 0 | 0 | 2.105 | 0 | 0 | 0
11 | 315 | 19 | 47.84 | 2.4675 | 70.116 | 0 | 3.6411 | -0.023874 | 0 | 70.2017 | 69.9091 | 69.9091 | -0.0039294 | -0.0087089 | -0.001059 | 0 | 0 | 0 | 0 | -0.00057793 | -0.0060284 | -0.0036535 | -8.798e-05 | -0.0031067 | -0.0012678 | 0.0045452 | 0.0009545 | 0 | 0 | 0 | 0 | 0 | 0 | 0 | 0 | 0 | 0 | 0 | 0.39542 | 0 | 0 | 0 | 0 | 2.0721 | 0 | 0 | 0
11 | 315 | 20 | 44.96 | 2.3361 | 70.116 | 0 | 3.6411 | -0.024615 | 0 | 69.9091 | 69.6074 | 69.6074 | -0.0043841 | -0.0097166 | -0.0011816 | 0 | 0 | 0 | 0 | -0.00064423 | -0.0067259 | -0.0040773 | -9.816e-05 | -0.0034662 | -0.0014476 | 0.0071272 | 0.0014959 | 0 | 0 | 0 | 0 | 0 | 0 | 0 | 0 | 0 | 0 | 0 | 0.39557 | 0 | 0 | 0 | 0 | 1.9405 | 0 | 0 | 0
11 | 315 | 21 | 41.9 | 2.2376 | 70.116 | 0 | 3.6411 | -0.028274 | 0 | 69.6074 | 69.2609 | 69.2609 | -0.0048688 | -0.010791 | -0.0013122 | 0 | 0 | 0 | 0 | -0.00071604 | -0.0074696 | -0.0045282 | -0.00010901 | -0.0038494 | -0.0017571 | 0.0071272 | 0.0014959 | 0 | 0 | 0 | 0 | 0 | 0 | 0 | 0 | 0 | 0 | 0 | 0.39573 | 0 | 0 | 0 | 0 | 1.8419 | 0 | 0 | 0
11 | 315 | 22 | 41.9 | 2.0689 | 70.116 | 0 | 2.9475 | -0.027496 | 0 | 69.2609 | 68.9239 | 68.9239 | -0.0048079 | -0.010656 | -0.0012958 | 0 | 0 | 0 | 0 | -0.00070454 | -0.0073761 | -0.0044709 | -0.00010765 | -0.0038013 | -0.0017168 | 0.0074411 | 0.0015609 | 0 | 0 | 0 | 0 | 0 | 0 | 0 | 0 | 0 | 0 | 0 | 0.32576 | 0 | 0 | 0 | 0 | 1.7432 | 0 | 0 | 0
11 | 315 | 23 | 41.9 | 1.806 | 70.116 | 0 | 2.9475 | -0.027228 | 0 | 68.9239 | 68.5902 | 68.5902 | -0.0047487 | -0.010525 | -0.0012799 | 0 | 0 | 0 | 0 | -0.00069909 | -0.0072853 | -0.0044167 | -0.00010632 | -0.0037545 | -0.0018544 | 0.0074411 | 0.0015609 | 0 | 0 | 0 | 0 | 0 | 0 | 0 | 0 | 0 | 0 | 0 | 0.32592 | 0 | 0 | 0 | 0 | 1.4801 | 0 | 0 | 0
11 | 315 | 24 | 41 | 1.2946 | 70.116 | 0 | 0.49126 | -0.028811 | 0 | 68.5902 | 68.2372 | 68.2372 | -0.0048482 | -0.010745 | -0.0013067 | 0 | 0 | 0 | 0 | -0.00071573 | -0.007438 | -0.0045099 | -0.00010855 | -0.0038331 | -0.002021 | 0.0067153 | 0.0014098 | 0 | 0 | 0 | 0 | 0 | 0 | 0 | 0 | 0 | 0 | 0 | 0.077692 | 0 | 0 | 0 | 0 | 1.2169 | 0 | 0 | 0
11 | 316 | 1 | 41.9 | 0.99912 | 69.8857 | 0 | 0.49227 | -0.031783 | 0 | 68.2372 | 67.8477 | 67.8477 | -0.004628 | -0.010257 | -0.0012473 | 0 | 0 | 0 | 0 | -0.00068199 | -0.0071002 | -0.0043047 | -0.00010362 | -0.0036591 | -0.0018681 | 0.0020667 | 0.00043418 | 0 | 0 | 0 | 0 | 0 | 0 | 0 | 0 | 0 | 0 | 0 | 0.078196 | 0 | 0 | 0 | 0 | 0.92093 | 0 | 0 | 0
11 | 316 | 2 | 42.98 | 0.93352 | 69.8857 | 0 | 0.49227 | -0.030092 | 0 | 67.8477 | 67.4789 | 67.4789 | -0.0043698 | -0.0096849 | -0.0011777 | 0 | 0 | 0 | 0 | -0.00064717 | -0.006704 | -0.0040654 | -9.784e-05 | -0.0034549 | -0.0019573 | 0.0020667 | 0.00043418 | 0 | 0 | 0 | 0 | 0 | 0 | 0 | 0 | 0 | 0 | 0 | 0.078377 | 0 | 0 | 0 | 0 | 0.85515 | 0 | 0 | 0
11 | 316 | 3 | 43.88 | 0.9008 | 69.8857 | 0 | 0.49227 | -0.028248 | 0 | 67.4789 | 67.1327 | 67.1327 | -0.0041468 | -0.0091907 | -0.0011176 | 0 | 0 | 0 | 0 | -0.00061221 | -0.006362 | -0.0038574 | -9.2848e-05 | -0.0032786 | -0.0016567 | 0.0020667 | 0.00043418 | 0 | 0 | 0 | 0 | 0 | 0 | 0 | 0 | 0 | 0 | 0 | 0.078548 | 0 | 0 | 0 | 0 | 0.82226 | 0 | 0 | 0
11 | 316 | 4 | 42.98 | 0.86809 | 69.8857 | 0 | 0.49227 | -0.028878 | 0 | 67.1327 | 66.7788 | 66.7788 | -0.0042441 | -0.0094064 | -0.0011439 | 0 | 0 | 0 | 0 | -0.00062615 | -0.0065113 | -0.0039479 | -9.5027e-05 | -0.0033556 | -0.001614 | 0.0020667 | 0.00043418 | 0 | 0 | 0 | 0 | 0 | 0 | 0 | 0 | 0 | 0 | 0 | 0.078722 | 0 | 0 | 0 | 0 | 0.78937 | 0 | 0 | 0
11 | 316 | 5 | 41.9 | 0.86827 | 69.8857 | 0 | 0.49227 | -0.029953 | 0 | 66.7788 | 66.4117 | 66.4117 | -0.0043717 | -0.0096892 | -0.0011783 | 0 | 0 | 0 | 0 | -0.00064657 | -0.006707 | -0.004067 | -9.7884e-05 | -0.0034564 | -0.0018056 | 0.0020667 | 0.00043418 | 0 | 0 | 0 | 0 | 0 | 0 | 0 | 0 | 0 | 0 | 0 | 0.078903 | 0 | 0 | 0 | 0 | 0.78937 | 0 | 0 | 0
11 | 316 | 6 | 42.98 | 13.3157 | 69.8857 | 0 | 0.57915 | -0.027082 | -0.15668 | 66.4117 | 66.0798 | 68 | -0.0041175 | -0.0091256 | -0.0011097 | 0 | 0 | 0 | 0 | -0.0006127 | -0.0063169 | -0.0038315 | -9.219e-05 | -0.0032554 | -0.0020731 | 0.0034529 | 0.00072422 | 0 | 12.3407 | 0 | 0 | 0 | 0 | 0 | 0 | 0 | 0 | 0 | 0.086943 | 0 | 0 | 0 | 0 | 0.88804 | 0 | 0 | 0
11 | 316 | 7 | 41.9 | 3.9812 | 69.8857 | 0 | 4.3436 | -0.029974 | -0.029974 | 68 | 67.6327 | 68 | -0.0045863 | -0.010165 | -0.0012361 | 0 | 0 | 0 | 0 | -0.00068483 | -0.0070362 | -0.0042684 | -0.00010269 | -0.0036261 | -0.0026069 | 0.0043383 | 0.00091055 | 0 | 2.3608 | 0 | 0 | 0 | 0 | 0 | 0 | 0 | 0 | 0 | 0.46924 | 0 | 0 | 0 | 0 | 1.1512 | 0 | 0 | 0
11 | 316 | 8 | 43.88 | 3.4779 | 69.8857 | 0 | 4.3436 | -0.021079 | -0.021079 | 68 | 67.7417 | 68 | -0.0042384 | -0.0093937 | -0.0011423 | 0 | 0 | 0.0034886 | 0.00054521 | -0.0006287 | -0.0083448 | -0.0045883 | -9.4898e-05 | -0.003351 | -0.0020072 | 0.0086767 | 0.0018211 | 0 | 1.6602 | 0 | 0 | 0 | 0 | 0 | 0 | 0 | 0 | 0 | 0.46924 | 0 | 0 | 0 | 0 | 1.3485 | 0 | 0 | 0
11 | 316 | 9 | 48.92 | 1.7918 | 69.8857 | 0 | 3.7644 | 0.00052009 | 0 | 68 | 68.0064 | 68.0064 | -0.0033528 | -0.0074308 | -0.00090363 | 0 | 0 | 0.015375 | 0.0021616 | -0.00050081 | -0.0033923 | -0.0019445 | -7.5069e-05 | -0.0026508 | -0.0018285 | 0.0050623 | 0.0010617 | 0 | 0 | 0 | 0 | 0 | 0 | 0 | 0 | 0 | 0 | 0 | 0.41042 | 0 | 0 | 0 | 0 | 1.3814 | 0 | 0 | 0
11 | 316 | 10 | 55.94 | 1.8246 | 69.8857 | 0 | 3.7644 | 0.020521 | 0 | 68.0064 | 68.2579 | 68.2579 | -0.0021203 | -0.0046993 | -0.00057146 | 0 | 0 | 0.021601 | 0.0039299 | -0.00031951 | 0.0021476 | -0.00011113 | -4.7474e-05 | -0.0016764 | -0.0013592 | 0.0030973 | 0.00065039 | 0 | 0 | 0 | 0 | 0 | 0 | 0 | 0 | 0 | 0 | 0 | 0.4103 | 0 | 0 | 0 | 0 | 1.4143 | 0 | 0 | 0
11 | 316 | 11 | 60.44 | 1.8573 | 69.8857 | 0 | 3.7644 | 0.033371 | 0 | 68.2579 | 68.6668 | 68.6668 | -0.0013738 | -0.0030447 | -0.00037025 | 0 | 0 | 0.024902 | 0.005233 | -0.00020809 | 0.0060211 | 0.00061535 | -3.0759e-05 | -0.0010861 | -0.0010345 | 0.0030973 | 0.00065039 | 0 | 0 | 0 | 0 | 0 | 0 | 0 | 0 | 0 | 0 | 0 | 0.4101 | 0 | 0 | 0 | 0 | 1.4472 | 0 | 0 | 0
11 | 316 | 12 | 64.94 | 1.7453 | 69.8857 | 0 | 2.6641 | 0.042762 | 0 | 68.6668 | 69.1909 | 69.1909 | -0.00065488 | -0.0014514 | -0.0001765 | 0 | 0 | 0.025973 | 0.0058487 | -9.9698e-05 | 0.0085722 | 0.00085327 | -1.4663e-05 | -0.00051777 | -0.00056841 | 0.0041315 | 0.0008666 | 0 | 0 | 0 | 0 | 0 | 0 | 0 | 0 | 0 | 0 | 0 | 0.29809 | 0 | 0 | 0 | 0 | 1.4472 | 0 | 0 | 0
11 | 316 | 13 | 66.92 | 1.7121 | 69.8857 | 0 | 2.6641 | 0.043787 | 0 | 69.1909 | 69.7275 | 69.7275 | -0.00039904 | -0.00088441 | -0.00010755 | 0 | 0 | 0.025703 | 0.005731 | -6.0841e-05 | 0.0092272 | 0.0015225 | -8.9346e-06 | -0.0003155 | -0.00036743 | 0.0030973 | 0.00065039 | 0 | 0 | 0 | 0 | 0 | 0 | 0 | 0 | 0 | 0 | 0 | 0.29783 | 0 | 0 | 0 | 0 | 1.4143 | 0 | 0 | 0
11 | 316 | 14 | 68 | 1.626 | 69.8857 | 0 | 2.1428 | 0.040117 | 0 | 69.7275 | 70.2191 | 70.2191 | -0.00030356 | -0.00067279 | -8.1815e-05 | 0 | 0 | 0.023581 | 0.0048821 | -4.6276e-05 | 0.0082231 | 0.0019353 | -6.7967e-06 | -0.00024 | -0.00027829 | 0.0025838 | 0.00054141 | 0 | 0 | 0 | 0 | 0 | 0 | 0 | 0 | 0 | 0 | 0 | 0.24466 | 0 | 0 | 0 | 0 | 1.3814 | 0 | 0 | 0
11 | 316 | 15 | 69.98 | 1.593 | 69.8857 | 0 | 2.1428 | 0.034344 | 0 | 70.2191 | 70.64 | 70.64 | -4.2023e-05 | -9.3137e-05 | -1.1326e-05 | 0 | 0 | 0.019649 | 0.0034113 | -6.3822e-06 | 0.0061982 | 0.0020551 | -9.409e-07 | -3.3225e-05 | -3.2668e-05 | 0.0026854 | 0.00056426 | 0 | 0 | 0 | 0 | 0 | 0 | 0 | 0 | 0 | 0 | 0 | 0.24445 | 0 | 0 | 0 | 0 | 1.3485 | 0 | 0 | 0
11 | 316 | 16 | 69.98 | 1.6586 | 69.8857 | 0 | 2.1428 | 0.017518 | 0 | 70.64 | 70.8547 | 70.8547 | -0.00011598 | -0.00025706 | -3.1259e-05 | 0 | 0 | 0.0092137 | 0.0016786 | -1.757e-05 | 0.0026615 | 0.0013144 | -2.5969e-06 | -9.1699e-05 | -8.3279e-05 | 0.0026854 | 0.00056426 | 0 | 0 | 0 | 0 | 0 | 0 | 0 | 0 | 0 | 0 | 0 | 0.24434 | 0 | 0 | 0 | 0 | 1.4143 | 0 | 0 | 0
11 | 316 | 17 | 68 | 1.9217 | 69.8857 | 0 | 2.1428 | 0.0052048 | 0 | 70.8547 | 70.9185 | 70.9185 | -0.00050164 | -0.0011118 | -0.0001352 | 0 | 0 | 0.0041961 | 0.00052867 | -7.5541e-05 | -0.0012946 | -0.00046483 | -1.1232e-05 | -0.00039661 | -0.00027951 | 0.0039265 | 0.00082442 | 0 | 0 | 0 | 0 | 0 | 0 | 0 | 0 | 0 | 0 | 0 | 0.24431 | 0 | 0 | 0 | 0 | 1.6774 | 0 | 0 | 0
11 | 316 | 18 | 64.94 | 2.5023 | 69.8857 | 0 | 3.6486 | -0.007151 | 0 | 70.9185 | 70.8309 | 70.8309 | -0.0010506 | -0.0023284 | -0.00028314 | 0 | 0 | 0.00025983 | 5.2827e-05 | -0.00015897 | -0.0039478 | -0.002338 | -2.3522e-05 | -0.0008306 | -0.00073756 | 0.0042349 | 0.00088946 | 0 | 0 | 0 | 0 | 0 | 0 | 0 | 0 | 0 | 0 | 0 | 0.39728 | 0 | 0 | 0 | 0 | 2.105 | 0 | 0 | 0
11 | 316 | 19 | 63.86 | 2.4694 | 69.8857 | 0 | 3.6486 | -0.0050206 | 0 | 70.8309 | 70.7693 | 70.7693 | -0.0012249 | -0.0027149 | -0.00033014 | 0 | 0 | 0 | 0 | -0.00018642 | -0.0018793 | -0.001141 | -2.7426e-05 | -0.00096847 | -0.0010933 | 0.0045452 | 0.0009545 | 0 | 0 | 0 | 0 | 0 | 0 | 0 | 0 | 0 | 0 | 0 | 0.39731 | 0 | 0 | 0 | 0 | 2.0721 | 0 | 0 | 0
11 | 316 | 20 | 62.96 | 2.3379 | 69.8857 | 0 | 3.6486 | -0.0035129 | 0 | 70.7693 | 70.7263 | 70.7263 | -0.0013723 | -0.0030414 | -0.00036985 | 0 | 0 | 0 | 0 | -0.00020842 | -0.0021053 | -0.0012781 | -3.0725e-05 | -0.001085 | -0.001149 | 0.0071272 | 0.0014959 | 0 | 0 | 0 | 0 | 0 | 0 | 0 | 0 | 0 | 0 | 0 | 0.39733 | 0 | 0 | 0 | 0 | 1.9405 | 0 | 0 | 0
11 | 316 | 21 | 59 | 2.2392 | 69.8857 | 0 | 3.6486 | -0.0086685 | 0 | 70.7263 | 70.6201 | 70.6201 | -0.0020606 | -0.0045669 | -0.00055536 | 0 | 0 | 0 | 0 | -0.00031195 | -0.0031613 | -0.0019189 | -4.6136e-05 | -0.0016291 | -0.0015454 | 0.0071272 | 0.0014959 | 0 | 0 | 0 | 0 | 0 | 0 | 0 | 0 | 0 | 0 | 0 | 0.39738 | 0 | 0 | 0 | 0 | 1.8419 | 0 | 0 | 0
11 | 316 | 22 | 57.92 | 2.07 | 69.8857 | 0 | 2.9536 | -0.0098137 | 0 | 70.6201 | 70.4998 | 70.4998 | -0.0022317 | -0.0049461 | -0.00060147 | 0 | 0 | 0 | 0 | -0.00033834 | -0.0034238 | -0.0020784 | -4.9967e-05 | -0.0017644 | -0.0018206 | 0.0074411 | 0.0015609 | 0 | 0 | 0 | 0 | 0 | 0 | 0 | 0 | 0 | 0 | 0 | 0.32686 | 0 | 0 | 0 | 0 | 1.7432 | 0 | 0 | 0
11 | 316 | 23 | 56.84 | 1.807 | 69.8857 | 0 | 2.9536 | -0.010454 | 0 | 70.4998 | 70.3717 | 70.3717 | -0.0024003 | -0.0053199 | -0.00064693 | 0 | 0 | 0 | 0 | -0.00035976 | -0.0036825 | -0.0022343 | -5.3743e-05 | -0.0018978 | -0.0012993 | 0.0074411 | 0.0015609 | 0 | 0 | 0 | 0 | 0 | 0 | 0 | 0 | 0 | 0 | 0 | 0.32693 | 0 | 0 | 0 | 0 | 1.4801 | 0 | 0 | 0
11 | 316 | 24 | 54.86 | 1.294 | 69.8857 | 0 | 0.49227 | -0.013522 | 0 | 70.3717 | 70.206 | 70.206 | -0.0027257 | -0.0060411 | -0.00073463 | 0 | 0 | 0 | 0 | -0.0004078 | -0.0041818 | -0.002537 | -6.103e-05 | -0.0021551 | -0.0013932 | 0.0067153 | 0.0014098 | 0 | 0 | 0 | 0 | 0 | 0 | 0 | 0 | 0 | 0 | 0 | 0.077034 | 0 | 0 | 0 | 0 | 1.2169 | 0 | 0 | 0
11 | 317 | 1 | 52.88 | 0.9984 | 69.6564 | 0 | 0.49328 | -0.020591 | 0 | 70.206 | 69.9536 | 69.9536 | -0.0030445 | -0.0067477 | -0.00082056 | 0 | 0 | 0 | 0 | -0.00045556 | -0.0046709 | -0.0028338 | -6.8168e-05 | -0.0024071 | -0.0016095 | 0.0020667 | 0.00043418 | 0 | 0 | 0 | 0 | 0 | 0 | 0 | 0 | 0 | 0 | 0 | 0.077469 | 0 | 0 | 0 | 0 | 0.92093 | 0 | 0 | 0
11 | 317 | 2 | 51.98 | 0.93274 | 69.6564 | 0 | 0.49328 | -0.02106 | 0 | 69.9536 | 69.6955 | 69.6955 | -0.0031584 | -0.007 | -0.00085123 | 0 | 0 | 0 | 0 | -0.00046898 | -0.0048455 | -0.0029387 | -7.0716e-05 | -0.0024971 | -0.0012965 | 0.0020667 | 0.00043418 | 0 | 0 | 0 | 0 | 0 | 0 | 0 | 0 | 0 | 0 | 0 | 0.077596 | 0 | 0 | 0 | 0 | 0.85515 | 0 | 0 | 0
11 | 317 | 3 | 51.98 | 0.89998 | 69.6564 | 0 | 0.49328 | -0.020972 | 0 | 69.6955 | 69.4385 | 69.4385 | -0.003113 | -0.0068994 | -0.00083901 | 0 | 0 | 0 | 0 | -0.00046434 | -0.0047759 | -0.0028971 | -6.97e-05 | -0.0024612 | -0.0015191 | 0.0020667 | 0.00043418 | 0 | 0 | 0 | 0 | 0 | 0 | 0 | 0 | 0 | 0 | 0 | 0.077723 | 0 | 0 | 0 | 0 | 0.82226 | 0 | 0 | 0
11 | 317 | 4 | 50.9 | 0.86722 | 69.6564 | 0 | 0.49328 | -0.021691 | 0 | 69.4385 | 69.1727 | 69.1727 | -0.0032576 | -0.0072199 | -0.00087798 | 0 | 0 | 0 | 0 | -0.00048263 | -0.0049977 | -0.0030308 | -7.2938e-05 | -0.0025756 | -0.0012428 | 0.0020667 | 0.00043418 | 0 | 0 | 0 | 0 | 0 | 0 | 0 | 0 | 0 | 0 | 0 | 0.077854 | 0 | 0 | 0 | 0 | 0.78937 | 0 | 0 | 0
11 | 317 | 5 | 46.94 | 0.86738 | 69.6564 | 0 | 0.49328 | -0.026439 | 0 | 69.1727 | 68.8487 | 68.8487 | -0.0039068 | -0.0086587 | -0.0010529 | 0 | 0 | 0 | 0 | -0.00057869 | -0.0059936 | -0.0036347 | -8.7473e-05 | -0.0030888 | -0.0015037 | 0.0020667 | 0.00043418 | 0 | 0 | 0 | 0 | 0 | 0 | 0 | 0 | 0 | 0 | 0 | 0.078013 | 0 | 0 | 0 | 0 | 0.78937 | 0 | 0 | 0
11 | 317 | 6 | 45.86 | 0.97508 | 69.6564 | 0 | 0.58033 | -0.025862 | 0 | 68.8487 | 68.5317 | 68.5317 | -0.0040396 | -0.0089531 | -0.0010887 | 0 | 0 | 0 | 0 | -0.00059466 | -0.0061974 | -0.0037572 | -9.0447e-05 | -0.0031938 | -0.0013996 | 0.0034529 | 0.00072422 | 0 | 0 | 0 | 0 | 0 | 0 | 0 | 0 | 0 | 0 | 0 | 0.087046 | 0 | 0 | 0 | 0 | 0.88804 | 0 | 0 | 0
11 | 317 | 7 | 44.96 | 1.623 | 69.6564 | 0 | 4.3524 | -0.027162 | 0 | 68.5317 | 68.1988 | 68.1988 | -0.0041421 | -0.0091802 | -0.0011164 | 0 | 0 | 0.00012261 | -2.4296e-09 | -0.00060869 | -0.0063546 | -0.0054606 | -9.2741e-05 | -0.0032748 | -0.001393 | 0.0043383 | 0.00091055 | 0 | 0 | 0 | 0 | 0 | 0 | 0 | 0 | 0 | 0 | 0 | 0.47188 | 0 | 0 | 0 | 0 | 1.1512 | 0 | 0 | 0
11 | 317 | 8 | 50 | 1.8204 | 69.6564 | 0 | 4.3524 | -0.009037 | 0 | 68.1988 | 68.0881 | 68.0881 | -0.0031979 | -0.0070877 | -0.0008619 | 0 | 0 | 0.0054537 | 0.00064296 | -0.00046429 | -0.0063225 | -0.0024727 | -7.1602e-05 | -0.0025284 | -0.00080343 | 0.0086767 | 0.0018211 | 0 | 0 | 0 | 0 | 0 | 0 | 0 | 0 | 0 | 0 | 0 | 0.47193 | 0 | 0 | 0 | 0 | 1.3485 | 0 | 0 | 0
11 | 317 | 9 | 55.94 | 1.794 | 69.6564 | 0 | 3.7721 | 0.016637 | 0 | 68.0881 | 68.292 | 68.292 | -0.0021347 | -0.0047312 | -0.00057533 | 0 | 0 | 0.018281 | 0.0023989 | -0.00031672 | -0.00016826 | 0.00023656 | -4.7796e-05 | -0.0016877 | -0.00074182 | 0.0050623 | 0.0010617 | 0 | 0 | 0 | 0 | 0 | 0 | 0 | 0 | 0 | 0 | 0 | 0.41265 | 0 | 0 | 0 | 0 | 1.3814 | 0 | 0 | 0
11 | 317 | 10 | 60.98 | 1.8268 | 69.6564 | 0 | 3.7721 | 0.025727 | 0 | 68.292 | 68.6073 | 68.6073 | -0.0012849 | -0.0028477 | -0.0003463 | 0 | 0 | 0.020399 | 0.0036766 | -0.00019258 | 0.0034211 | 0.0008145 | -2.8768e-05 | -0.0010159 | -0.00061623 | 0.0030973 | 0.00065039 | 0 | 0 | 0 | 0 | 0 | 0 | 0 | 0 | 0 | 0 | 0 | 0.4125 | 0 | 0 | 0 | 0 | 1.4143 | 0 | 0 | 0
11 | 317 | 11 | 68 | 1.8594 | 69.6564 | 0 | 3.7721 | 0.041243 | 0 | 68.6073 | 69.1127 | 69.1127 | -0.00010671 | -0.0002365 | -2.876e-05 | 0 | 0 | 0.023221 | 0.0048528 | -1.5942e-05 | 0.0078693 | 0.0020596 | -2.3892e-06 | -8.4368e-05 | -3.2627e-05 | 0.0030973 | 0.00065039 | 0 | 0 | 0 | 0 | 0 | 0 | 0 | 0 | 0 | 0 | 0 | 0.41225 | 0 | 0 | 0 | 0 | 1.4472 | 0 | 0 | 0
11 | 317 | 12 | 65.84 | 1.7468 | 69.6564 | 0 | 2.6695 | 0.029757 | 0 | 69.1127 | 69.4774 | 69.4774 | -0.00057508 | -0.0012746 | -0.000155 | 0 | 0 | 0.016212 | 0.0036723 | -8.6165e-05 | 0.0059786 | 0.0017066 | -1.2876e-05 | -0.00045468 | -0.0002523 | 0.0041315 | 0.0008666 | 0 | 0 | 0 | 0 | 0 | 0 | 0 | 0 | 0 | 0 | 0 | 0.29963 | 0 | 0 | 0 | 0 | 1.4472 | 0 | 0 | 0
11 | 317 | 13 | 72.86 | 1.7137 | 69.6564 | 0 | 2.6695 | 0.037162 | 0 | 69.4774 | 69.9328 | 69.9328 | 0.0005944 | 0.0013174 | 0.0001602 | 0 | 0 | 0.016305 | 0.0036736 | 8.8829e-05 | 0.0077943 | 0.0027966 | 1.3309e-05 | 0.00046995 | 0.0002005 | 0.0030973 | 0.00065039 | 0 | 0 | 0 | 0 | 0 | 0 | 0 | 0 | 0 | 0 | 0 | 0.29941 | 0 | 0 | 0 | 0 | 1.4143 | 0 | 0 | 0
11 | 317 | 14 | 73.94 | 1.6273 | 69.6564 | 0 | 2.1472 | 0.033561 | 0 | 69.9328 | 70.3441 | 70.3441 | 0.00070415 | 0.0015606 | 0.00018978 | 0 | 0 | 0.014221 | 0.0031247 | 0.00010547 | 0.0069377 | 0.002706 | 1.5766e-05 | 0.00055673 | 0.00031423 | 0.0025838 | 0.00054141 | 0 | 0 | 0 | 0 | 0 | 0 | 0 | 0 | 0 | 0 | 0 | 0.24595 | 0 | 0 | 0 | 0 | 1.3814 | 0 | 0 | 0
11 | 317 | 15 | 73.94 | 1.5943 | 69.6564 | 0 | 2.1472 | 0.016431 | 0 | 70.3441 | 70.5455 | 70.5455 | 0.00063188 | 0.0014005 | 0.0001703 | 0 | 0 | 0.0053703 | 0.0011343 | 9.4366e-05 | 0.0025566 | 0.0010628 | 1.4148e-05 | 0.00049958 | 0.00024624 | 0.0026854 | 0.00056426 | 0 | 0 | 0 | 0 | 0 | 0 | 0 | 0 | 0 | 0 | 0 | 0.24585 | 0 | 0 | 0 | 0 | 1.3485 | 0 | 0 | 0
11 | 317 | 16 | 72.86 | 1.66 | 69.6564 | 0 | 2.1472 | 0.015275 | 0 | 70.5455 | 70.7327 | 70.7327 | 0.00040672 | 0.00090142 | 0.00010962 | 0 | 0 | 0.0051534 | 0.0011507 | 6.1749e-05 | 0.0026473 | 0.00094096 | 9.1064e-06 | 0.00032156 | 0.00032294 | 0.0026854 | 0.00056426 | 0 | 0 | 0 | 0 | 0 | 0 | 0 | 0 | 0 | 0 | 0 | 0.24576 | 0 | 0 | 0 | 0 | 1.4143 | 0 | 0 | 0
11 | 317 | 17 | 69.98 | 1.9231 | 69.6564 | 0 | 2.1472 | 0.0080413 | 0 | 70.7327 | 70.8312 | 70.8312 | -0.00013226 | -0.00029313 | -3.5646e-05 | 0 | 0 | 0.0029147 | 0.00052632 | -1.9819e-05 | 0.00034891 | 0.00014346 | -2.9613e-06 | -0.00010457 | -5.4558e-05 | 0.0039265 | 0.00082442 | 0 | 0 | 0 | 0 | 0 | 0 | 0 | 0 | 0 | 0 | 0 | 0.24571 | 0 | 0 | 0 | 0 | 1.6774 | 0 | 0 | 0
11 | 317 | 18 | 65.84 | 2.5046 | 69.6564 | 0 | 3.6561 | -0.0033219 | 0 | 70.8312 | 70.7905 | 70.7905 | -0.00087706 | -0.0019439 | -0.00023638 | 0 | 0 | 0.0001693 | 3.5081e-05 | -0.00013153 | -0.0021583 | -0.0013008 | -1.9638e-05 | -0.00069343 | -0.00040018 | 0.0042349 | 0.00088946 | 0 | 0 | 0 | 0 | 0 | 0 | 0 | 0 | 0 | 0 | 0 | 0.3996 | 0 | 0 | 0 | 0 | 2.105 | 0 | 0 | 0
11 | 317 | 19 | 63.86 | 2.4717 | 69.6564 | 0 | 3.6561 | -0.0043915 | 0 | 70.7905 | 70.7367 | 70.7367 | -0.0012178 | -0.0026991 | -0.00032823 | 0 | 0 | 0 | 0 | -0.00018208 | -0.0018684 | -0.0011334 | -2.7267e-05 | -0.00096286 | -0.00051747 | 0.0045452 | 0.0009545 | 0 | 0 | 0 | 0 | 0 | 0 | 0 | 0 | 0 | 0 | 0 | 0.39963 | 0 | 0 | 0 | 0 | 2.0721 | 0 | 0 | 0
11 | 317 | 20 | 61.88 | 2.3402 | 69.6564 | 0 | 3.6561 | -0.0042494 | 0 | 70.7367 | 70.6846 | 70.6846 | -0.0015563 | -0.0034493 | -0.00041945 | 0 | 0 | 0 | 0 | -0.00023215 | -0.0023876 | -0.0014484 | -3.4846e-05 | -0.0012305 | -0.00061804 | 0.0071272 | 0.0014959 | 0 | 0 | 0 | 0 | 0 | 0 | 0 | 0 | 0 | 0 | 0 | 0.39965 | 0 | 0 | 0 | 0 | 1.9405 | 0 | 0 | 0
11 | 317 | 21 | 60.98 | 2.2415 | 69.6564 | 0 | 3.6561 | -0.0058179 | 0 | 70.6846 | 70.6133 | 70.6133 | -0.0017053 | -0.0037795 | -0.00045961 | 0 | 0 | 0 | 0 | -0.0002574 | -0.0026162 | -0.0015879 | -3.8182e-05 | -0.0013483 | -0.0011526 | 0.0071272 | 0.0014959 | 0 | 0 | 0 | 0 | 0 | 0 | 0 | 0 | 0 | 0 | 0 | 0.39969 | 0 | 0 | 0 | 0 | 1.8419 | 0 | 0 | 0
11 | 317 | 22 | 59 | 2.0719 | 69.6564 | 0 | 2.9597 | -0.0078382 | 0 | 70.6133 | 70.5172 | 70.5172 | -0.0020407 | -0.0045229 | -0.00055001 | 0 | 0 | 0 | 0 | -0.00030663 | -0.0031308 | -0.0018998 | -4.5692e-05 | -0.0016134 | -0.0011693 | 0.0074411 | 0.0015609 | 0 | 0 | 0 | 0 | 0 | 0 | 0 | 0 | 0 | 0 | 0 | 0.32872 | 0 | 0 | 0 | 0 | 1.7432 | 0 | 0 | 0
11 | 317 | 23 | 57.92 | 1.8088 | 69.6564 | 0 | 2.9597 | -0.0089304 | 0 | 70.5172 | 70.4078 | 70.4078 | -0.0022136 | -0.0049061 | -0.00059661 | 0 | 0 | 0 | 0 | -0.00033097 | -0.0033961 | -0.0020603 | -4.9563e-05 | -0.0017501 | -0.0010681 | 0.0074411 | 0.0015609 | 0 | 0 | 0 | 0 | 0 | 0 | 0 | 0 | 0 | 0 | 0 | 0.32877 | 0 | 0 | 0 | 0 | 1.4801 | 0 | 0 | 0
11 | 317 | 24 | 54.86 | 1.2943 | 69.6564 | 0 | 0.49328 | -0.013446 | 0 | 70.4078 | 70.243 | 70.243 | -0.0027321 | -0.0060552 | -0.00073634 | 0 | 0 | 0 | 0 | -0.00040799 | -0.0041915 | -0.0025427 | -6.1172e-05 | -0.0021601 | -0.0012741 | 0.0067153 | 0.0014098 | 0 | 0 | 0 | 0 | 0 | 0 | 0 | 0 | 0 | 0 | 0 | 0.077326 | 0 | 0 | 0 | 0 | 1.2169 | 0 | 0 | 0
11 | 318 | 1 | 54.86 | 0.99867 | 69.4284 | 0 | 0.49427 | -0.017652 | 0 | 70.243 | 70.0267 | 70.0267 | -0.0027031 | -0.005991 | -0.00072854 | 0 | 0 | 0 | 0 | -0.00040105 | -0.0041471 | -0.0025151 | -6.0523e-05 | -0.0021372 | -0.0010351 | 0.0020667 | 0.00043418 | 0 | 0 | 0 | 0 | 0 | 0 | 0 | 0 | 0 | 0 | 0 | 0.077742 | 0 | 0 | 0 | 0 | 0.92093 | 0 | 0 | 0
11 | 318 | 2 | 51.98 | 0.93301 | 69.4284 | 0 | 0.49427 | -0.02084 | 0 | 70.0267 | 69.7713 | 69.7713 | -0.0031712 | -0.0070284 | -0.00085469 | 0 | 0 | 0 | 0 | -0.00046808 | -0.0048652 | -0.0029499 | -7.1003e-05 | -0.0025072 | -0.00099054 | 0.0020667 | 0.00043418 | 0 | 0 | 0 | 0 | 0 | 0 | 0 | 0 | 0 | 0 | 0 | 0.077867 | 0 | 0 | 0 | 0 | 0.85515 | 0 | 0 | 0
11 | 318 | 3 | 46.94 | 0.90029 | 69.4284 | 0 | 0.49427 | -0.027043 | 0 | 69.7713 | 69.4399 | 69.4399 | -0.004012 | -0.0088918 | -0.0010813 | 0 | 0 | 0 | 0 | -0.00059262 | -0.006155 | -0.0037321 | -8.9828e-05 | -0.003172 | -0.001383 | 0.0020667 | 0.00043418 | 0 | 0 | 0 | 0 | 0 | 0 | 0 | 0 | 0 | 0 | 0 | 0.078031 | 0 | 0 | 0 | 0 | 0.82226 | 0 | 0 | 0
11 | 318 | 4 | 46.94 | 0.86756 | 69.4284 | 0 | 0.49427 | -0.026688 | 0 | 69.4399 | 69.1128 | 69.1128 | -0.0039537 | -0.0087627 | -0.0010656 | 0 | 0 | 0 | 0 | -0.00058267 | -0.0060657 | -0.0036775 | -8.8524e-05 | -0.0031259 | -0.0014324 | 0.0020667 | 0.00043418 | 0 | 0 | 0 | 0 | 0 | 0 | 0 | 0 | 0 | 0 | 0 | 0.078192 | 0 | 0 | 0 | 0 | 0.78937 | 0 | 0 | 0
11 | 318 | 5 | 45.86 | 0.86772 | 69.4284 | 0 | 0.49427 | -0.027436 | 0 | 69.1128 | 68.7766 | 68.7766 | -0.004086 | -0.009056 | -0.0011013 | 0 | 0 | 0 | 0 | -0.00059888 | -0.0062687 | -0.0037997 | -9.1486e-05 | -0.0032305 | -0.0012703 | 0.0020667 | 0.00043418 | 0 | 0 | 0 | 0 | 0 | 0 | 0 | 0 | 0 | 0 | 0 | 0.078357 | 0 | 0 | 0 | 0 | 0.78937 | 0 | 0 | 0
11 | 318 | 6 | 44.96 | 0.97549 | 69.4284 | 0 | 0.58149 | -0.026792 | 0 | 68.7766 | 68.4482 | 68.4482 | -0.0041851 | -0.0092755 | -0.001128 | 0 | 0 | 0 | 0 | -0.00061346 | -0.0064206 | -0.0038918 | -9.3705e-05 | -0.0033089 | -0.0013281 | 0.0034529 | 0.00072422 | 0 | 0 | 0 | 0 | 0 | 0 | 0 | 0 | 0 | 0 | 0 | 0.08745 | 0 | 0 | 0 | 0 | 0.88804 | 0 | 0 | 0
11 | 318 | 7 | 42.98 | 1.6258 | 69.4284 | 0 | 4.3612 | -0.029539 | 0 | 68.4482 | 68.0862 | 68.0862 | -0.0044753 | -0.0099188 | -0.0012062 | 0 | 0 | 6.94e-05 | 2.6568e-09 | -0.00065713 | -0.0068659 | -0.0056812 | -0.0001002 | -0.0035383 | -0.0015039 | 0.0043383 | 0.00091055 | 0 | 0 | 0 | 0 | 0 | 0 | 0 | 0 | 0 | 0 | 0 | 0.47465 | 0 | 0 | 0 | 0 | 1.1512 | 0 | 0 | 0
11 | 318 | 8 | 48.92 | 2.0816 | 69.4284 | 0 | 4.3612 | -0.010317 | -0.0032812 | 68.0862 | 67.9598 | 68 | -0.0033679 | -0.0074644 | -0.00090771 | 0 | 0 | 0.0052712 | 0.00061679 | -0.00048993 | -0.0064314 | -0.0025967 | -7.5408e-05 | -0.0026628 | -0.00088547 | 0.0086767 | 0.0018211 | 0 | 0.25844 | 0 | 0 | 0 | 0 | 0 | 0 | 0 | 0 | 0 | 0.4747 | 0 | 0 | 0 | 0 | 1.3485 | 0 | 0 | 0
11 | 318 | 9 | 53.96 | 1.7965 | 69.4284 | 0 | 3.7797 | 0.014043 | 0 | 68 | 68.1721 | 68.1721 | -0.0024671 | -0.005468 | -0.00066493 | 0 | 0 | 0.018656 | 0.0023583 | -0.00036155 | -0.0012597 | -0.0002712 | -5.5239e-05 | -0.0019506 | -0.00059742 | 0.0050623 | 0.0010617 | 0 | 0 | 0 | 0 | 0 | 0 | 0 | 0 | 0 | 0 | 0 | 0.41507 | 0 | 0 | 0 | 0 | 1.3814 | 0 | 0 | 0
11 | 318 | 10 | 57.92 | 1.8292 | 69.4284 | 0 | 3.7797 | 0.027532 | 0 | 68.1721 | 68.5095 | 68.5095 | -0.0018015 | -0.0039928 | -0.00048554 | 0 | 0 | 0.023939 | 0.0041726 | -0.00026472 | 0.0033379 | 0.00073866 | -4.0336e-05 | -0.0014243 | -0.00039457 | 0.0030973 | 0.00065039 | 0 | 0 | 0 | 0 | 0 | 0 | 0 | 0 | 0 | 0 | 0 | 0.41491 | 0 | 0 | 0 | 0 | 1.4143 | 0 | 0 | 0
11 | 318 | 11 | 59.9 | 1.8619 | 69.4284 | 0 | 3.7797 | 0.036113 | 0 | 68.5095 | 68.9521 | 68.9521 | -0.0015129 | -0.003353 | -0.00040775 | 0 | 0 | 0.026552 | 0.0054525 | -0.00022049 | 0.0064546 | 0.00086251 | -3.3873e-05 | -0.0011961 | -0.0002323 | 0.0030973 | 0.00065039 | 0 | 0 | 0 | 0 | 0 | 0 | 0 | 0 | 0 | 0 | 0 | 0.41469 | 0 | 0 | 0 | 0 | 1.4472 | 0 | 0 | 0
11 | 318 | 12 | 63.86 | 1.7485 | 69.4284 | 0 | 2.6749 | 0.043772 | 0 | 68.9521 | 69.4885 | 69.4885 | -0.00089479 | -0.0019831 | -0.00024116 | 0 | 0 | 0.027192 | 0.006026 | -0.0001305 | 0.0087553 | 0.00084681 | -2.0034e-05 | -0.00070745 | -6.9481e-05 | 0.0041315 | 0.0008666 | 0 | 0 | 0 | 0 | 0 | 0 | 0 | 0 | 0 | 0 | 0 | 0.3013 | 0 | 0 | 0 | 0 | 1.4472 | 0 | 0 | 0
11 | 318 | 13 | 64.94 | 1.7153 | 69.4284 | 0 | 2.6749 | 0.043285 | 0 | 69.4885 | 70.019 | 70.019 | -0.00079927 | -0.0017715 | -0.00021542 | 0 | 0 | 0.026823 | 0.0058805 | -0.00011553 | 0.0090934 | 0.0013481 | -1.7896e-05 | -0.00063193 | -5.5706e-05 | 0.0030973 | 0.00065039 | 0 | 0 | 0 | 0 | 0 | 0 | 0 | 0 | 0 | 0 | 0 | 0.30104 | 0 | 0 | 0 | 0 | 1.4143 | 0 | 0 | 0
11 | 318 | 14 | 65.84 | 1.6286 | 69.4284 | 0 | 2.1515 | 0.039493 | 0 | 70.019 | 70.503 | 70.503 | -0.00073434 | -0.0016275 | -0.00019792 | 0 | 0 | 0.024843 | 0.0050128 | -0.00010734 | 0.008052 | 0.0018071 | -1.6442e-05 | -0.00058059 | -8.3237e-05 | 0.0025838 | 0.00054141 | 0 | 0 | 0 | 0 | 0 | 0 | 0 | 0 | 0 | 0 | 0 | 0.24721 | 0 | 0 | 0 | 0 | 1.3814 | 0 | 0 | 0
11 | 318 | 15 | 66.92 | 1.5955 | 69.4284 | 0 | 2.1515 | 0.032929 | 0 | 70.503 | 70.9065 | 70.9065 | -0.00062961 | -0.0013954 | -0.00016969 | 0 | 0 | 0.021199 | 0.0034894 | -9.114e-05 | 0.0058747 | 0.0019484 | -1.4097e-05 | -0.00049779 | -3.4868e-05 | 0.0026854 | 0.00056426 | 0 | 0 | 0 | 0 | 0 | 0 | 0 | 0 | 0 | 0 | 0 | 0.24701 | 0 | 0 | 0 | 0 | 1.3485 | 0 | 0 | 0
11 | 318 | 16 | 65.84 | 1.6612 | 69.4284 | 0 | 2.1515 | 0.013918 | 0 | 70.9065 | 71.0771 | 71.0771 | -0.0008903 | -0.0019732 | -0.00023995 | 0 | 0 | 0.0096386 | 0.0016393 | -0.00012964 | 0.0021403 | 0.0012757 | -1.9934e-05 | -0.0007039 | -6.8801e-05 | 0.0026854 | 0.00056426 | 0 | 0 | 0 | 0 | 0 | 0 | 0 | 0 | 0 | 0 | 0 | 0.24693 | 0 | 0 | 0 | 0 | 1.4143 | 0 | 0 | 0
11 | 318 | 17 | 64.4 | 1.9243 | 69.4284 | 0 | 2.1515 | 0.0018221 | 0 | 71.0771 | 71.0994 | 71.0994 | -0.0011733 | -0.0026004 | -0.00031623 | 0 | 0 | 0.0052934 | 0.00029977 | -0.00017112 | -0.0022042 | -0.00016049 | -2.627e-05 | -0.00092766 | -0.00011785 | 0.0039265 | 0.00082442 | 0 | 0 | 0 | 0 | 0 | 0 | 0 | 0 | 0 | 0 | 0 | 0.24692 | 0 | 0 | 0 | 0 | 1.6774 | 0 | 0 | 0
11 | 318 | 18 | 61.88 | 2.5068 | 69.4284 | 0 | 3.6634 | -0.010799 | 0 | 71.0994 | 70.9671 | 70.9671 | -0.0016201 | -0.0035906 | -0.00043663 | 0 | 0 | 0.00061954 | 0.00010419 | -0.00023695 | -0.0054374 | -0.0028993 | -3.6273e-05 | -0.0012809 | -0.00022005 | 0.0042349 | 0.00088946 | 0 | 0 | 0 | 0 | 0 | 0 | 0 | 0 | 0 | 0 | 0 | 0.4018 | 0 | 0 | 0 | 0 | 2.105 | 0 | 0 | 0
11 | 318 | 19 | 57.92 | 2.474 | 69.4284 | 0 | 3.6634 | -0.01188 | 0 | 70.9671 | 70.8215 | 70.8215 | -0.0022927 | -0.0050813 | -0.00061791 | 0 | 0 | 0 | 0 | -0.00033846 | -0.0035173 | -0.0021322 | -5.1333e-05 | -0.0018126 | -0.00058107 | 0.0045452 | 0.0009545 | 0 | 0 | 0 | 0 | 0 | 0 | 0 | 0 | 0 | 0 | 0 | 0.40187 | 0 | 0 | 0 | 0 | 2.0721 | 0 | 0 | 0
11 | 318 | 20 | 54.86 | 2.3425 | 69.4284 | 0 | 3.6634 | -0.013142 | 0 | 70.8215 | 70.6604 | 70.6604 | -0.0028048 | -0.0062163 | -0.00075594 | 0 | 0 | 0 | 0 | -0.00041484 | -0.004303 | -0.0026093 | -6.2799e-05 | -0.0022175 | -0.0008845 | 0.0071272 | 0.0014959 | 0 | 0 | 0 | 0 | 0 | 0 | 0 | 0 | 0 | 0 | 0 | 0.40195 | 0 | 0 | 0 | 0 | 1.9405 | 0 | 0 | 0
11 | 318 | 21 | 57.92 | 2.2439 | 69.4284 | 0 | 3.6634 | -0.0089656 | 0 | 70.6604 | 70.5506 | 70.5506 | -0.0022388 | -0.0049618 | -0.00060339 | 0 | 0 | 0 | 0 | -0.00032948 | -0.0034347 | -0.0020823 | -5.0126e-05 | -0.00177 | -0.00062211 | 0.0071272 | 0.0014959 | 0 | 0 | 0 | 0 | 0 | 0 | 0 | 0 | 0 | 0 | 0 | 0.40201 | 0 | 0 | 0 | 0 | 1.8419 | 0 | 0 | 0
11 | 318 | 22 | 56.84 | 2.0738 | 69.4284 | 0 | 2.9656 | -0.010001 | 0 | 70.5506 | 70.428 | 70.428 | -0.0024092 | -0.0053397 | -0.00064933 | 0 | 0 | 0 | 0 | -0.00035676 | -0.0036962 | -0.0022414 | -5.3943e-05 | -0.0019048 | -0.00079069 | 0.0074411 | 0.0015609 | 0 | 0 | 0 | 0 | 0 | 0 | 0 | 0 | 0 | 0 | 0 | 0.33061 | 0 | 0 | 0 | 0 | 1.7432 | 0 | 0 | 0
11 | 318 | 23 | 55.94 | 1.8107 | 69.4284 | 0 | 2.9656 | -0.011106 | 0 | 70.428 | 70.2919 | 70.2919 | -0.0025459 | -0.0056424 | -0.00068615 | 0 | 0 | 0 | 0 | -0.00037791 | -0.0039058 | -0.0023688 | -5.7002e-05 | -0.0020128 | -0.00095017 | 0.0074411 | 0.0015609 | 0 | 0 | 0 | 0 | 0 | 0 | 0 | 0 | 0 | 0 | 0 | 0.33068 | 0 | 0 | 0 | 0 | 1.4801 | 0 | 0 | 0
11 | 318 | 24 | 53.96 | 1.2946 | 69.4284 | 0 | 0.49427 | -0.014036 | 0 | 70.2919 | 70.1199 | 70.1199 | -0.0028699 | -0.0063606 | -0.00077348 | 0 | 0 | 0 | 0 | -0.00042412 | -0.0044029 | -0.0026697 | -6.4257e-05 | -0.002269 | -0.00091716 | 0.0067153 | 0.0014098 | 0 | 0 | 0 | 0 | 0 | 0 | 0 | 0 | 0 | 0 | 0 | 0.077696 | 0 | 0 | 0 | 0 | 1.2169 | 0 | 0 | 0
11 | 319 | 1 | 52.88 | 0.99905 | 69.2015 | 0 | 0.49524 | -0.019717 | 0 | 70.1199 | 69.8782 | 69.8782 | -0.0030294 | -0.0067142 | -0.00081648 | 0 | 0 | 0 | 0 | -0.00044544 | -0.0046476 | -0.0028175 | -6.7829e-05 | -0.0023952 | -0.00085013 | 0.0020667 | 0.00043418 | 0 | 0 | 0 | 0 | 0 | 0 | 0 | 0 | 0 | 0 | 0 | 0.078122 | 0 | 0 | 0 | 0 | 0.92093 | 0 | 0 | 0
11 | 319 | 2 | 48.92 | 0.93342 | 69.2015 | 0 | 0.49524 | -0.024429 | 0 | 69.8782 | 69.5789 | 69.5789 | -0.0036828 | -0.0081623 | -0.00099258 | 0 | 0 | 0 | 0 | -0.00054131 | -0.0056501 | -0.0034252 | -8.2459e-05 | -0.0029118 | -0.0010467 | 0.0020667 | 0.00043418 | 0 | 0 | 0 | 0 | 0 | 0 | 0 | 0 | 0 | 0 | 0 | 0.078269 | 0 | 0 | 0 | 0 | 0.85515 | 0 | 0 | 0
11 | 319 | 3 | 50 | 0.90066 | 69.2015 | 0 | 0.49524 | -0.022765 | 0 | 69.5789 | 69.2999 | 69.2999 | -0.0034404 | -0.0076251 | -0.00092725 | 0 | 0 | 0 | 0 | -0.00050503 | -0.0052782 | -0.0031995 | -7.7032e-05 | -0.0027201 | -0.0010593 | 0.0020667 | 0.00043418 | 0 | 0 | 0 | 0 | 0 | 0 | 0 | 0 | 0 | 0 | 0 | 0.078407 | 0 | 0 | 0 | 0 | 0.82226 | 0 | 0 | 0
11 | 319 | 4 | 48.92 | 0.86792 | 69.2015 | 0 | 0.49524 | -0.02399 | 0 | 69.2999 | 69.0059 | 69.0059 | -0.0035812 | -0.0079371 | -0.00096519 | 0 | 0 | 0 | 0 | -0.00052932 | -0.0054941 | -0.0033315 | -8.0183e-05 | -0.0028314 | -0.0013063 | 0.0020667 | 0.00043418 | 0 | 0 | 0 | 0 | 0 | 0 | 0 | 0 | 0 | 0 | 0 | 0.078551 | 0 | 0 | 0 | 0 | 0.78937 | 0 | 0 | 0
11 | 319 | 5 | 47.84 | 0.86807 | 69.2015 | 0 | 0.49524 | -0.024783 | 0 | 69.0059 | 68.7022 | 68.7022 | -0.0037193 | -0.0082432 | -0.0010024 | 0 | 0 | 0 | 0 | -0.00054631 | -0.005706 | -0.003459 | -8.3276e-05 | -0.0029406 | -0.0011491 | 0.0020667 | 0.00043418 | 0 | 0 | 0 | 0 | 0 | 0 | 0 | 0 | 0 | 0 | 0 | 0.078701 | 0 | 0 | 0 | 0 | 0.78937 | 0 | 0 | 0
11 | 319 | 6 | 47.84 | 0.97586 | 69.2015 | 0 | 0.58264 | -0.023062 | 0 | 68.7022 | 68.4195 | 68.4195 | -0.0036659 | -0.0081249 | -0.00098803 | 0 | 0 | 0 | 0 | -0.00053894 | -0.0056242 | -0.0034095 | -8.2081e-05 | -0.0028984 | -0.0011825 | 0.0034529 | 0.00072422 | 0 | 0 | 0 | 0 | 0 | 0 | 0 | 0 | 0 | 0 | 0 | 0.087826 | 0 | 0 | 0 | 0 | 0.88804 | 0 | 0 | 0
11 | 319 | 7 | 47.84 | 1.6285 | 69.2015 | 0 | 4.3698 | -0.023188 | 0 | 68.4195 | 68.1354 | 68.1354 | -0.0036163 | -0.0080148 | -0.00097465 | 0 | 0 | 3.8773e-05 | 7.1338e-09 | -0.00052884 | -0.005548 | -0.0049311 | -8.0969e-05 | -0.0028591 | -0.0010116 | 0.0043383 | 0.00091055 | 0 | 0 | 0 | 0 | 0 | 0 | 0 | 0 | 0 | 0 | 0 | 0.47734 | 0 | 0 | 0 | 0 | 1.1512 | 0 | 0 | 0
11 | 319 | 8 | 50 | 1.8259 | 69.2015 | 0 | 4.3698 | -0.0095874 | 0 | 68.1354 | 68.0179 | 68.0179 | -0.0031868 | -0.0070629 | -0.00085889 | 0 | 0 | 0.0050167 | 0.0005873 | -0.00046707 | -0.0062239 | -0.0025498 | -7.1352e-05 | -0.0025196 | -0.00092781 | 0.0086767 | 0.0018211 | 0 | 0 | 0 | 0 | 0 | 0 | 0 | 0 | 0 | 0 | 0 | 0.4774 | 0 | 0 | 0 | 0 | 1.3485 | 0 | 0 | 0
11 | 319 | 9 | 55.94 | 1.7988 | 69.2015 | 0 | 3.7872 | 0.015977 | 0 | 68.0179 | 68.2137 | 68.2137 | -0.0021223 | -0.0047038 | -0.00057201 | 0 | 0 | 0.018367 | 0.0022964 | -0.00031314 | -0.00081062 | 1.0078e-05 | -4.7519e-05 | -0.001678 | -0.00057305 | 0.0050623 | 0.0010617 | 0 | 0 | 0 | 0 | 0 | 0 | 0 | 0 | 0 | 0 | 0 | 0.4174 | 0 | 0 | 0 | 0 | 1.3814 | 0 | 0 | 0
11 | 319 | 10 | 60.98 | 1.8315 | 69.2015 | 0 | 3.7872 | 0.031082 | 0 | 68.2137 | 68.5946 | 68.5946 | -0.0012711 | -0.0028172 | -0.00034259 | 0 | 0 | 0.023754 | 0.0040993 | -0.00018817 | 0.0041668 | 0.0012877 | -2.846e-05 | -0.001005 | -0.00032083 | 0.0030973 | 0.00065039 | 0 | 0 | 0 | 0 | 0 | 0 | 0 | 0 | 0 | 0 | 0 | 0.41721 | 0 | 0 | 0 | 0 | 1.4143 | 0 | 0 | 0
11 | 319 | 11 | 68 | 1.8641 | 69.2015 | 0 | 3.7872 | 0.045816 | 0 | 68.5946 | 69.1561 | 69.1561 | -0.00010448 | -0.00023156 | -2.8159e-05 | 0 | 0 | 0.026433 | 0.0053814 | -1.5608e-05 | 0.0085323 | 0.002218 | -2.3393e-06 | -8.2604e-05 | -3.1929e-05 | 0.0030973 | 0.00065039 | 0 | 0 | 0 | 0 | 0 | 0 | 0 | 0 | 0 | 0 | 0 | 0.41694 | 0 | 0 | 0 | 0 | 1.4472 | 0 | 0 | 0
11 | 319 | 12 | 69.98 | 1.75 | 69.2015 | 0 | 2.6801 | 0.051189 | 0 | 69.1561 | 69.7834 | 69.7834 | 0.00014479 | 0.00032089 | 3.9022e-05 | 0 | 0 | 0.027164 | 0.0059692 | 2.1583e-05 | 0.01041 | 0.001959 | 3.2418e-06 | 0.00011447 | 4.463e-05 | 0.0041315 | 0.0008666 | 0 | 0 | 0 | 0 | 0 | 0 | 0 | 0 | 0 | 0 | 0 | 0.30281 | 0 | 0 | 0 | 0 | 1.4472 | 0 | 0 | 0
11 | 319 | 13 | 71.96 | 1.7168 | 69.2015 | 0 | 2.6801 | 0.051743 | 0 | 69.7834 | 70.4175 | 70.4175 | 0.00038248 | 0.0008477 | 0.00010308 | 0 | 0 | 0.026802 | 0.0058252 | 5.7022e-05 | 0.01096 | 0.0025837 | 8.5637e-06 | 0.0003024 | 0.00012381 | 0.0030973 | 0.00065039 | 0 | 0 | 0 | 0 | 0 | 0 | 0 | 0 | 0 | 0 | 0 | 0.30251 | 0 | 0 | 0 | 0 | 1.4143 | 0 | 0 | 0
11 | 319 | 14 | 72.86 | 1.6297 | 69.2015 | 0 | 2.1558 | 0.047659 | 0 | 70.4175 | 71.0016 | 71.0016 | 0.0004292 | 0.00095124 | 0.00011568 | 0 | 0 | 0.024804 | 0.0049581 | 6.3955e-05 | 0.0097857 | 0.0029366 | 9.6098e-06 | 0.00033934 | 0.00014023 | 0.0025838 | 0.00054141 | 0 | 0 | 0 | 0 | 0 | 0 | 0 | 0 | 0 | 0 | 0 | 0.2483 | 0 | 0 | 0 | 0 | 1.3814 | 0 | 0 | 0
11 | 319 | 15 | 72.86 | 1.5966 | 69.2015 | 0 | 2.1558 | 0.039843 | 0 | 71.0016 | 71.4899 | 71.4899 | 0.00032657 | 0.00072378 | 8.8015e-05 | 0 | 0 | 0.021174 | 0.0034507 | 4.8637e-05 | 0.0074616 | 0.0029504 | 7.3118e-06 | 0.00025819 | 0.00010453 | 0.0026854 | 0.00056426 | 0 | 0 | 0 | 0 | 0 | 0 | 0 | 0 | 0 | 0 | 0 | 0.24807 | 0 | 0 | 0 | 0 | 1.3485 | 0 | 0 | 0
11 | 319 | 16 | 70.88 | 1.6622 | 69.2015 | 0 | 2.1558 | 0.019407 | 0 | 71.4899 | 71.7277 | 71.7277 | -0.00010717 | -0.00023751 | -2.8883e-05 | 0 | 0 | 0.00961 | 0.0016102 | -1.6052e-05 | 0.0034138 | 0.0020444 | -2.3994e-06 | -8.4728e-05 | -4.4046e-05 | 0.0026854 | 0.00056426 | 0 | 0 | 0 | 0 | 0 | 0 | 0 | 0 | 0 | 0 | 0 | 0.24795 | 0 | 0 | 0 | 0 | 1.4143 | 0 | 0 | 0
11 | 319 | 17 | 68.9 | 1.9253 | 69.2015 | 0 | 2.1558 | 0.0074001 | 0 | 71.7277 | 71.8184 | 71.8184 | -0.00049689 | -0.0011013 | -0.00013392 | 0 | 0 | 0.0052109 | 0.00030093 | -7.4077e-05 | -0.00099802 | 0.00051003 | -1.1125e-05 | -0.00039286 | -0.00016451 | 0.0039265 | 0.00082442 | 0 | 0 | 0 | 0 | 0 | 0 | 0 | 0 | 0 | 0 | 0 | 0.2479 | 0 | 0 | 0 | 0 | 1.6774 | 0 | 0 | 0
11 | 319 | 18 | 63.86 | 2.5087 | 69.2015 | 0 | 3.6706 | -0.0092176 | 0 | 71.8184 | 71.7054 | 71.7054 | -0.0013985 | -0.0030995 | -0.00037691 | 0 | 0 | 0.00056305 | 9.6046e-05 | -0.00020792 | -0.0048619 | -0.0026105 | -3.1312e-05 | -0.0011057 | -0.00041947 | 0.0042349 | 0.00088946 | 0 | 0 | 0 | 0 | 0 | 0 | 0 | 0 | 0 | 0 | 0 | 0.40372 | 0 | 0 | 0 | 0 | 2.105 | 0 | 0 | 0
11 | 319 | 19 | 61.88 | 2.4759 | 69.2015 | 0 | 3.6706 | -0.0079434 | 0 | 71.7054 | 71.6081 | 71.6081 | -0.0017265 | -0.0038266 | -0.00046533 | 0 | 0 | 0 | 0 | -0.0002563 | -0.0026488 | -0.0016064 | -3.8657e-05 | -0.0013651 | -0.00055491 | 0.0045452 | 0.0009545 | 0 | 0 | 0 | 0 | 0 | 0 | 0 | 0 | 0 | 0 | 0 | 0.40377 | 0 | 0 | 0 | 0 | 2.0721 | 0 | 0 | 0
11 | 319 | 20 | 59.9 | 2.3443 | 69.2015 | 0 | 3.6706 | -0.0077205 | 0 | 71.6081 | 71.5135 | 71.5135 | -0.0020574 | -0.0045598 | -0.00055449 | 0 | 0 | 0 | 0 | -0.00030473 | -0.0031563 | -0.0019141 | -4.6065e-05 | -0.0016266 | -0.00062815 | 0.0071272 | 0.0014959 | 0 | 0 | 0 | 0 | 0 | 0 | 0 | 0 | 0 | 0 | 0 | 0.40381 | 0 | 0 | 0 | 0 | 1.9405 | 0 | 0 | 0
11 | 319 | 21 | 56.84 | 2.2457 | 69.2015 | 0 | 3.6706 | -0.011568 | 0 | 71.5135 | 71.3717 | 71.3717 | -0.0025784 | -0.0057147 | -0.00069494 | 0 | 0 | 0 | 0 | -0.00038233 | -0.0039558 | -0.002399 | -5.7732e-05 | -0.0020386 | -0.00087416 | 0.0071272 | 0.0014959 | 0 | 0 | 0 | 0 | 0 | 0 | 0 | 0 | 0 | 0 | 0 | 0.40388 | 0 | 0 | 0 | 0 | 1.8419 | 0 | 0 | 0
11 | 319 | 22 | 54.86 | 2.0753 | 69.2015 | 0 | 2.9715 | -0.013656 | 0 | 71.3717 | 71.2043 | 71.2043 | -0.0029015 | -0.0064306 | -0.00078199 | 0 | 0 | 0 | 0 | -0.00043003 | -0.0044513 | -0.0026995 | -6.4964e-05 | -0.002294 | -0.0010429 | 0.0074411 | 0.0015609 | 0 | 0 | 0 | 0 | 0 | 0 | 0 | 0 | 0 | 0 | 0 | 0.33208 | 0 | 0 | 0 | 0 | 1.7432 | 0 | 0 | 0
11 | 319 | 23 | 52.88 | 1.8122 | 69.2015 | 0 | 2.9715 | -0.015914 | 0 | 71.2043 | 71.0093 | 71.0093 | -0.00322 | -0.0071365 | -0.00086784 | 0 | 0 | 0 | 0 | -0.00047602 | -0.00494 | -0.0029955 | -7.2096e-05 | -0.0025458 | -0.0011014 | 0.0074411 | 0.0015609 | 0 | 0 | 0 | 0 | 0 | 0 | 0 | 0 | 0 | 0 | 0 | 0.33217 | 0 | 0 | 0 | 0 | 1.4801 | 0 | 0 | 0
11 | 319 | 24 | 51.98 | 1.2946 | 69.2015 | 0 | 0.49524 | -0.017475 | 0 | 71.0093 | 70.7952 | 70.7952 | -0.0033439 | -0.0074111 | -0.00090123 | 0 | 0 | 0 | 0 | -0.00049285 | -0.0051301 | -0.0031103 | -7.4869e-05 | -0.0026438 | -0.001082 | 0.0067153 | 0.0014098 | 0 | 0 | 0 | 0 | 0 | 0 | 0 | 0 | 0 | 0 | 0 | 0.07767 | 0 | 0 | 0 | 0 | 1.2169 | 0 | 0 | 0
11 | 320 | 1 | 50 | 0.99905 | 68.976 | 0 | 0.49621 | -0.024214 | 0 | 70.7952 | 70.4984 | 70.4984 | -0.0036542 | -0.0080988 | -0.00098486 | 0 | 0 | 0 | 0 | -0.00053582 | -0.0056061 | -0.0033981 | -8.1817e-05 | -0.0028891 | -0.0010315 | 0.0020667 | 0.00043418 | 0 | 0 | 0 | 0 | 0 | 0 | 0 | 0 | 0 | 0 | 0 | 0.078122 | 0 | 0 | 0 | 0 | 0.92093 | 0 | 0 | 0
11 | 320 | 2 | 48.92 | 0.93342 | 68.976 | 0 | 0.49621 | -0.025473 | 0 | 70.4984 | 70.1862 | 70.1862 | -0.0037918 | -0.0084039 | -0.001022 | 0 | 0 | 0 | 0 | -0.00055931 | -0.0058173 | -0.0035271 | -8.4899e-05 | -0.0029979 | -0.0013352 | 0.0020667 | 0.00043418 | 0 | 0 | 0 | 0 | 0 | 0 | 0 | 0 | 0 | 0 | 0 | 0.078275 | 0 | 0 | 0 | 0 | 0.85515 | 0 | 0 | 0
11 | 320 | 3 | 47.84 | 0.90069 | 68.976 | 0 | 0.49621 | -0.026245 | 0 | 70.1862 | 69.8646 | 69.8646 | -0.0039267 | -0.0087029 | -0.0010583 | 0 | 0 | 0 | 0 | -0.00057537 | -0.0060243 | -0.0036515 | -8.792e-05 | -0.0031046 | -0.0011797 | 0.0020667 | 0.00043418 | 0 | 0 | 0 | 0 | 0 | 0 | 0 | 0 | 0 | 0 | 0 | 0.078434 | 0 | 0 | 0 | 0 | 0.82226 | 0 | 0 | 0
11 | 320 | 4 | 46.94 | 0.86796 | 68.976 | 0 | 0.49621 | -0.027004 | 0 | 69.8646 | 69.5337 | 69.5337 | -0.0040283 | -0.0089281 | -0.0010857 | 0 | 0 | 0 | 0 | -0.00059034 | -0.0061802 | -0.003746 | -9.0195e-05 | -0.0031849 | -0.0012371 | 0.0020667 | 0.00043418 | 0 | 0 | 0 | 0 | 0 | 0 | 0 | 0 | 0 | 0 | 0 | 0.078597 | 0 | 0 | 0 | 0 | 0.78937 | 0 | 0 | 0
11 | 320 | 5 | 44.96 | 0.86814 | 68.976 | 0 | 0.49621 | -0.029547 | 0 | 69.5337 | 69.1716 | 69.1716 | -0.0043181 | -0.0095704 | -0.0011638 | 0 | 0 | 0 | 0 | -0.00063909 | -0.0066247 | -0.0040172 | -9.6683e-05 | -0.003414 | -0.0017696 | 0.0020667 | 0.00043418 | 0 | 0 | 0 | 0 | 0 | 0 | 0 | 0 | 0 | 0 | 0 | 0.078775 | 0 | 0 | 0 | 0 | 0.78937 | 0 | 0 | 0
11 | 320 | 6 | 44.96 | 0.97602 | 68.976 | 0 | 0.58377 | -0.027677 | 0 | 69.1716 | 68.8324 | 68.8324 | -0.0042545 | -0.0094294 | -0.0011467 | 0 | 0 | 0 | 0 | -0.00062862 | -0.0065271 | -0.0039577 | -9.5259e-05 | -0.0033637 | -0.0017273 | 0.0034529 | 0.00072422 | 0 | 0 | 0 | 0 | 0 | 0 | 0 | 0 | 0 | 0 | 0 | 0.087982 | 0 | 0 | 0 | 0 | 0.88804 | 0 | 0 | 0
11 | 320 | 7 | 43.88 | 1.631 | 68.976 | 0 | 4.3783 | -0.027576 | 0 | 68.8324 | 68.4944 | 68.4944 | -0.0043847 | -0.0097179 | -0.0011817 | 0 | 0 | 0 | 0 | -0.00064574 | -0.0067268 | -0.0040782 | -9.8173e-05 | -0.0034667 | -0.0016141 | 0.0043383 | 0.00091055 | 0 | 0 | 0 | 0 | 0 | 0 | 0 | 0 | 0 | 0 | 0 | 0.47986 | 0 | 0 | 0 | 0 | 1.1512 | 0 | 0 | 0
11 | 320 | 8 | 45.86 | 1.8285 | 68.976 | 0 | 4.3783 | -0.019236 | 0 | 68.4944 | 68.2587 | 68.2587 | -0.0039774 | -0.0088151 | -0.001072 | 0 | 0 | 0.0027605 | 0.00044639 | -0.00058364 | -0.0077051 | -0.0043704 | -8.9053e-05 | -0.0031446 | -0.0013624 | 0.0086767 | 0.0018211 | 0 | 0 | 0 | 0 | 0 | 0 | 0 | 0 | 0 | 0 | 0 | 0.47997 | 0 | 0 | 0 | 0 | 1.3485 | 0 | 0 | 0
11 | 320 | 9 | 50 | 1.8011 | 68.976 | 0 | 3.7945 | 0.0012673 | 0 | 68.2587 | 68.2742 | 68.2742 | -0.0032084 | -0.007111 | -0.00086473 | 0 | 0 | 0.014258 | 0.0019541 | -0.00047059 | -0.0030396 | -0.0016945 | -7.1837e-05 | -0.0025367 | -0.00101 | 0.0050623 | 0.0010617 | 0 | 0 | 0 | 0 | 0 | 0 | 0 | 0 | 0 | 0 | 0 | 0.4197 | 0 | 0 | 0 | 0 | 1.3814 | 0 | 0 | 0
11 | 320 | 10 | 52.88 | 1.8339 | 68.976 | 0 | 3.7945 | 0.016526 | 0 | 68.2742 | 68.4767 | 68.4767 | -0.0027051 | -0.0059954 | -0.00072907 | 0 | 0 | 0.020832 | 0.0036676 | -0.00039567 | 0.0013917 | -0.00038871 | -6.0567e-05 | -0.0021387 | -0.00069955 | 0.0030973 | 0.00065039 | 0 | 0 | 0 | 0 | 0 | 0 | 0 | 0 | 0 | 0 | 0 | 0.4196 | 0 | 0 | 0 | 0 | 1.4143 | 0 | 0 | 0
11 | 320 | 11 | 56.84 | 1.8666 | 68.976 | 0 | 3.7945 | 0.029124 | 0 | 68.4767 | 68.8337 | 68.8337 | -0.0020448 | -0.004532 | -0.00055112 | 0 | 0 | 0.024354 | 0.004956 | -0.0002987 | 0.0051906 | 0.00035997 | -4.5784e-05 | -0.0016167 | -0.0003952 | 0.0030973 | 0.00065039 | 0 | 0 | 0 | 0 | 0 | 0 | 0 | 0 | 0 | 0 | 0 | 0.41943 | 0 | 0 | 0 | 0 | 1.4472 | 0 | 0 | 0
11 | 320 | 12 | 59.9 | 1.7519 | 68.976 | 0 | 2.6854 | 0.036671 | 0 | 68.8337 | 69.2831 | 69.2831 | -0.0015698 | -0.0034793 | -0.0004231 | 0 | 0 | 0.025561 | 0.00558 | -0.00023119 | 0.007436 | 0.00043976 | -3.5149e-05 | -0.0012412 | -0.00036393 | 0.0041315 | 0.0008666 | 0 | 0 | 0 | 0 | 0 | 0 | 0 | 0 | 0 | 0 | 0 | 0.30471 | 0 | 0 | 0 | 0 | 1.4472 | 0 | 0 | 0
11 | 320 | 13 | 62.96 | 1.7188 | 68.976 | 0 | 2.6854 | 0.038943 | 0 | 69.2831 | 69.7603 | 69.7603 | -0.0011111 | -0.0024626 | -0.00029946 | 0 | 0 | 0.025352 | 0.0054776 | -0.00016283 | 0.0082756 | 0.0011889 | -2.4878e-05 | -0.00087847 | -0.00015874 | 0.0030973 | 0.00065039 | 0 | 0 | 0 | 0 | 0 | 0 | 0 | 0 | 0 | 0 | 0 | 0.30448 | 0 | 0 | 0 | 0 | 1.4143 | 0 | 0 | 0
11 | 320 | 14 | 64.94 | 1.6314 | 68.976 | 0 | 2.16 | 0.036261 | 0 | 69.7603 | 70.2047 | 70.2047 | -0.00084703 | -0.0018773 | -0.00022829 | 0 | 0 | 0.023247 | 0.0046596 | -0.00012437 | 0.0074469 | 0.0016733 | -1.8965e-05 | -0.00066969 | -0.00012579 | 0.0025838 | 0.00054141 | 0 | 0 | 0 | 0 | 0 | 0 | 0 | 0 | 0 | 0 | 0 | 0.25002 | 0 | 0 | 0 | 0 | 1.3814 | 0 | 0 | 0
11 | 320 | 15 | 65.84 | 1.5983 | 68.976 | 0 | 2.16 | 0.029 | 0 | 70.2047 | 70.5601 | 70.5601 | -0.00076697 | -0.0016999 | -0.00020671 | 0 | 0 | 0.019283 | 0.0032428 | -0.00011284 | 0.0051825 | 0.0015851 | -1.7173e-05 | -0.00060639 | -0.00013318 | 0.0026854 | 0.00056426 | 0 | 0 | 0 | 0 | 0 | 0 | 0 | 0 | 0 | 0 | 0 | 0.24985 | 0 | 0 | 0 | 0 | 1.3485 | 0 | 0 | 0
11 | 320 | 16 | 65.84 | 1.6641 | 68.976 | 0 | 2.16 | 0.012517 | 0 | 70.5601 | 70.7135 | 70.7135 | -0.00082942 | -0.0018383 | -0.00022354 | 0 | 0 | 0.0090525 | 0.0015947 | -0.00012177 | 0.0016647 | 0.00076532 | -1.8571e-05 | -0.00065577 | -0.00012206 | 0.0026854 | 0.00056426 | 0 | 0 | 0 | 0 | 0 | 0 | 0 | 0 | 0 | 0 | 0 | 0.24977 | 0 | 0 | 0 | 0 | 1.4143 | 0 | 0 | 0
11 | 320 | 17 | 63.86 | 1.9272 | 68.976 | 0 | 2.16 | -0.00076394 | 0 | 70.7135 | 70.7041 | 70.7041 | -0.0012043 | -0.0026691 | -0.00032458 | 0 | 0 | 0.004183 | 0.00048104 | -0.00017826 | -0.0025606 | -0.00114 | -2.6965e-05 | -0.00095217 | -0.0002984 | 0.0039265 | 0.00082442 | 0 | 0 | 0 | 0 | 0 | 0 | 0 | 0 | 0 | 0 | 0 | 0.24978 | 0 | 0 | 0 | 0 | 1.6774 | 0 | 0 | 0
11 | 320 | 18 | 62.96 | 2.5115 | 68.976 | 0 | 3.6778 | -0.0097511 | 0 | 70.7041 | 70.5846 | 70.5846 | -0.0013608 | -0.003016 | -0.00036676 | 0 | 0 | 0.0001862 | 3.8319e-05 | -0.0002013 | -0.0048775 | -0.0029299 | -3.0469e-05 | -0.0010759 | -0.00035187 | 0.0042349 | 0.00088946 | 0 | 0 | 0 | 0 | 0 | 0 | 0 | 0 | 0 | 0 | 0 | 0.40653 | 0 | 0 | 0 | 0 | 2.105 | 0 | 0 | 0
11 | 320 | 19 | 59 | 2.4787 | 68.976 | 0 | 3.6778 | -0.010061 | 0 | 70.5846 | 70.4613 | 70.4613 | -0.0020357 | -0.0045117 | -0.00054865 | 0 | 0 | 0 | 0 | -0.00030108 | -0.0031231 | -0.0018936 | -4.5579e-05 | -0.0016095 | -0.00053764 | 0.0045452 | 0.0009545 | 0 | 0 | 0 | 0 | 0 | 0 | 0 | 0 | 0 | 0 | 0 | 0.40659 | 0 | 0 | 0 | 0 | 2.0721 | 0 | 0 | 0
11 | 320 | 20 | 57.92 | 2.3472 | 68.976 | 0 | 3.6778 | -0.0087981 | 0 | 70.4613 | 70.3535 | 70.3535 | -0.0022038 | -0.0048843 | -0.00059396 | 0 | 0 | 0 | 0 | -0.00032626 | -0.003381 | -0.0020503 | -4.9343e-05 | -0.0017424 | -0.00069396 | 0.0071272 | 0.0014959 | 0 | 0 | 0 | 0 | 0 | 0 | 0 | 0 | 0 | 0 | 0 | 0.40664 | 0 | 0 | 0 | 0 | 1.9405 | 0 | 0 | 0
11 | 320 | 21 | 55.94 | 2.2486 | 68.976 | 0 | 3.6778 | -0.011424 | 0 | 70.3535 | 70.2135 | 70.2135 | -0.0025328 | -0.0056134 | -0.00068262 | 0 | 0 | 0 | 0 | -0.00037712 | -0.0038857 | -0.0023569 | -5.6709e-05 | -0.0020025 | -0.0010438 | 0.0071272 | 0.0014959 | 0 | 0 | 0 | 0 | 0 | 0 | 0 | 0 | 0 | 0 | 0 | 0.40671 | 0 | 0 | 0 | 0 | 1.8419 | 0 | 0 | 0
11 | 320 | 22 | 55.04 | 2.0776 | 68.976 | 0 | 2.9772 | -0.01211 | 0 | 70.2135 | 70.0651 | 70.0651 | -0.0026663 | -0.0059094 | -0.00071862 | 0 | 0 | 0 | 0 | -0.00039679 | -0.0040906 | -0.0024811 | -5.9699e-05 | -0.0021081 | -0.0011201 | 0.0074411 | 0.0015609 | 0 | 0 | 0 | 0 | 0 | 0 | 0 | 0 | 0 | 0 | 0 | 0.33446 | 0 | 0 | 0 | 0 | 1.7432 | 0 | 0 | 0
11 | 320 | 23 | 53.96 | 1.8146 | 68.976 | 0 | 2.9772 | -0.013338 | 0 | 70.0651 | 69.9017 | 69.9017 | -0.00283 | -0.0062722 | -0.00076274 | 0 | 0 | 0 | 0 | -0.00042124 | -0.0043417 | -0.0026335 | -6.3364e-05 | -0.0022375 | -0.0012163 | 0.0074411 | 0.0015609 | 0 | 0 | 0 | 0 | 0 | 0 | 0 | 0 | 0 | 0 | 0 | 0.33454 | 0 | 0 | 0 | 0 | 1.4801 | 0 | 0 | 0
11 | 320 | 24 | 52.88 | 1.2954 | 68.976 | 0 | 0.49621 | -0.015157 | 0 | 69.9017 | 69.7159 | 69.7159 | -0.0029911 | -0.0066292 | -0.00080615 | 0 | 0 | 0 | 0 | -0.00044416 | -0.0045888 | -0.0027831 | -6.697e-05 | -0.0023648 | -0.0011977 | 0.0067153 | 0.0014098 | 0 | 0 | 0 | 0 | 0 | 0 | 0 | 0 | 0 | 0 | 0 | 0.078507 | 0 | 0 | 0 | 0 | 1.2169 | 0 | 0 | 0
11 | 321 | 1 | 50.9 | 0.99987 | 68.7519 | 0 | 0.49716 | -0.021845 | 0 | 69.7159 | 69.4482 | 69.4482 | -0.0033064 | -0.007328 | -0.00089112 | 0 | 0 | 0 | 0 | -0.00048772 | -0.0050725 | -0.0030755 | -7.403e-05 | -0.0026141 | -0.0010618 | 0.0020667 | 0.00043418 | 0 | 0 | 0 | 0 | 0 | 0 | 0 | 0 | 0 | 0 | 0 | 0.078942 | 0 | 0 | 0 | 0 | 0.92093 | 0 | 0 | 0
11 | 321 | 2 | 48.92 | 0.93423 | 68.7519 | 0 | 0.49716 | -0.024186 | 0 | 69.4482 | 69.1518 | 69.1518 | -0.0036072 | -0.0079949 | -0.00097222 | 0 | 0 | 0 | 0 | -0.0005335 | -0.0055341 | -0.0033558 | -8.0767e-05 | -0.002852 | -0.0013217 | 0.0020667 | 0.00043418 | 0 | 0 | 0 | 0 | 0 | 0 | 0 | 0 | 0 | 0 | 0 | 0.079088 | 0 | 0 | 0 | 0 | 0.85515 | 0 | 0 | 0
11 | 321 | 3 | 50 | 0.90148 | 68.7519 | 0 | 0.49716 | -0.022499 | 0 | 69.1518 | 68.8761 | 68.8761 | -0.0033654 | -0.0074588 | -0.00090703 | 0 | 0 | 0 | 0 | -0.00049797 | -0.0051631 | -0.0031309 | -7.5351e-05 | -0.0026608 | -0.0013061 | 0.0020667 | 0.00043418 | 0 | 0 | 0 | 0 | 0 | 0 | 0 | 0 | 0 | 0 | 0 | 0.079224 | 0 | 0 | 0 | 0 | 0.82226 | 0 | 0 | 0
11 | 321 | 4 | 51.98 | 0.86871 | 68.7519 | 0 | 0.49716 | -0.019639 | 0 | 68.8761 | 68.6354 | 68.6354 | -0.002969 | -0.0065803 | -0.0008002 | 0 | 0 | 0 | 0 | -0.00044008 | -0.004555 | -0.0027623 | -6.6476e-05 | -0.0023474 | -0.001185 | 0.0020667 | 0.00043418 | 0 | 0 | 0 | 0 | 0 | 0 | 0 | 0 | 0 | 0 | 0 | 0.079342 | 0 | 0 | 0 | 0 | 0.78937 | 0 | 0 | 0
11 | 321 | 5 | 50.9 | 0.86883 | 68.7519 | 0 | 0.49716 | -0.020517 | 0 | 68.6354 | 68.384 | 68.384 | -0.0031165 | -0.0069072 | -0.00083995 | 0 | 0 | 0 | 0 | -0.00046037 | -0.0047812 | -0.0028991 | -6.9779e-05 | -0.002464 | -0.0010455 | 0.0020667 | 0.00043418 | 0 | 0 | 0 | 0 | 0 | 0 | 0 | 0 | 0 | 0 | 0 | 0.079466 | 0 | 0 | 0 | 0 | 0.78937 | 0 | 0 | 0
11 | 321 | 6 | 47.84 | 0.97673 | 68.7519 | 0 | 0.58489 | -0.022646 | 0 | 68.384 | 68.1064 | 68.1064 | -0.00361 | -0.008001 | -0.00097296 | 0 | 0 | 0 | 0 | -0.00053217 | -0.0055384 | -0.0033579 | -8.0829e-05 | -0.0028542 | -0.0011514 | 0.0034529 | 0.00072422 | 0 | 0 | 0 | 0 | 0 | 0 | 0 | 0 | 0 | 0 | 0 | 0.088696 | 0 | 0 | 0 | 0 | 0.88804 | 0 | 0 | 0
11 | 321 | 7 | 47.84 | 2.635 | 68.7519 | 0 | 4.3867 | -0.021395 | -0.01271 | 68.1064 | 67.8442 | 68 | -0.0035612 | -0.0078929 | -0.00095982 | 0 | 0 | 0 | 0 | -0.00052343 | -0.0054636 | -0.0033121 | -7.9737e-05 | -0.0028156 | -0.0011246 | 0.0043383 | 0.00091055 | 0 | 1.0011 | 0 | 0 | 0 | 0 | 0 | 0 | 0 | 0 | 0 | 0.48278 | 0 | 0 | 0 | 0 | 1.1512 | 0 | 0 | 0
11 | 321 | 8 | 48.92 | 2.8747 | 68.7519 | 0 | 4.3867 | -0.013249 | -0.013249 | 68 | 67.8376 | 68 | -0.0033528 | -0.0074308 | -0.00090363 | 0 | 0 | 0.0027871 | 0.00054526 | -0.00049208 | -0.0058025 | -0.0035369 | -7.5069e-05 | -0.0026508 | -0.001013 | 0.0086767 | 0.0018211 | 0 | 1.0435 | 0 | 0 | 0 | 0 | 0 | 0 | 0 | 0 | 0 | 0.48278 | 0 | 0 | 0 | 0 | 1.3485 | 0 | 0 | 0
11 | 321 | 9 | 50.9 | 2.695 | 68.7519 | 0 | 3.8018 | -0.011318 | -0.011318 | 68 | 67.8613 | 68 | -0.0030048 | -0.0066597 | -0.00080986 | 0 | 0 | 0.0038849 | 0.00086744 | -0.00044029 | -0.0039961 | -0.0029404 | -6.7279e-05 | -0.0023757 | -0.00083826 | 0.0050623 | 0.0010617 | 0 | 0.89141 | 0 | 0 | 0 | 0 | 0 | 0 | 0 | 0 | 0 | 0.42216 | 0 | 0 | 0 | 0 | 1.3814 | 0 | 0 | 0
11 | 321 | 10 | 54.86 | 2.0914 | 68.7519 | 0 | 3.8018 | -0.0032375 | -0.0032375 | 68 | 67.9603 | 68 | -0.002309 | -0.0051175 | -0.00062231 | 0 | 0 | 0.0064616 | 0.0014428 | -0.00033805 | -0.0016115 | -0.00183 | -5.1698e-05 | -0.0018256 | -0.00053353 | 0.0030973 | 0.00065039 | 0 | 0.25499 | 0 | 0 | 0 | 0 | 0 | 0 | 0 | 0 | 0 | 0.42216 | 0 | 0 | 0 | 0 | 1.4143 | 0 | 0 | 0
11 | 321 | 11 | 56.84 | 1.8693 | 68.7519 | 0 | 3.8018 | 0.0037808 | 0 | 68 | 68.0463 | 68.0463 | -0.0019611 | -0.0043463 | -0.00052854 | 0 | 0 | 0.008404 | 0.0018765 | -0.00028398 | -7.1841e-05 | -0.0011436 | -4.3908e-05 | -0.0015505 | -0.0003176 | 0.0030973 | 0.00065039 | 0 | 0 | 0 | 0 | 0 | 0 | 0 | 0 | 0 | 0 | 0 | 0.42213 | 0 | 0 | 0 | 0 | 1.4472 | 0 | 0 | 0
11 | 321 | 12 | 59 | 1.7541 | 68.7519 | 0 | 2.6905 | 0.0097298 | 0 | 68.0463 | 68.1656 | 68.1656 | -0.0015896 | -0.0035232 | -0.00042843 | 0 | 0 | 0.0094743 | 0.0021155 | -0.00022945 | 0.0010278 | -0.00061065 | -3.5592e-05 | -0.0012568 | -0.00021215 | 0.0041315 | 0.0008666 | 0 | 0 | 0 | 0 | 0 | 0 | 0 | 0 | 0 | 0 | 0 | 0.3069 | 0 | 0 | 0 | 0 | 1.4472 | 0 | 0 | 0
11 | 321 | 13 | 59.9 | 1.7211 | 68.7519 | 0 | 2.6905 | 0.009492 | 0 | 68.1656 | 68.2819 | 68.2819 | -0.0014524 | -0.0032191 | -0.00039146 | 0 | 0 | 0.0096725 | 0.0021597 | -0.00021638 | 0.001371 | -0.00043116 | -3.252e-05 | -0.0011483 | -0.00056762 | 0.0030973 | 0.00065039 | 0 | 0 | 0 | 0 | 0 | 0 | 0 | 0 | 0 | 0 | 0 | 0.30684 | 0 | 0 | 0 | 0 | 1.4143 | 0 | 0 | 0
11 | 321 | 14 | 60.98 | 1.6336 | 68.7519 | 0 | 2.1641 | 0.0089293 | 0 | 68.2819 | 68.3913 | 68.3913 | -0.0012831 | -0.0028438 | -0.00034582 | 0 | 0 | 0.0089193 | 0.0019916 | -0.00018765 | 0.0012187 | -0.00042169 | -2.8729e-05 | -0.0010145 | -0.00020021 | 0.0025838 | 0.00054141 | 0 | 0 | 0 | 0 | 0 | 0 | 0 | 0 | 0 | 0 | 0 | 0.25223 | 0 | 0 | 0 | 0 | 1.3814 | 0 | 0 | 0
11 | 321 | 15 | 59.9 | 1.6007 | 68.7519 | 0 | 2.1641 | 0.0044225 | 0 | 68.3913 | 68.4455 | 68.4455 | -0.0014921 | -0.003307 | -0.00040215 | 0 | 0 | 0.0073337 | 0.0016375 | -0.00022009 | 8.3354e-05 | -0.00090952 | -3.3409e-05 | -0.0011797 | -0.00033772 | 0.0026854 | 0.00056426 | 0 | 0 | 0 | 0 | 0 | 0 | 0 | 0 | 0 | 0 | 0 | 0.2522 | 0 | 0 | 0 | 0 | 1.3485 | 0 | 0 | 0
11 | 321 | 16 | 60.98 | 1.6665 | 68.7519 | 0 | 2.1641 | 0.00072684 | 0 | 68.4455 | 68.4544 | 68.4544 | -0.0013119 | -0.0029075 | -0.00035357 | 0 | 0 | 0.0049948 | 0.0011153 | -0.00018998 | -0.00089568 | -0.0011971 | -2.9373e-05 | -0.0010372 | -0.00014636 | 0.0026854 | 0.00056426 | 0 | 0 | 0 | 0 | 0 | 0 | 0 | 0 | 0 | 0 | 0 | 0.2522 | 0 | 0 | 0 | 0 | 1.4143 | 0 | 0 | 0
11 | 321 | 17 | 59.9 | 1.9296 | 68.7519 | 0 | 2.1641 | -0.0048764 | 0 | 68.4544 | 68.3947 | 68.3947 | -0.0015032 | -0.0033316 | -0.00040514 | 0 | 0 | 0.0021803 | 0.00048683 | -0.00022012 | -0.0026597 | -0.0018984 | -3.3657e-05 | -0.0011885 | -0.00022971 | 0.0039265 | 0.00082442 | 0 | 0 | 0 | 0 | 0 | 0 | 0 | 0 | 0 | 0 | 0 | 0.25223 | 0 | 0 | 0 | 0 | 1.6774 | 0 | 0 | 0
11 | 321 | 18 | 57.92 | 2.5149 | 68.7519 | 0 | 3.6848 | -0.011022 | 0 | 68.3947 | 68.2596 | 68.2596 | -0.0018406 | -0.0040794 | -0.00049608 | 0 | 0 | 7.9283e-05 | 1.7703e-05 | -0.00026909 | -0.0042856 | -0.0026055 | -4.1212e-05 | -0.0014553 | -0.00028126 | 0.0042349 | 0.00088946 | 0 | 0 | 0 | 0 | 0 | 0 | 0 | 0 | 0 | 0 | 0 | 0.40991 | 0 | 0 | 0 | 0 | 2.105 | 0 | 0 | 0
11 | 321 | 19 | 56.84 | 2.4821 | 68.7519 | 0 | 3.6848 | -0.009741 | 0 | 68.2596 | 68.1402 | 68.1402 | -0.0020067 | -0.0044474 | -0.00054083 | 0 | 0 | 0 | 0 | -0.00029471 | -0.0030786 | -0.0018661 | -4.493e-05 | -0.0015865 | -0.00042048 | 0.0045452 | 0.0009545 | 0 | 0 | 0 | 0 | 0 | 0 | 0 | 0 | 0 | 0 | 0 | 0.40996 | 0 | 0 | 0 | 0 | 2.0721 | 0 | 0 | 0
11 | 321 | 20 | 55.94 | 2.3505 | 68.7519 | 0 | 3.6848 | -0.0080609 | 0 | 68.1402 | 68.0414 | 68.0414 | -0.0021438 | -0.0047515 | -0.0005778 | 0 | 0 | 0 | 0 | -0.00031304 | -0.003289 | -0.0019933 | -4.8001e-05 | -0.001695 | -0.0003766 | 0.0071272 | 0.0014959 | 0 | 0 | 0 | 0 | 0 | 0 | 0 | 0 | 0 | 0 | 0 | 0.41001 | 0 | 0 | 0 | 0 | 1.9405 | 0 | 0 | 0
11 | 321 | 21 | 53.96 | 2.8146 | 68.7519 | 0 | 3.6848 | -0.010525 | -0.0071447 | 68.0414 | 67.9124 | 68 | -0.0024744 | -0.0054841 | -0.0006669 | 0 | 0 | 0 | 0 | -0.00036327 | -0.0037962 | -0.0023012 | -5.5402e-05 | -0.0019563 | -0.00055479 | 0.0071272 | 0.0014959 | 0 | 0.56273 | 0 | 0 | 0 | 0 | 0 | 0 | 0 | 0 | 0 | 0.41003 | 0 | 0 | 0 | 0 | 1.8419 | 0 | 0 | 0
11 | 321 | 22 | 52.88 | 2.9899 | 68.7519 | 0 | 2.9829 | -0.011547 | -0.011547 | 68 | 67.8585 | 68 | -0.0026569 | -0.0058886 | -0.00071608 | 0 | 0 | 0 | 0 | -0.00038972 | -0.0040762 | -0.0024708 | -5.9489e-05 | -0.0021006 | -0.00062988 | 0.0074411 | 0.0015609 | 0 | 0.90948 | 0 | 0 | 0 | 0 | 0 | 0 | 0 | 0 | 0 | 0.33729 | 0 | 0 | 0 | 0 | 1.7432 | 0 | 0 | 0
11 | 321 | 23 | 51.98 | 1.8174 | 68.7519 | 0 | 2.9829 | -0.012708 | 0 | 68 | 67.8443 | 67.8443 | -0.0028151 | -0.0062391 | -0.00075871 | 0 | 0 | 0 | 0 | -0.00041293 | -0.0043188 | -0.0026179 | -6.3029e-05 | -0.0022257 | -0.00069839 | 0.0074411 | 0.0015609 | 0 | 0 | 0 | 0 | 0 | 0 | 0 | 0 | 0 | 0 | 0 | 0.33736 | 0 | 0 | 0 | 0 | 1.4801 | 0 | 0 | 0
11 | 321 | 24 | 50 | 1.2968 | 68.7519 | 0 | 0.49716 | -0.015724 | 0 | 67.8443 | 67.6515 | 67.6515 | -0.0031356 | -0.0069496 | -0.0008451 | 0 | 0 | 0 | 0 | -0.00045947 | -0.0048106 | -0.0029158 | -7.0207e-05 | -0.0024791 | -0.00077424 | 0.0067153 | 0.0014098 | 0 | 0 | 0 | 0 | 0 | 0 | 0 | 0 | 0 | 0 | 0 | 0.079827 | 0 | 0 | 0 | 0 | 1.2169 | 0 | 0 | 0
11 | 322 | 1 | 48.92 | 1.0012 | 68.5291 | 0 | 0.49809 | -0.021524 | 0 | 67.6515 | 67.3878 | 67.3878 | -0.0032915 | -0.0072951 | -0.00088713 | 0 | 0 | 0 | 0 | -0.00048187 | -0.0050498 | -0.0030607 | -7.3698e-05 | -0.0026024 | -0.00084816 | 0.0020667 | 0.00043418 | 0 | 0 | 0 | 0 | 0 | 0 | 0 | 0 | 0 | 0 | 0 | 0.080258 | 0 | 0 | 0 | 0 | 0.92093 | 0 | 0 | 0
11 | 322 | 2 | 48.92 | 0.93553 | 68.5291 | 0 | 0.49809 | -0.02118 | 0 | 67.3878 | 67.1282 | 67.1282 | -0.0032452 | -0.0071924 | -0.00087463 | 0 | 0 | 0 | 0 | -0.0004743 | -0.0049787 | -0.0030174 | -7.266e-05 | -0.0025657 | -0.00082588 | 0.0020667 | 0.00043418 | 0 | 0 | 0 | 0 | 0 | 0 | 0 | 0 | 0 | 0 | 0 | 0.080386 | 0 | 0 | 0 | 0 | 0.85515 | 0 | 0 | 0
11 | 322 | 3 | 47.84 | 0.90278 | 68.5291 | 0 | 0.49809 | -0.022248 | 0 | 67.1282 | 66.8556 | 66.8556 | -0.0033894 | -0.0075119 | -0.00091349 | 0 | 0 | 0 | 0 | -0.00049632 | -0.0051999 | -0.0031517 | -7.5888e-05 | -0.0026797 | -0.00089606 | 0.0020667 | 0.00043418 | 0 | 0 | 0 | 0 | 0 | 0 | 0 | 0 | 0 | 0 | 0 | 0.08052 | 0 | 0 | 0 | 0 | 0.82226 | 0 | 0 | 0
11 | 322 | 4 | 47.84 | 0.87002 | 68.5291 | 0 | 0.49809 | -0.02197 | 0 | 66.8556 | 66.5863 | 66.5863 | -0.0033414 | -0.0074057 | -0.00090058 | 0 | 0 | 0 | 0 | -0.00049004 | -0.0051263 | -0.0031074 | -7.4815e-05 | -0.0026419 | -0.0009488 | 0.0020667 | 0.00043418 | 0 | 0 | 0 | 0 | 0 | 0 | 0 | 0 | 0 | 0 | 0 | 0.080653 | 0 | 0 | 0 | 0 | 0.78937 | 0 | 0 | 0
11 | 322 | 5 | 47.84 | 0.87015 | 68.5291 | 0 | 0.49809 | -0.021542 | 0 | 66.5863 | 66.3223 | 66.3223 | -0.0032941 | -0.0073009 | -0.00088783 | 0 | 0 | 0 | 0 | -0.00048147 | -0.0050538 | -0.0030629 | -7.3756e-05 | -0.0026044 | -0.00084942 | 0.0020667 | 0.00043418 | 0 | 0 | 0 | 0 | 0 | 0 | 0 | 0 | 0 | 0 | 0 | 0.080783 | 0 | 0 | 0 | 0 | 0.78937 | 0 | 0 | 0
11 | 322 | 6 | 46.94 | 13.4121 | 68.5291 | 0 | 0.58599 | -0.020984 | -0.15788 | 66.3223 | 66.0651 | 68 | -0.0034059 | -0.0075486 | -0.00091795 | 0 | 0 | 0 | 0 | -0.00049863 | -0.0052252 | -0.003167 | -7.6258e-05 | -0.0026928 | -0.00090427 | 0.0034529 | 0.00072422 | 0 | 12.4349 | 0 | 0 | 0 | 0 | 0 | 0 | 0 | 0 | 0 | 0.089103 | 0 | 0 | 0 | 0 | 0.88804 | 0 | 0 | 0
11 | 322 | 7 | 46.94 | 3.3919 | 68.5291 | 0 | 4.3949 | -0.022286 | -0.022286 | 68 | 67.7269 | 68 | -0.0037007 | -0.008202 | -0.0009974 | 0 | 0 | 0 | 0 | -0.00054099 | -0.0056775 | -0.0034409 | -8.2859e-05 | -0.0029259 | -0.0010562 | 0.0043383 | 0.00091055 | 0 | 1.7553 | 0 | 0 | 0 | 0 | 0 | 0 | 0 | 0 | 0 | 0.48544 | 0 | 0 | 0 | 0 | 1.1512 | 0 | 0 | 0
11 | 322 | 8 | 47.84 | 3.0839 | 68.5291 | 0 | 4.3949 | -0.015871 | -0.015871 | 68 | 67.8055 | 68 | -0.0035425 | -0.0078515 | -0.00095478 | 0 | 0 | 0.00087211 | 0.00019473 | -0.00051728 | -0.0054656 | -0.0034292 | -7.9318e-05 | -0.0028009 | -0.00097341 | 0.0086767 | 0.0018211 | 0 | 1.25 | 0 | 0 | 0 | 0 | 0 | 0 | 0 | 0 | 0 | 0.48544 | 0 | 0 | 0 | 0 | 1.3485 | 0 | 0 | 0
11 | 322 | 9 | 55.94 | 2.1101 | 68.5291 | 0 | 3.8089 | -0.0038634 | -0.0038634 | 68 | 67.9527 | 68 | -0.0021192 | -0.0046969 | -0.00057116 | 0 | 0 | 0.0035281 | 0.00078778 | -0.00031033 | -0.0018592 | -0.0015935 | -4.7449e-05 | -0.0016755 | -0.00036838 | 0.0050623 | 0.0010617 | 0 | 0.30429 | 0 | 0 | 0 | 0 | 0 | 0 | 0 | 0 | 0 | 0.42446 | 0 | 0 | 0 | 0 | 1.3814 | 0 | 0 | 0
11 | 322 | 10 | 56.84 | 1.8387 | 68.5291 | 0 | 3.8089 | 0.00034928 | 0 | 68 | 68.0043 | 68.0043 | -0.0019611 | -0.0043463 | -0.00052854 | 0 | 0 | 0.0061048 | 0.0013631 | -0.00028511 | -0.00023814 | -0.00094474 | -4.3908e-05 | -0.0015505 | -0.0003176 | 0.0030973 | 0.00065039 | 0 | 0 | 0 | 0 | 0 | 0 | 0 | 0 | 0 | 0 | 0 | 0.42446 | 0 | 0 | 0 | 0 | 1.4143 | 0 | 0 | 0
11 | 322 | 11 | 61.88 | 1.8716 | 68.5291 | 0 | 3.8089 | 0.011135 | 0 | 68.0043 | 68.1407 | 68.1407 | -0.0010762 | -0.0023851 | -0.00029005 | 0 | 0 | 0.0080869 | 0.0018057 | -0.00015716 | 0.0021307 | 0.00024669 | -2.4096e-05 | -0.00085085 | -9.961e-05 | 0.0030973 | 0.00065039 | 0 | 0 | 0 | 0 | 0 | 0 | 0 | 0 | 0 | 0 | 0 | 0.42439 | 0 | 0 | 0 | 0 | 1.4472 | 0 | 0 | 0
11 | 322 | 12 | 65.84 | 1.7554 | 68.5291 | 0 | 2.6956 | 0.047196 | 0 | 68.1407 | 68.7191 | 68.7191 | -0.00040429 | -0.00089604 | -0.00010896 | 0 | 0 | 0.026979 | 0.0057847 | -5.9026e-05 | 0.0096019 | 0.0016438 | -9.0521e-06 | -0.00031964 | -1.455e-05 | 0.0041315 | 0.0008666 | 0 | 0 | 0 | 0 | 0 | 0 | 0 | 0 | 0 | 0 | 0 | 0.30826 | 0 | 0 | 0 | 0 | 1.4472 | 0 | 0 | 0
11 | 322 | 13 | 69.98 | 1.7222 | 68.5291 | 0 | 2.6956 | 0.050238 | 0 | 68.7191 | 69.3348 | 69.3348 | 0.00022156 | 0.00049105 | 5.9715e-05 | 0 | 0 | 0.02667 | 0.0056579 | 3.2723e-05 | 0.010619 | 0.0025287 | 4.9608e-06 | 0.00017517 | 2.9255e-05 | 0.0030973 | 0.00065039 | 0 | 0 | 0 | 0 | 0 | 0 | 0 | 0 | 0 | 0 | 0 | 0.30796 | 0 | 0 | 0 | 0 | 1.4143 | 0 | 0 | 0
11 | 322 | 14 | 72.86 | 1.6342 | 68.5291 | 0 | 2.1682 | 0.048637 | 0 | 69.3348 | 69.9309 | 69.9309 | 0.00061945 | 0.0013729 | 0.00016695 | 0 | 0 | 0.024655 | 0.0048014 | 9.0992e-05 | 0.010013 | 0.0032238 | 1.387e-05 | 0.00048976 | 6.4519e-05 | 0.0025838 | 0.00054141 | 0 | 0 | 0 | 0 | 0 | 0 | 0 | 0 | 0 | 0 | 0 | 0.25279 | 0 | 0 | 0 | 0 | 1.3814 | 0 | 0 | 0
11 | 322 | 15 | 72.86 | 1.601 | 68.5291 | 0 | 2.1682 | 0.040576 | 0 | 69.9309 | 70.4281 | 70.4281 | 0.00051471 | 0.0011408 | 0.00013872 | 0 | 0 | 0.020983 | 0.0033192 | 7.5322e-05 | 0.0075632 | 0.0031232 | 1.1524e-05 | 0.00040695 | 4.9252e-05 | 0.0026854 | 0.00056426 | 0 | 0 | 0 | 0 | 0 | 0 | 0 | 0 | 0 | 0 | 0 | 0.25255 | 0 | 0 | 0 | 0 | 1.3485 | 0 | 0 | 0
11 | 322 | 16 | 72.86 | 1.6667 | 68.5291 | 0 | 2.1682 | 0.022916 | 0 | 70.4281 | 70.709 | 70.709 | 0.00042733 | 0.00094711 | 0.00011517 | 0 | 0 | 0.0095262 | 0.0015397 | 6.1936e-05 | 0.00414 | 0.0025448 | 9.568e-06 | 0.00033786 | 1.6236e-05 | 0.0026854 | 0.00056426 | 0 | 0 | 0 | 0 | 0 | 0 | 0 | 0 | 0 | 0 | 0 | 0.25241 | 0 | 0 | 0 | 0 | 1.4143 | 0 | 0 | 0
11 | 322 | 17 | 70.88 | 1.9297 | 68.5291 | 0 | 2.1682 | 0.01072 | 0 | 70.709 | 70.8403 | 70.8403 | 3.0055e-05 | 6.6613e-05 | 8.1005e-06 | 0 | 0 | 0.0050385 | 0.00030175 | 4.3733e-06 | -0.00034576 | 0.00084083 | 6.7295e-07 | 2.3763e-05 | 8.21e-08 | 0.0039265 | 0.00082442 | 0 | 0 | 0 | 0 | 0 | 0 | 0 | 0 | 0 | 0 | 0 | 0.25234 | 0 | 0 | 0 | 0 | 1.6774 | 0 | 0 | 0
11 | 322 | 18 | 66.92 | 2.5159 | 68.5291 | 0 | 3.6917 | -0.0039553 | 0 | 70.8403 | 70.7919 | 70.7919 | -0.00068889 | -0.0015268 | -0.00018567 | 0 | 0 | 0.00047236 | 8.6118e-05 | -0.00010079 | -0.0036794 | -0.0019654 | -1.5424e-05 | -0.00054466 | -4.1616e-05 | 0.0042349 | 0.00088946 | 0 | 0 | 0 | 0 | 0 | 0 | 0 | 0 | 0 | 0 | 0 | 0.41091 | 0 | 0 | 0 | 0 | 2.105 | 0 | 0 | 0
11 | 322 | 19 | 59.9 | 2.483 | 68.5291 | 0 | 3.6917 | -0.0089829 | 0 | 70.7919 | 70.6818 | 70.6818 | -0.0019139 | -0.0042419 | -0.00051584 | 0 | 0 | 0 | 0 | -0.00028157 | -0.0029363 | -0.0017793 | -4.2853e-05 | -0.0015132 | -0.00030314 | 0.0045452 | 0.0009545 | 0 | 0 | 0 | 0 | 0 | 0 | 0 | 0 | 0 | 0 | 0 | 0.41096 | 0 | 0 | 0 | 0 | 2.0721 | 0 | 0 | 0
11 | 322 | 20 | 56.84 | 2.3515 | 68.5291 | 0 | 3.6917 | -0.010158 | 0 | 70.6818 | 70.5573 | 70.5573 | -0.0024323 | -0.0053908 | -0.00065555 | 0 | 0 | 0 | 0 | -0.00035649 | -0.0037316 | -0.0022619 | -5.4459e-05 | -0.0019231 | -0.00047897 | 0.0071272 | 0.0014959 | 0 | 0 | 0 | 0 | 0 | 0 | 0 | 0 | 0 | 0 | 0 | 0.41102 | 0 | 0 | 0 | 0 | 1.9405 | 0 | 0 | 0
11 | 322 | 21 | 55.94 | 2.2529 | 68.5291 | 0 | 3.6917 | -0.011262 | 0 | 70.5573 | 70.4193 | 70.4193 | -0.0025686 | -0.0056928 | -0.00069227 | 0 | 0 | 0 | 0 | -0.00037744 | -0.0039406 | -0.0023888 | -5.7511e-05 | -0.0020308 | -0.00064008 | 0.0071272 | 0.0014959 | 0 | 0 | 0 | 0 | 0 | 0 | 0 | 0 | 0 | 0 | 0 | 0.41109 | 0 | 0 | 0 | 0 | 1.8419 | 0 | 0 | 0
11 | 322 | 22 | 54.86 | 2.0812 | 68.5291 | 0 | 2.9886 | -0.012047 | 0 | 70.4193 | 70.2716 | 70.2716 | -0.0027341 | -0.0060597 | -0.00073689 | 0 | 0 | 0 | 0 | -0.00039982 | -0.0041946 | -0.0025422 | -6.1217e-05 | -0.0021617 | -0.00059789 | 0.0074411 | 0.0015609 | 0 | 0 | 0 | 0 | 0 | 0 | 0 | 0 | 0 | 0 | 0 | 0.33799 | 0 | 0 | 0 | 0 | 1.7432 | 0 | 0 | 0
11 | 322 | 23 | 52.88 | 1.8181 | 68.5291 | 0 | 2.9886 | -0.014413 | 0 | 70.2716 | 70.095 | 70.095 | -0.0030561 | -0.0067733 | -0.00082367 | 0 | 0 | 0 | 0 | -0.00044779 | -0.0046886 | -0.0028419 | -6.8426e-05 | -0.0024162 | -0.0007377 | 0.0074411 | 0.0015609 | 0 | 0 | 0 | 0 | 0 | 0 | 0 | 0 | 0 | 0 | 0 | 0.33808 | 0 | 0 | 0 | 0 | 1.4801 | 0 | 0 | 0
11 | 322 | 24 | 51.98 | 1.296 | 68.5291 | 0 | 0.49809 | -0.016075 | 0 | 70.095 | 69.898 | 69.898 | -0.0031832 | -0.007055 | -0.00085793 | 0 | 0 | 0 | 0 | -0.0004658 | -0.0048836 | -0.0029599 | -7.1272e-05 | -0.0025167 | -0.00079648 | 0.0067153 | 0.0014098 | 0 | 0 | 0 | 0 | 0 | 0 | 0 | 0 | 0 | 0 | 0 | 0.079022 | 0 | 0 | 0 | 0 | 1.2169 | 0 | 0 | 0
11 | 323 | 1 | 50.9 | 1.0004 | 68.3079 | 0 | 0.49902 | -0.02187 | 0 | 69.898 | 69.63 | 69.63 | -0.0033384 | -0.0073989 | -0.00089975 | 0 | 0 | 0 | 0 | -0.00048878 | -0.0051216 | -0.0031043 | -7.4746e-05 | -0.0026394 | -0.00087095 | 0.0020667 | 0.00043418 | 0 | 0 | 0 | 0 | 0 | 0 | 0 | 0 | 0 | 0 | 0 | 0.079454 | 0 | 0 | 0 | 0 | 0.92093 | 0 | 0 | 0
11 | 323 | 2 | 51.98 | 0.93472 | 68.3079 | 0 | 0.49902 | -0.020249 | 0 | 69.63 | 69.3818 | 69.3818 | -0.0031015 | -0.0068739 | -0.0008359 | 0 | 0 | 0 | 0 | -0.00045509 | -0.0047582 | -0.0028843 | -6.9443e-05 | -0.0024521 | -0.00088533 | 0.0020667 | 0.00043418 | 0 | 0 | 0 | 0 | 0 | 0 | 0 | 0 | 0 | 0 | 0 | 0.079576 | 0 | 0 | 0 | 0 | 0.85515 | 0 | 0 | 0
11 | 323 | 3 | 51.98 | 0.90195 | 68.3079 | 0 | 0.49902 | -0.019798 | 0 | 69.3818 | 69.1392 | 69.1392 | -0.0030579 | -0.0067773 | -0.00082415 | 0 | 0 | 0 | 0 | -0.00044671 | -0.0046913 | -0.0028432 | -6.8466e-05 | -0.0024177 | -0.00073851 | 0.0020667 | 0.00043418 | 0 | 0 | 0 | 0 | 0 | 0 | 0 | 0 | 0 | 0 | 0 | 0.079695 | 0 | 0 | 0 | 0 | 0.82226 | 0 | 0 | 0
11 | 323 | 4 | 50.9 | 0.86919 | 68.3079 | 0 | 0.49902 | -0.020885 | 0 | 69.1392 | 68.8833 | 68.8833 | -0.003205 | -0.0071034 | -0.00086381 | 0 | 0 | 0 | 0 | -0.00046918 | -0.0049171 | -0.0029802 | -7.1761e-05 | -0.002534 | -0.00080678 | 0.0020667 | 0.00043418 | 0 | 0 | 0 | 0 | 0 | 0 | 0 | 0 | 0 | 0 | 0 | 0.079821 | 0 | 0 | 0 | 0 | 0.78937 | 0 | 0 | 0
11 | 323 | 5 | 48.92 | 0.86933 | 68.3079 | 0 | 0.49902 | -0.023128 | 0 | 68.8833 | 68.5998 | 68.5998 | -0.003508 | -0.0077748 | -0.00094546 | 0 | 0 | 0 | 0 | -0.00051437 | -0.0053818 | -0.0032622 | -7.8544e-05 | -0.0027735 | -0.0009557 | 0.0020667 | 0.00043418 | 0 | 0 | 0 | 0 | 0 | 0 | 0 | 0 | 0 | 0 | 0 | 0.079961 | 0 | 0 | 0 | 0 | 0.78937 | 0 | 0 | 0
11 | 323 | 6 | 47.84 | 0.97733 | 68.3079 | 0 | 0.58708 | -0.022781 | 0 | 68.5998 | 68.3206 | 68.3206 | -0.0036479 | -0.0080851 | -0.00098318 | 0 | 0 | 0 | 0 | -0.00053437 | -0.0055966 | -0.0033922 | -8.1678e-05 | -0.0028842 | -0.0010283 | 0.0034529 | 0.00072422 | 0 | 0 | 0 | 0 | 0 | 0 | 0 | 0 | 0 | 0 | 0 | 0.089297 | 0 | 0 | 0 | 0 | 0.88804 | 0 | 0 | 0
11 | 323 | 7 | 47.84 | 1.6392 | 68.3079 | 0 | 4.4031 | -0.021529 | 0 | 68.3206 | 68.0568 | 68.0568 | -0.0035989 | -0.0079763 | -0.00096996 | 0 | 0 | 0 | 0 | -0.00052635 | -0.0055213 | -0.0033463 | -8.058e-05 | -0.0028454 | -0.0010026 | 0.0043383 | 0.00091055 | 0 | 0 | 0 | 0 | 0 | 0 | 0 | 0 | 0 | 0 | 0 | 0.48805 | 0 | 0 | 0 | 0 | 1.1512 | 0 | 0 | 0
11 | 323 | 8 | 50.9 | 2.4394 | 68.3079 | 0 | 4.4031 | -0.012288 | -0.0076535 | 68.0568 | 67.9062 | 68 | -0.0030148 | -0.0066818 | -0.00081255 | 0 | 0 | 0.0024664 | 0.00039085 | -0.00044252 | -0.0060831 | -0.0034247 | -6.7502e-05 | -0.0023836 | -0.00091078 | 0.0086767 | 0.0018211 | 0 | 0.6028 | 0 | 0 | 0 | 0 | 0 | 0 | 0 | 0 | 0 | 0.48808 | 0 | 0 | 0 | 0 | 1.3485 | 0 | 0 | 0
11 | 323 | 9 | 59 | 1.8081 | 68.3079 | 0 | 3.816 | 0.013805 | 0 | 68 | 68.1692 | 68.1692 | -0.0015815 | -0.0035051 | -0.00042624 | 0 | 0 | 0.01385 | 0.0018329 | -0.00023182 | -0.00060484 | -0.00015759 | -3.541e-05 | -0.0012504 | -0.00021006 | 0.0050623 | 0.0010617 | 0 | 0 | 0 | 0 | 0 | 0 | 0 | 0 | 0 | 0 | 0 | 0.42667 | 0 | 0 | 0 | 0 | 1.3814 | 0 | 0 | 0
11 | 323 | 10 | 65.84 | 1.8408 | 68.3079 | 0 | 3.816 | 0.032236 | 0 | 68.1692 | 68.5642 | 68.5642 | -0.00040929 | -0.00090711 | -0.00011031 | 0 | 0 | 0.020565 | 0.0035217 | -6.04e-05 | 0.0045783 | 0.00169 | -9.164e-06 | -0.0003236 | -4.6796e-05 | 0.0030973 | 0.00065039 | 0 | 0 | 0 | 0 | 0 | 0 | 0 | 0 | 0 | 0 | 0 | 0.42648 | 0 | 0 | 0 | 0 | 1.4143 | 0 | 0 | 0
11 | 323 | 11 | 70.88 | 1.8734 | 68.3079 | 0 | 3.816 | 0.045515 | 0 | 68.5642 | 69.122 | 69.122 | 0.00040693 | 0.00090189 | 0.00010967 | 0 | 0 | 0.02417 | 0.0048066 | 6.0465e-05 | 0.0083749 | 0.0025116 | 9.1112e-06 | 0.00032173 | 9.4579e-05 | 0.0030973 | 0.00065039 | 0 | 0 | 0 | 0 | 0 | 0 | 0 | 0 | 0 | 0 | 0 | 0.42621 | 0 | 0 | 0 | 0 | 1.4472 | 0 | 0 | 0
11 | 323 | 12 | 74.84 | 1.7565 | 68.3079 | 0 | 2.7006 | 0.054178 | 0 | 69.122 | 69.786 | 69.786 | 0.0010048 | 0.0022269 | 0.0002708 | 0 | 0 | 0.025433 | 0.0054311 | 0.00014891 | 0.010843 | 0.0027695 | 2.2497e-05 | 0.00079441 | 0.00023497 | 0.0041315 | 0.0008666 | 0 | 0 | 0 | 0 | 0 | 0 | 0 | 0 | 0 | 0 | 0 | 0.30936 | 0 | 0 | 0 | 0 | 1.4472 | 0 | 0 | 0
11 | 323 | 13 | 75.92 | 1.7233 | 68.3079 | 0 | 2.7006 | 0.053861 | 0 | 69.786 | 70.4461 | 70.4461 | 0.0010779 | 0.0023889 | 0.00029051 | 0 | 0 | 0.025234 | 0.005336 | 0.00015986 | 0.011239 | 0.0032104 | 2.4134e-05 | 0.00085221 | 0.00030028 | 0.0030973 | 0.00065039 | 0 | 0 | 0 | 0 | 0 | 0 | 0 | 0 | 0 | 0 | 0 | 0.30904 | 0 | 0 | 0 | 0 | 1.4143 | 0 | 0 | 0
11 | 323 | 14 | 77 | 1.6349 | 68.3079 | 0 | 2.1722 | 0.051052 | 0 | 70.4461 | 71.0717 | 71.0717 | 0.0011517 | 0.0025525 | 0.00031039 | 0 | 0 | 0.023165 | 0.0045367 | 0.00017213 | 0.010766 | 0.003852 | 2.5786e-05 | 0.00091055 | 0.00048483 | 0.0025838 | 0.00054141 | 0 | 0 | 0 | 0 | 0 | 0 | 0 | 0 | 0 | 0 | 0 | 0.25353 | 0 | 0 | 0 | 0 | 1.3814 | 0 | 0 | 0
11 | 323 | 15 | 75.92 | 1.6018 | 68.3079 | 0 | 2.1722 | 0.039828 | 0 | 71.0717 | 71.5598 | 71.5598 | 0.00085195 | 0.0018882 | 0.00022961 | 0 | 0 | 0.01818 | 0.0031317 | 0.00012686 | 0.0078595 | 0.0033161 | 1.9075e-05 | 0.00067358 | 0.00030128 | 0.0026854 | 0.00056426 | 0 | 0 | 0 | 0 | 0 | 0 | 0 | 0 | 0 | 0 | 0 | 0.2533 | 0 | 0 | 0 | 0 | 1.3485 | 0 | 0 | 0
11 | 323 | 16 | 77 | 1.6674 | 68.3079 | 0 | 2.1722 | 0.024017 | 0 | 71.5598 | 71.8541 | 71.8541 | 0.00095596 | 0.0021187 | 0.00025765 | 0 | 0 | 0.0077031 | 0.0016963 | 0.00014214 | 0.0047321 | 0.0020844 | 2.1404e-05 | 0.00075581 | 0.00029991 | 0.0026854 | 0.00056426 | 0 | 0 | 0 | 0 | 0 | 0 | 0 | 0 | 0 | 0 | 0 | 0.25315 | 0 | 0 | 0 | 0 | 1.4143 | 0 | 0 | 0
11 | 323 | 17 | 74.84 | 1.9305 | 68.3079 | 0 | 2.1722 | 0.012991 | 0 | 71.8541 | 72.0133 | 72.0133 | 0.00052468 | 0.0011629 | 0.00014141 | 0 | 0 | 0.0037509 | 0.00050955 | 7.8183e-05 | 0.00077901 | 0.00069205 | 1.1748e-05 | 0.00041483 | 0.00017464 | 0.0039265 | 0.00082442 | 0 | 0 | 0 | 0 | 0 | 0 | 0 | 0 | 0 | 0 | 0 | 0.25307 | 0 | 0 | 0 | 0 | 1.6774 | 0 | 0 | 0
11 | 323 | 18 | 72.86 | 2.5175 | 68.3079 | 0 | 3.6986 | 0.0023423 | 0 | 72.0133 | 72.042 | 72.042 | 0.00014878 | 0.00032974 | 4.0098e-05 | 0 | 0 | 0.00016248 | 3.5542e-05 | 2.1803e-05 | -0.0017303 | -0.0010315 | 3.3311e-06 | 0.00011763 | 9.738e-06 | 0.0042349 | 0.00088946 | 0 | 0 | 0 | 0 | 0 | 0 | 0 | 0 | 0 | 0 | 0 | 0.41252 | 0 | 0 | 0 | 0 | 2.105 | 0 | 0 | 0
11 | 323 | 19 | 68 | 2.4846 | 68.3079 | 0 | 3.6986 | -0.00044202 | 0 | 72.042 | 72.0366 | 72.0366 | -0.00071028 | -0.0015742 | -0.00019143 | 0 | 0 | 0 | 0 | -0.00010454 | -0.0010897 | -0.00066047 | -1.5903e-05 | -0.00056157 | -7.9147e-05 | 0.0045452 | 0.0009545 | 0 | 0 | 0 | 0 | 0 | 0 | 0 | 0 | 0 | 0 | 0 | 0.41252 | 0 | 0 | 0 | 0 | 2.0721 | 0 | 0 | 0
11 | 323 | 20 | 63.86 | 2.3531 | 68.3079 | 0 | 3.6986 | -0.002975 | 0 | 72.0366 | 72.0002 | 72.0002 | -0.0014368 | -0.0031844 | -0.00038725 | 0 | 0 | 0 | 0 | -0.00021054 | -0.0022043 | -0.0013361 | -3.217e-05 | -0.001136 | -0.00017454 | 0.0071272 | 0.0014959 | 0 | 0 | 0 | 0 | 0 | 0 | 0 | 0 | 0 | 0 | 0 | 0.41254 | 0 | 0 | 0 | 0 | 1.9405 | 0 | 0 | 0
11 | 323 | 21 | 60.98 | 2.2544 | 68.3079 | 0 | 3.6986 | -0.0066504 | 0 | 72.0002 | 71.9187 | 71.9187 | -0.0019365 | -0.0042919 | -0.00052192 | 0 | 0 | 0 | 0 | -0.0002849 | -0.0029709 | -0.0018011 | -4.3358e-05 | -0.001531 | -0.00039597 | 0.0071272 | 0.0014959 | 0 | 0 | 0 | 0 | 0 | 0 | 0 | 0 | 0 | 0 | 0 | 0.41258 | 0 | 0 | 0 | 0 | 1.8419 | 0 | 0 | 0
11 | 323 | 22 | 59.9 | 2.0822 | 68.3079 | 0 | 2.9941 | -0.0076108 | 0 | 71.9187 | 71.8254 | 71.8254 | -0.0021119 | -0.0046808 | -0.0005692 | 0 | 0 | 0 | 0 | -0.00031019 | -0.0032401 | -0.0019641 | -4.7287e-05 | -0.0016698 | -0.00045848 | 0.0074411 | 0.0015609 | 0 | 0 | 0 | 0 | 0 | 0 | 0 | 0 | 0 | 0 | 0 | 0.33903 | 0 | 0 | 0 | 0 | 1.7432 | 0 | 0 | 0
11 | 323 | 23 | 62.96 | 1.8191 | 68.3079 | 0 | 2.9941 | -0.0035243 | 0 | 71.8254 | 71.7822 | 71.7822 | -0.0015578 | -0.0034527 | -0.00041987 | 0 | 0 | 0 | 0 | -0.00022622 | -0.00239 | -0.0014482 | -3.488e-05 | -0.0012317 | -0.00020405 | 0.0074411 | 0.0015609 | 0 | 0 | 0 | 0 | 0 | 0 | 0 | 0 | 0 | 0 | 0 | 0.33905 | 0 | 0 | 0 | 0 | 1.4801 | 0 | 0 | 0
11 | 323 | 24 | 60.98 | 1.2954 | 68.3079 | 0 | 0.49902 | -0.0068864 | 0 | 71.7822 | 71.6978 | 71.6978 | -0.0018982 | -0.004207 | -0.00051159 | 0 | 0 | 0 | 0 | -0.00028033 | -0.0029121 | -0.0017658 | -4.25e-05 | -0.0015008 | -0.00048344 | 0.0067153 | 0.0014098 | 0 | 0 | 0 | 0 | 0 | 0 | 0 | 0 | 0 | 0 | 0 | 0.078435 | 0 | 0 | 0 | 0 | 1.2169 | 0 | 0 | 0
11 | 324 | 1 | 61.88 | 0.99972 | 68.0883 | 0 | 0.49992 | -0.010099 | 0 | 71.6978 | 71.574 | 71.574 | -0.0017252 | -0.0038236 | -0.00046497 | 0 | 0 | 0 | 0 | -0.00025053 | -0.0026468 | -0.0016036 | -3.8627e-05 | -0.001364 | -0.00024836 | 0.0020667 | 0.00043418 | 0 | 0 | 0 | 0 | 0 | 0 | 0 | 0 | 0 | 0 | 0 | 0.078794 | 0 | 0 | 0 | 0 | 0.92093 | 0 | 0 | 0
11 | 324 | 2 | 60.98 | 0.93401 | 68.0883 | 0 | 0.49992 | -0.011082 | 0 | 71.574 | 71.4382 | 71.4382 | -0.0018616 | -0.0041259 | -0.00050173 | 0 | 0 | 0 | 0 | -0.00027172 | -0.002856 | -0.0017308 | -4.1681e-05 | -0.0014718 | -0.00028745 | 0.0020667 | 0.00043418 | 0 | 0 | 0 | 0 | 0 | 0 | 0 | 0 | 0 | 0 | 0 | 0.07886 | 0 | 0 | 0 | 0 | 0.85515 | 0 | 0 | 0
11 | 324 | 3 | 57.92 | 0.90121 | 68.0883 | 0 | 0.49992 | -0.014804 | 0 | 71.4382 | 71.2568 | 71.2568 | -0.0023754 | -0.0052648 | -0.00064022 | 0 | 0 | 0 | 0 | -0.00034817 | -0.0036443 | -0.002209 | -5.3186e-05 | -0.0018781 | -0.00045791 | 0.0020667 | 0.00043418 | 0 | 0 | 0 | 0 | 0 | 0 | 0 | 0 | 0 | 0 | 0 | 0.07895 | 0 | 0 | 0 | 0 | 0.82226 | 0 | 0 | 0
11 | 324 | 4 | 54.86 | 0.86843 | 68.0883 | 0 | 0.49992 | -0.018502 | 0 | 71.2568 | 71.0301 | 71.0301 | -0.0028813 | -0.0063858 | -0.00077655 | 0 | 0 | 0 | 0 | -0.00042262 | -0.0044204 | -0.0026795 | -6.4512e-05 | -0.002278 | -0.00066016 | 0.0020667 | 0.00043418 | 0 | 0 | 0 | 0 | 0 | 0 | 0 | 0 | 0 | 0 | 0 | 0.079061 | 0 | 0 | 0 | 0 | 0.78937 | 0 | 0 | 0
11 | 324 | 5 | 53.96 | 0.86854 | 68.0883 | 0 | 0.49992 | -0.01937 | 0 | 71.0301 | 70.7927 | 70.7927 | -0.0029996 | -0.0066481 | -0.00080844 | 0 | 0 | 0 | 0 | -0.00043877 | -0.0046019 | -0.0027891 | -6.7161e-05 | -0.0023716 | -0.00071221 | 0.0020667 | 0.00043418 | 0 | 0 | 0 | 0 | 0 | 0 | 0 | 0 | 0 | 0 | 0 | 0.079178 | 0 | 0 | 0 | 0 | 0.78937 | 0 | 0 | 0
11 | 324 | 6 | 53.96 | 0.97657 | 68.0883 | 0 | 0.58815 | -0.017676 | 0 | 70.7927 | 70.576 | 70.576 | -0.0029579 | -0.0065556 | -0.0007972 | 0 | 0 | 0 | 0 | -0.00043205 | -0.0045379 | -0.0027502 | -6.6227e-05 | -0.0023386 | -0.00069366 | 0.0034529 | 0.00072422 | 0 | 0 | 0 | 0 | 0 | 0 | 0 | 0 | 0 | 0 | 0 | 0.088537 | 0 | 0 | 0 | 0 | 0.88804 | 0 | 0 | 0
11 | 324 | 7 | 52.88 | 1.6407 | 68.0883 | 0 | 4.4111 | -0.017909 | 0 | 70.576 | 70.3566 | 70.3566 | -0.0031096 | -0.0068918 | -0.00083808 | 0 | 0 | 0 | 0 | -0.00045513 | -0.0047706 | -0.0028915 | -6.9624e-05 | -0.0024585 | -0.00076219 | 0.0043383 | 0.00091055 | 0 | 0 | 0 | 0 | 0 | 0 | 0 | 0 | 0 | 0 | 0 | 0.48956 | 0 | 0 | 0 | 0 | 1.1512 | 0 | 0 | 0
11 | 324 | 8 | 54.86 | 1.8381 | 68.0883 | 0 | 4.4111 | -0.0077298 | 0 | 70.3566 | 70.2618 | 70.2618 | -0.0027231 | -0.0060352 | -0.00073392 | 0 | 0 | 0.0037281 | 0.0004331 | -0.00039581 | -0.0054107 | -0.0024616 | -6.097e-05 | -0.002153 | -0.00059334 | 0.0086767 | 0.0018211 | 0 | 0 | 0 | 0 | 0 | 0 | 0 | 0 | 0 | 0 | 0 | 0.48961 | 0 | 0 | 0 | 0 | 1.3485 | 0 | 0 | 0
11 | 324 | 9 | 65.84 | 1.8092 | 68.0883 | 0 | 3.823 | 0.01404 | 0 | 70.2618 | 70.4339 | 70.4339 | -0.00077701 | -0.0017221 | -0.00020942 | 0 | 0 | 0.008046 | 0.0017442 | -0.00011436 | 0.0012675 | 0.00036542 | -1.7397e-05 | -0.00061433 | -5.2706e-05 | 0.0050623 | 0.0010617 | 0 | 0 | 0 | 0 | 0 | 0 | 0 | 0 | 0 | 0 | 0 | 0.42784 | 0 | 0 | 0 | 0 | 1.3814 | 0 | 0 | 0
11 | 324 | 10 | 68.9 | 1.8419 | 68.0883 | 0 | 3.823 | 0.03248 | 0 | 70.4339 | 70.832 | 70.832 | -0.00026954 | -0.00059739 | -7.2646e-05 | 0 | 0 | 0.01957 | 0.0033452 | -3.934e-05 | 0.0049982 | 0.0020255 | -6.035e-06 | -0.00021311 | -8.2578e-06 | 0.0030973 | 0.00065039 | 0 | 0 | 0 | 0 | 0 | 0 | 0 | 0 | 0 | 0 | 0 | 0.42765 | 0 | 0 | 0 | 0 | 1.4143 | 0 | 0 | 0
11 | 324 | 11 | 71.96 | 1.8746 | 68.0883 | 0 | 3.823 | 0.043537 | 0 | 70.832 | 71.3655 | 71.3655 | 0.00019822 | 0.00043933 | 5.3424e-05 | 0 | 0 | 0.023427 | 0.0046375 | 2.9017e-05 | 0.0082647 | 0.0025708 | 4.4382e-06 | 0.00015672 | 7.9499e-06 | 0.0030973 | 0.00065039 | 0 | 0 | 0 | 0 | 0 | 0 | 0 | 0 | 0 | 0 | 0 | 0.42739 | 0 | 0 | 0 | 0 | 1.4472 | 0 | 0 | 0
11 | 324 | 12 | 74.84 | 1.7571 | 68.0883 | 0 | 2.7055 | 0.050336 | 0 | 71.3655 | 71.9824 | 71.9824 | 0.00061054 | 0.0013532 | 0.00016455 | 0 | 0 | 0.024431 | 0.0051818 | 8.9681e-05 | 0.010295 | 0.0026523 | 1.367e-05 | 0.00048271 | 6.3153e-05 | 0.0041315 | 0.0008666 | 0 | 0 | 0 | 0 | 0 | 0 | 0 | 0 | 0 | 0 | 0 | 0.3099 | 0 | 0 | 0 | 0 | 1.4472 | 0 | 0 | 0
11 | 324 | 13 | 75.92 | 1.7239 | 68.0883 | 0 | 2.7055 | 0.039428 | 0 | 71.9824 | 72.4656 | 72.4656 | 0.00069192 | 0.0015335 | 0.00018649 | 0 | 0 | 0.018062 | 0.0038632 | 0.00010143 | 0.0080624 | 0.0025407 | 1.5492e-05 | 0.00054706 | 7.6088e-05 | 0.0030973 | 0.00065039 | 0 | 0 | 0 | 0 | 0 | 0 | 0 | 0 | 0 | 0 | 0 | 0.30966 | 0 | 0 | 0 | 0 | 1.4143 | 0 | 0 | 0
11 | 324 | 14 | 73.94 | 1.6353 | 68.0883 | 0 | 2.1761 | 0.045176 | 0 | 72.4656 | 73.0192 | 73.0192 | 0.00025909 | 0.00057422 | 6.9828e-05 | 0 | 0 | 0.022932 | 0.0045079 | 3.7956e-05 | 0.0099948 | 0.003445 | 5.801e-06 | 0.00020484 | 1.9348e-05 | 0.0025838 | 0.00054141 | 0 | 0 | 0 | 0 | 0 | 0 | 0 | 0 | 0 | 0 | 0 | 0.25388 | 0 | 0 | 0 | 0 | 1.3814 | 0 | 0 | 0
11 | 324 | 15 | 74.84 | 1.6022 | 68.0883 | 0 | 2.1761 | 0.033352 | 0 | 73.0192 | 73.428 | 73.428 | 0.00031995 | 0.00070912 | 8.6232e-05 | 0 | 0 | 0.0164 | 0.0029553 | 4.6997e-05 | 0.0066112 | 0.0026787 | 7.1637e-06 | 0.00025296 | 3.43e-05 | 0.0026854 | 0.00056426 | 0 | 0 | 0 | 0 | 0 | 0 | 0 | 0 | 0 | 0 | 0 | 0.25368 | 0 | 0 | 0 | 0 | 1.3485 | 0 | 0 | 0
11 | 324 | 16 | 74.84 | 1.6678 | 68.0883 | 0 | 2.1761 | 0.021818 | 0 | 73.428 | 73.6953 | 73.6953 | 0.00024813 | 0.00054993 | 6.6875e-05 | 0 | 0 | 0.0094015 | 0.001774 | 3.6516e-05 | 0.0041996 | 0.0020568 | 5.5556e-06 | 0.00019618 | 3.3276e-05 | 0.0026854 | 0.00056426 | 0 | 0 | 0 | 0 | 0 | 0 | 0 | 0 | 0 | 0 | 0 | 0.25355 | 0 | 0 | 0 | 0 | 1.4143 | 0 | 0 | 0
11 | 324 | 17 | 72.86 | 1.9309 | 68.0883 | 0 | 2.1761 | 0.0096009 | 0 | 73.6953 | 73.813 | 73.813 | -0.00014679 | -0.00032533 | -3.9562e-05 | 0 | 0 | 0.0042054 | 0.00070367 | -2.152e-05 | 0.00039455 | 0.0002085 | -3.2866e-06 | -0.00011605 | -9.5832e-06 | 0.0039265 | 0.00082442 | 0 | 0 | 0 | 0 | 0 | 0 | 0 | 0 | 0 | 0 | 0 | 0.25349 | 0 | 0 | 0 | 0 | 1.6774 | 0 | 0 | 0
11 | 324 | 18 | 68.9 | 2.5189 | 68.0883 | 0 | 3.7053 | -0.0044025 | 0 | 73.813 | 73.759 | 73.759 | -0.00086332 | -0.0019134 | -0.00023268 | 0 | 0 | 0.00030731 | 6.0066e-05 | -0.00012635 | -0.0032529 | -0.0018494 | -1.933e-05 | -0.00068257 | -6.4782e-05 | 0.0042349 | 0.00088946 | 0 | 0 | 0 | 0 | 0 | 0 | 0 | 0 | 0 | 0 | 0 | 0.41389 | 0 | 0 | 0 | 0 | 2.105 | 0 | 0 | 0
11 | 324 | 19 | 66.92 | 2.486 | 68.0883 | 0 | 3.7053 | -0.003881 | 0 | 73.759 | 73.7115 | 73.7115 | -0.0012018 | -0.0026635 | -0.0003239 | 0 | 0 | 0 | 0 | -0.00017546 | -0.0018437 | -0.0011173 | -2.6908e-05 | -0.00095016 | -0.00012347 | 0.0045452 | 0.0009545 | 0 | 0 | 0 | 0 | 0 | 0 | 0 | 0 | 0 | 0 | 0 | 0.41391 | 0 | 0 | 0 | 0 | 2.0721 | 0 | 0 | 0
11 | 324 | 20 | 68 | 2.3544 | 68.0883 | 0 | 3.7053 | -0.00045631 | 0 | 73.7115 | 73.7059 | 73.7059 | -0.0010036 | -0.0022244 | -0.0002705 | 0 | 0 | 0 | 0 | -0.00015138 | -0.0015397 | -0.00093449 | -2.2471e-05 | -0.0007935 | -0.00064339 | 0.0071272 | 0.0014959 | 0 | 0 | 0 | 0 | 0 | 0 | 0 | 0 | 0 | 0 | 0 | 0.41392 | 0 | 0 | 0 | 0 | 1.9405 | 0 | 0 | 0
11 | 324 | 21 | 64.94 | 2.2558 | 68.0883 | 0 | 3.7053 | -0.0039363 | 0 | 73.7059 | 73.6577 | 73.6577 | -0.0015404 | -0.0034139 | -0.00041515 | 0 | 0 | 0 | 0 | -0.00022821 | -0.0023632 | -0.0014331 | -3.4489e-05 | -0.0012179 | -0.00041716 | 0.0071272 | 0.0014959 | 0 | 0 | 0 | 0 | 0 | 0 | 0 | 0 | 0 | 0 | 0 | 0.41394 | 0 | 0 | 0 | 0 | 1.8419 | 0 | 0 | 0
11 | 324 | 22 | 65.84 | 2.0831 | 68.0883 | 0 | 2.9995 | -0.0025222 | 0 | 73.6577 | 73.6267 | 73.6267 | -0.0013737 | -0.0030446 | -0.00037024 | 0 | 0 | 0 | 0 | -0.00020407 | -0.0021075 | -0.0012782 | -3.0758e-05 | -0.0010861 | -0.00046793 | 0.0074411 | 0.0015609 | 0 | 0 | 0 | 0 | 0 | 0 | 0 | 0 | 0 | 0 | 0 | 0.33994 | 0 | 0 | 0 | 0 | 1.7432 | 0 | 0 | 0
11 | 324 | 23 | 64.94 | 1.82 | 68.0883 | 0 | 2.9995 | -0.0035801 | 0 | 73.6267 | 73.5829 | 73.5829 | -0.0015264 | -0.0033831 | -0.0004114 | 0 | 0 | 0 | 0 | -0.00022642 | -0.0023418 | -0.0014202 | -3.4177e-05 | -0.0012069 | -0.00047071 | 0.0074411 | 0.0015609 | 0 | 0 | 0 | 0 | 0 | 0 | 0 | 0 | 0 | 0 | 0 | 0.33996 | 0 | 0 | 0 | 0 | 1.4801 | 0 | 0 | 0
11 | 324 | 24 | 60.98 | 1.2948 | 68.0883 | 0 | 0.49992 | -0.0090433 | 0 | 73.5829 | 73.472 | 73.472 | -0.0022146 | -0.0049083 | -0.00059687 | 0 | 0 | 0 | 0 | -0.00032565 | -0.0033976 | -0.0020597 | -4.9585e-05 | -0.0017509 | -0.00045534 | 0.0067153 | 0.0014098 | 0 | 0 | 0 | 0 | 0 | 0 | 0 | 0 | 0 | 0 | 0 | 0.077859 | 0 | 0 | 0 | 0 | 1.2169 | 0 | 0 | 0
11 | 325 | 1 | 59.9 | 0.99917 | 67.8702 | 0 | 0.50082 | -0.015101 | 0 | 73.472 | 73.287 | 73.287 | -0.0023849 | -0.0052857 | -0.00064277 | 0 | 0 | 0 | 0 | -0.00035209 | -0.0036588 | -0.0022185 | -5.3398e-05 | -0.0018856 | -0.00068609 | 0.0020667 | 0.00043418 | 0 | 0 | 0 | 0 | 0 | 0 | 0 | 0 | 0 | 0 | 0 | 0.078245 | 0 | 0 | 0 | 0 | 0.92093 | 0 | 0 | 0
11 | 325 | 2 | 57.92 | 0.9335 | 67.8702 | 0 | 0.50082 | -0.017353 | 0 | 73.287 | 73.0743 | 73.0743 | -0.0027003 | -0.0059848 | -0.00072778 | 0 | 0 | 0 | 0 | -0.00039812 | -0.0041427 | -0.0025117 | -6.046e-05 | -0.002135 | -0.00075928 | 0.0020667 | 0.00043418 | 0 | 0 | 0 | 0 | 0 | 0 | 0 | 0 | 0 | 0 | 0 | 0.07835 | 0 | 0 | 0 | 0 | 0.85515 | 0 | 0 | 0
11 | 325 | 3 | 53.96 | 0.90074 | 67.8702 | 0 | 0.50082 | -0.022102 | 0 | 73.0743 | 72.8034 | 72.8034 | -0.0033588 | -0.0074442 | -0.00090525 | 0 | 0 | 0 | 0 | -0.00049461 | -0.005153 | -0.0031241 | -7.5204e-05 | -0.0026556 | -0.00095763 | 0.0020667 | 0.00043418 | 0 | 0 | 0 | 0 | 0 | 0 | 0 | 0 | 0 | 0 | 0 | 0.078483 | 0 | 0 | 0 | 0 | 0.82226 | 0 | 0 | 0
11 | 325 | 4 | 55.94 | 0.86797 | 67.8702 | 0 | 0.50082 | -0.019489 | 0 | 72.8034 | 72.5646 | 72.5646 | -0.0029633 | -0.0065676 | -0.00079865 | 0 | 0 | 0 | 0 | -0.00043806 | -0.0045462 | -0.0027567 | -6.6348e-05 | -0.0023429 | -0.0010765 | 0.0020667 | 0.00043418 | 0 | 0 | 0 | 0 | 0 | 0 | 0 | 0 | 0 | 0 | 0 | 0.078601 | 0 | 0 | 0 | 0 | 0.78937 | 0 | 0 | 0
11 | 325 | 5 | 54.86 | 0.86809 | 67.8702 | 0 | 0.50082 | -0.020321 | 0 | 72.5646 | 72.3156 | 72.3156 | -0.0031111 | -0.0068952 | -0.00083849 | 0 | 0 | 0 | 0 | -0.00045749 | -0.0047729 | -0.0028935 | -6.9657e-05 | -0.0024597 | -0.00089007 | 0.0020667 | 0.00043418 | 0 | 0 | 0 | 0 | 0 | 0 | 0 | 0 | 0 | 0 | 0 | 0.078723 | 0 | 0 | 0 | 0 | 0.78937 | 0 | 0 | 0
11 | 325 | 6 | 52.88 | 0.97619 | 67.8702 | 0 | 0.5892 | -0.021194 | 0 | 72.3156 | 72.0558 | 72.0558 | -0.0034152 | -0.0075693 | -0.00092047 | 0 | 0 | 0 | 0 | -0.0005029 | -0.0052396 | -0.0031766 | -7.6468e-05 | -0.0027002 | -0.0010459 | 0.0034529 | 0.00072422 | 0 | 0 | 0 | 0 | 0 | 0 | 0 | 0 | 0 | 0 | 0 | 0.088156 | 0 | 0 | 0 | 0 | 0.88804 | 0 | 0 | 0
11 | 325 | 7 | 51.98 | 1.6426 | 67.8702 | 0 | 4.419 | -0.021146 | 0 | 72.0558 | 71.7967 | 71.7967 | -0.0035278 | -0.0078187 | -0.00095079 | 0 | 0 | 0 | 0 | -0.00051898 | -0.0054122 | -0.0032811 | -7.8987e-05 | -0.0027892 | -0.0011063 | 0.0043383 | 0.00091055 | 0 | 0 | 0 | 0 | 0 | 0 | 0 | 0 | 0 | 0 | 0 | 0.49147 | 0 | 0 | 0 | 0 | 1.1512 | 0 | 0 | 0
11 | 325 | 8 | 54.86 | 1.84 | 67.8702 | 0 | 4.419 | -0.011298 | 0 | 71.7967 | 71.6582 | 71.6582 | -0.0029761 | -0.0065961 | -0.00080212 | 0 | 0 | 0.0014104 | 0.00029822 | -0.00043553 | -0.0046917 | -0.0029373 | -6.6636e-05 | -0.002353 | -0.0008245 | 0.0086767 | 0.0018211 | 0 | 0 | 0 | 0 | 0 | 0 | 0 | 0 | 0 | 0 | 0 | 0.49153 | 0 | 0 | 0 | 0 | 1.3485 | 0 | 0 | 0
11 | 325 | 9 | 57.92 | 1.8109 | 67.8702 | 0 | 3.8298 | 0.0029393 | 0 | 71.6582 | 71.6942 | 71.6942 | -0.0024141 | -0.0053504 | -0.00065064 | 0 | 0 | 0.0095307 | 0.0019077 | -0.00035168 | -0.0016892 | -0.00061176 | -5.4052e-05 | -0.0019087 | -0.00053092 | 0.0050623 | 0.0010617 | 0 | 0 | 0 | 0 | 0 | 0 | 0 | 0 | 0 | 0 | 0 | 0.42949 | 0 | 0 | 0 | 0 | 1.3814 | 0 | 0 | 0
11 | 325 | 10 | 59 | 1.8437 | 67.8702 | 0 | 3.8298 | 0.019712 | 0 | 71.6942 | 71.9358 | 71.9358 | -0.0022307 | -0.0049439 | -0.0006012 | 0 | 0 | 0.021334 | 0.0034839 | -0.00032778 | 0.0015771 | 4.2031e-05 | -4.9945e-05 | -0.0017636 | -0.0005558 | 0.0030973 | 0.00065039 | 0 | 0 | 0 | 0 | 0 | 0 | 0 | 0 | 0 | 0 | 0 | 0.42937 | 0 | 0 | 0 | 0 | 1.4143 | 0 | 0 | 0
11 | 325 | 11 | 61.88 | 1.8764 | 67.8702 | 0 | 3.8298 | 0.030888 | 0 | 71.9358 | 72.3144 | 72.3144 | -0.001767 | -0.0039163 | -0.00047624 | 0 | 0 | 0.024609 | 0.0047909 | -0.00025937 | 0.005316 | 0.00066305 | -3.9564e-05 | -0.0013971 | -0.00038266 | 0.0030973 | 0.00065039 | 0 | 0 | 0 | 0 | 0 | 0 | 0 | 0 | 0 | 0 | 0 | 0.42919 | 0 | 0 | 0 | 0 | 1.4472 | 0 | 0 | 0
11 | 325 | 12 | 65.84 | 1.7583 | 67.8702 | 0 | 2.7103 | 0.040599 | 0 | 72.3144 | 72.8119 | 72.8119 | -0.0011377 | -0.0025215 | -0.00030663 | 0 | 0 | 0.027212 | 0.0056988 | -0.00016733 | 0.0074797 | 0.00046233 | -2.5473e-05 | -0.00089949 | -0.00019401 | 0.0041315 | 0.0008666 | 0 | 0 | 0 | 0 | 0 | 0 | 0 | 0 | 0 | 0 | 0 | 0.31109 | 0 | 0 | 0 | 0 | 1.4472 | 0 | 0 | 0
11 | 325 | 13 | 66.92 | 1.7251 | 67.8702 | 0 | 2.7103 | 0.040474 | 0 | 72.8119 | 73.3079 | 73.3079 | -0.0010353 | -0.0022946 | -0.00027904 | 0 | 0 | 0.026902 | 0.0055731 | -0.00015184 | 0.0080066 | 0.0010154 | -2.3181e-05 | -0.00081857 | -0.00016859 | 0.0030973 | 0.00065039 | 0 | 0 | 0 | 0 | 0 | 0 | 0 | 0 | 0 | 0 | 0 | 0.31085 | 0 | 0 | 0 | 0 | 1.4143 | 0 | 0 | 0
11 | 325 | 14 | 68.9 | 1.6362 | 67.8702 | 0 | 2.18 | 0.038318 | 0 | 73.3079 | 73.7775 | 73.7775 | -0.00077457 | -0.0017167 | -0.00020876 | 0 | 0 | 0.024963 | 0.0047321 | -0.00011341 | 0.0073473 | 0.001683 | -1.7343e-05 | -0.0006124 | -9.0274e-05 | 0.0025838 | 0.00054141 | 0 | 0 | 0 | 0 | 0 | 0 | 0 | 0 | 0 | 0 | 0 | 0.25479 | 0 | 0 | 0 | 0 | 1.3814 | 0 | 0 | 0
11 | 325 | 15 | 68.9 | 1.6031 | 67.8702 | 0 | 2.18 | 0.030606 | 0 | 73.7775 | 74.1526 | 74.1526 | -0.00085708 | -0.0018996 | -0.000231 | 0 | 0 | 0.021365 | 0.0032577 | -0.0001251 | 0.0049785 | 0.0016525 | -1.919e-05 | -0.00067764 | -8.7555e-05 | 0.0026854 | 0.00056426 | 0 | 0 | 0 | 0 | 0 | 0 | 0 | 0 | 0 | 0 | 0 | 0.25461 | 0 | 0 | 0 | 0 | 1.3485 | 0 | 0 | 0
11 | 325 | 16 | 69.98 | 1.6688 | 67.8702 | 0 | 2.18 | 0.014305 | 0 | 74.1526 | 74.3279 | 74.3279 | -0.00073321 | -0.001625 | -0.00019761 | 0 | 0 | 0.0096493 | 0.0014828 | -0.00010602 | 0.0019071 | 0.0013215 | -1.6417e-05 | -0.0005797 | -4.7037e-05 | 0.0026854 | 0.00056426 | 0 | 0 | 0 | 0 | 0 | 0 | 0 | 0 | 0 | 0 | 0 | 0.25452 | 0 | 0 | 0 | 0 | 1.4143 | 0 | 0 | 0
11 | 325 | 17 | 66.92 | 1.9319 | 67.8702 | 0 | 2.18 | 0.00050492 | 0 | 74.3279 | 74.3341 | 74.3341 | -0.0013017 | -0.0028851 | -0.00035084 | 0 | 0 | 0.0052574 | 0.00024844 | -0.00019071 | -0.0026408 | -0.00034031 | -2.9146e-05 | -0.0010292 | -0.00015966 | 0.0039265 | 0.00082442 | 0 | 0 | 0 | 0 | 0 | 0 | 0 | 0 | 0 | 0 | 0 | 0.25452 | 0 | 0 | 0 | 0 | 1.6774 | 0 | 0 | 0
11 | 325 | 18 | 63.86 | 2.5209 | 67.8702 | 0 | 3.712 | -0.012524 | 0 | 74.3341 | 74.1806 | 74.1806 | -0.0018405 | -0.0040792 | -0.00049605 | 0 | 0 | 0.00054339 | 9.5189e-05 | -0.0002695 | -0.0057835 | -0.0031506 | -4.121e-05 | -0.0014552 | -0.00028123 | 0.0042349 | 0.00088946 | 0 | 0 | 0 | 0 | 0 | 0 | 0 | 0 | 0 | 0 | 0 | 0.41587 | 0 | 0 | 0 | 0 | 2.105 | 0 | 0 | 0
11 | 325 | 19 | 61.88 | 2.488 | 67.8702 | 0 | 3.712 | -0.010771 | 0 | 74.1806 | 74.0486 | 74.0486 | -0.0021615 | -0.0047906 | -0.00058256 | 0 | 0 | 0 | 0 | -0.0003162 | -0.0033161 | -0.0020097 | -4.8396e-05 | -0.0017089 | -0.00038254 | 0.0045452 | 0.0009545 | 0 | 0 | 0 | 0 | 0 | 0 | 0 | 0 | 0 | 0 | 0 | 0.41594 | 0 | 0 | 0 | 0 | 2.0721 | 0 | 0 | 0
11 | 325 | 20 | 55.94 | 2.3566 | 67.8702 | 0 | 3.712 | -0.015658 | 0 | 74.0486 | 73.8567 | 73.8567 | -0.0031821 | -0.0070525 | -0.00085762 | 0 | 0 | 0 | 0 | -0.00046838 | -0.0048818 | -0.0029596 | -7.1247e-05 | -0.0025158 | -0.00079595 | 0.0071272 | 0.0014959 | 0 | 0 | 0 | 0 | 0 | 0 | 0 | 0 | 0 | 0 | 0 | 0.41603 | 0 | 0 | 0 | 0 | 1.9405 | 0 | 0 | 0
11 | 325 | 21 | 54.86 | 2.258 | 67.8702 | 0 | 3.712 | -0.016843 | 0 | 73.8567 | 73.6503 | 73.6503 | -0.0033381 | -0.0073984 | -0.00089968 | 0 | 0 | 0 | 0 | -0.00048935 | -0.0051213 | -0.0031042 | -7.4741e-05 | -0.0026392 | -0.00090494 | 0.0071272 | 0.0014959 | 0 | 0 | 0 | 0 | 0 | 0 | 0 | 0 | 0 | 0 | 0 | 0.41613 | 0 | 0 | 0 | 0 | 1.8419 | 0 | 0 | 0
11 | 325 | 22 | 53.96 | 2.085 | 67.8702 | 0 | 3.0049 | -0.017707 | 0 | 73.6503 | 73.4333 | 73.4333 | -0.00346 | -0.0076685 | -0.00093253 | 0 | 0 | 0 | 0 | -0.00051129 | -0.0053083 | -0.0032187 | -7.747e-05 | -0.0027356 | -0.0012359 | 0.0074411 | 0.0015609 | 0 | 0 | 0 | 0 | 0 | 0 | 0 | 0 | 0 | 0 | 0 | 0.3418 | 0 | 0 | 0 | 0 | 1.7432 | 0 | 0 | 0
11 | 325 | 23 | 52.88 | 1.822 | 67.8702 | 0 | 3.0049 | -0.018749 | 0 | 73.4333 | 73.2035 | 73.2035 | -0.0036117 | -0.0080046 | -0.0009734 | 0 | 0 | 0 | 0 | -0.00053256 | -0.0055409 | -0.0033595 | -8.0865e-05 | -0.0028555 | -0.0012306 | 0.0074411 | 0.0015609 | 0 | 0 | 0 | 0 | 0 | 0 | 0 | 0 | 0 | 0 | 0 | 0.34191 | 0 | 0 | 0 | 0 | 1.4801 | 0 | 0 | 0
11 | 325 | 24 | 51.98 | 1.2953 | 67.8702 | 0 | 0.50082 | -0.020356 | 0 | 73.2035 | 72.9541 | 72.9541 | -0.0037294 | -0.0082657 | -0.0010051 | 0 | 0 | 0 | 0 | -0.00054993 | -0.0057216 | -0.003469 | -8.3502e-05 | -0.0029486 | -0.0012986 | 0.0067153 | 0.0014098 | 0 | 0 | 0 | 0 | 0 | 0 | 0 | 0 | 0 | 0 | 0 | 0.078409 | 0 | 0 | 0 | 0 | 1.2169 | 0 | 0 | 0
11 | 326 | 1 | 50.9 | 0.99979 | 67.6539 | 0 | 0.5017 | -0.026201 | 0 | 72.9541 | 72.633 | 72.633 | -0.0038754 | -0.0085891 | -0.0010445 | 0 | 0 | 0 | 0 | -0.00057291 | -0.0059455 | -0.0036052 | -8.677e-05 | -0.003064 | -0.0014841 | 0.0020667 | 0.00043418 | 0 | 0 | 0 | 0 | 0 | 0 | 0 | 0 | 0 | 0 | 0 | 0.07886 | 0 | 0 | 0 | 0 | 0.92093 | 0 | 0 | 0
11 | 326 | 2 | 51.98 | 0.93415 | 67.6539 | 0 | 0.5017 | -0.024172 | 0 | 72.633 | 72.3367 | 72.3367 | -0.0036292 | -0.0080434 | -0.00097812 | 0 | 0 | 0 | 0 | -0.00053279 | -0.0055678 | -0.0033751 | -8.1258e-05 | -0.0028693 | -0.001162 | 0.0020667 | 0.00043418 | 0 | 0 | 0 | 0 | 0 | 0 | 0 | 0 | 0 | 0 | 0 | 0.079006 | 0 | 0 | 0 | 0 | 0.85515 | 0 | 0 | 0
11 | 326 | 3 | 52.88 | 0.9014 | 67.6539 | 0 | 0.5017 | -0.023021 | 0 | 72.3367 | 72.0546 | 72.0546 | -0.003419 | -0.0075776 | -0.00092147 | 0 | 0 | 0 | 0 | -0.00050734 | -0.0052453 | -0.0031811 | -7.6551e-05 | -0.0027031 | -0.0014566 | 0.0020667 | 0.00043418 | 0 | 0 | 0 | 0 | 0 | 0 | 0 | 0 | 0 | 0 | 0 | 0.079145 | 0 | 0 | 0 | 0 | 0.82226 | 0 | 0 | 0
11 | 326 | 4 | 55.94 | 0.86862 | 67.6539 | 0 | 0.5017 | -0.018723 | 0 | 72.0546 | 71.8252 | 71.8252 | -0.0028317 | -0.0062759 | -0.00076319 | 0 | 0 | 0 | 0 | -0.00042054 | -0.0043443 | -0.0026348 | -6.3402e-05 | -0.0022388 | -0.0012173 | 0.0020667 | 0.00043418 | 0 | 0 | 0 | 0 | 0 | 0 | 0 | 0 | 0 | 0 | 0 | 0.079258 | 0 | 0 | 0 | 0 | 0.78937 | 0 | 0 | 0
11 | 326 | 5 | 56.84 | 0.86873 | 67.6539 | 0 | 0.5017 | -0.017034 | 0 | 71.8252 | 71.6164 | 71.6164 | -0.0026332 | -0.0058361 | -0.0007097 | 0 | 0 | 0 | 0 | -0.00038942 | -0.0040398 | -0.0024497 | -5.8958e-05 | -0.0020819 | -0.0009019 | 0.0020667 | 0.00043418 | 0 | 0 | 0 | 0 | 0 | 0 | 0 | 0 | 0 | 0 | 0 | 0.079361 | 0 | 0 | 0 | 0 | 0.78937 | 0 | 0 | 0
11 | 326 | 6 | 52.88 | 0.97688 | 67.6539 | 0 | 0.59024 | -0.020683 | 0 | 71.6164 | 71.3629 | 71.3629 | -0.0032924 | -0.007297 | -0.00088736 | 0 | 0 | 0 | 0 | -0.00048982 | -0.0050511 | -0.0030637 | -7.3717e-05 | -0.0026031 | -0.0013779 | 0.0034529 | 0.00072422 | 0 | 0 | 0 | 0 | 0 | 0 | 0 | 0 | 0 | 0 | 0 | 0.088841 | 0 | 0 | 0 | 0 | 0.88804 | 0 | 0 | 0
11 | 326 | 7 | 53.96 | 1.6455 | 67.6539 | 0 | 4.4268 | -0.018155 | 0 | 71.3629 | 71.1404 | 71.1404 | -0.0030581 | -0.0067777 | -0.0008242 | 0 | 0 | 0 | 0 | -0.00045472 | -0.0046916 | -0.0028456 | -6.847e-05 | -0.0024178 | -0.0013552 | 0.0043383 | 0.00091055 | 0 | 0 | 0 | 0 | 0 | 0 | 0 | 0 | 0 | 0 | 0 | 0.49437 | 0 | 0 | 0 | 0 | 1.1512 | 0 | 0 | 0
11 | 326 | 8 | 54.86 | 1.8429 | 67.6539 | 0 | 4.4268 | -0.0077272 | 0 | 71.1404 | 71.0457 | 71.0457 | -0.0028608 | -0.0063405 | -0.00077104 | 0 | 0 | 0.0043611 | 0.00046172 | -0.00042647 | -0.0050802 | -0.0020665 | -6.4054e-05 | -0.0022619 | -0.0013552 | 0.0086767 | 0.0018211 | 0 | 0 | 0 | 0 | 0 | 0 | 0 | 0 | 0 | 0 | 0 | 0.49441 | 0 | 0 | 0 | 0 | 1.3485 | 0 | 0 | 0
11 | 326 | 9 | 57.92 | 1.8135 | 67.6539 | 0 | 3.8365 | -0.0073467 | 0 | 71.0457 | 70.9557 | 70.9557 | -0.0023065 | -0.0051119 | -0.00062163 | 0 | 0 | 0.0023785 | 0.00053109 | -0.00034352 | -0.0023184 | -0.0017226 | -5.1642e-05 | -0.0018236 | -0.0010189 | 0.0050623 | 0.0010617 | 0 | 0 | 0 | 0 | 0 | 0 | 0 | 0 | 0 | 0 | 0 | 0.43209 | 0 | 0 | 0 | 0 | 1.3814 | 0 | 0 | 0
11 | 326 | 10 | 64.94 | 1.8463 | 67.6539 | 0 | 3.8365 | 0.0084787 | 0 | 70.9557 | 71.0596 | 71.0596 | -0.0010571 | -0.0023429 | -0.0002849 | 0 | 0 | 0.0067119 | 0.0015004 | -0.00015857 | 0.0015935 | 0.00012135 | -2.3668e-05 | -0.00083577 | -0.00049327 | 0.0030973 | 0.00065039 | 0 | 0 | 0 | 0 | 0 | 0 | 0 | 0 | 0 | 0 | 0 | 0.43203 | 0 | 0 | 0 | 0 | 1.4143 | 0 | 0 | 0
11 | 326 | 11 | 68 | 1.8789 | 67.6539 | 0 | 3.8365 | 0.043402 | 0 | 71.0596 | 71.5915 | 71.5915 | -0.00053764 | -0.0011916 | -0.0001449 | 0 | 0 | 0.026578 | 0.0050992 | -8.1145e-05 | 0.0083201 | 0.002381 | -1.2038e-05 | -0.00042507 | -0.00033196 | 0.0030973 | 0.00065039 | 0 | 0 | 0 | 0 | 0 | 0 | 0 | 0 | 0 | 0 | 0 | 0.43178 | 0 | 0 | 0 | 0 | 1.4472 | 0 | 0 | 0
11 | 326 | 12 | 70.88 | 1.7602 | 67.6539 | 0 | 2.7151 | 0.044885 | 0 | 71.5915 | 72.1416 | 72.1416 | -0.00012503 | -0.0002771 | -3.3696e-05 | 0 | 0 | 0.024269 | 0.0050657 | -1.8913e-05 | 0.0091584 | 0.0020324 | -2.7993e-06 | -9.8849e-05 | -8.211e-05 | 0.0041315 | 0.0008666 | 0 | 0 | 0 | 0 | 0 | 0 | 0 | 0 | 0 | 0 | 0 | 0.313 | 0 | 0 | 0 | 0 | 1.4472 | 0 | 0 | 0
11 | 326 | 13 | 73.22 | 1.727 | 67.6539 | 0 | 2.7151 | 0.044755 | 0 | 72.1416 | 72.69 | 72.69 | 0.0001895 | 0.00042 | 5.1074e-05 | 0 | 0 | 0.023132 | 0.0048165 | 2.8725e-05 | 0.0094966 | 0.0025823 | 4.243e-06 | 0.00014983 | 0.00013673 | 0.0030973 | 0.00065039 | 0 | 0 | 0 | 0 | 0 | 0 | 0 | 0 | 0 | 0 | 0 | 0.31273 | 0 | 0 | 0 | 0 | 1.4143 | 0 | 0 | 0
11 | 326 | 14 | 74.84 | 1.6377 | 67.6539 | 0 | 2.1839 | 0.044814 | 0 | 72.69 | 73.2393 | 73.2393 | 0.00037779 | 0.00083731 | 0.00010182 | 0 | 0 | 0.022697 | 0.0043432 | 5.7377e-05 | 0.0094516 | 0.0032163 | 8.4588e-06 | 0.0002987 | 0.00029948 | 0.0025838 | 0.00054141 | 0 | 0 | 0 | 0 | 0 | 0 | 0 | 0 | 0 | 0 | 0 | 0.25633 | 0 | 0 | 0 | 0 | 1.3814 | 0 | 0 | 0
11 | 326 | 15 | 75.92 | 1.6046 | 67.6539 | 0 | 2.1839 | 0.036528 | 0 | 73.2393 | 73.6869 | 73.6869 | 0.00047106 | 0.001044 | 0.00012696 | 0 | 0 | 0.018102 | 0.0029015 | 7.1985e-05 | 0.0068374 | 0.0028688 | 1.0547e-05 | 0.00037244 | 0.00047172 | 0.0026854 | 0.00056426 | 0 | 0 | 0 | 0 | 0 | 0 | 0 | 0 | 0 | 0 | 0 | 0.25611 | 0 | 0 | 0 | 0 | 1.3485 | 0 | 0 | 0
11 | 326 | 16 | 74.84 | 1.6702 | 67.6539 | 0 | 2.1839 | 0.02521 | 0 | 73.6869 | 73.9959 | 73.9959 | 0.00020262 | 0.00044908 | 5.461e-05 | 0 | 0 | 0.010825 | 0.0021783 | 3.1128e-05 | 0.0053755 | 0.0024385 | 4.5367e-06 | 0.0001602 | 0.00024101 | 0.0026854 | 0.00056426 | 0 | 0 | 0 | 0 | 0 | 0 | 0 | 0 | 0 | 0 | 0 | 0.25596 | 0 | 0 | 0 | 0 | 1.4143 | 0 | 0 | 0
11 | 326 | 17 | 73.94 | 1.9333 | 67.6539 | 0 | 2.1839 | 0.0067049 | 0 | 73.9959 | 74.078 | 74.078 | -9.8182e-06 | -2.176e-05 | -2.6462e-06 | 0 | 0 | 0.0018533 | 0.00038249 | -1.4876e-06 | -5.8244e-05 | -0.00017284 | -2.1983e-07 | -7.7626e-06 | -6.9999e-06 | 0.0039265 | 0.00082442 | 0 | 0 | 0 | 0 | 0 | 0 | 0 | 0 | 0 | 0 | 0 | 0.25592 | 0 | 0 | 0 | 0 | 1.6774 | 0 | 0 | 0
11 | 326 | 18 | 71.96 | 2.5231 | 67.6539 | 0 | 3.7185 | -0.00056624 | 0 | 74.078 | 74.0711 | 74.0711 | -0.00037219 | -0.00082489 | -0.00010031 | 0 | 0 | 0.00014514 | 3.2225e-05 | -5.5758e-05 | -0.0019737 | -0.0011903 | -8.3333e-06 | -0.00029426 | -0.00015884 | 0.0042349 | 0.00088946 | 0 | 0 | 0 | 0 | 0 | 0 | 0 | 0 | 0 | 0 | 0 | 0.4181 | 0 | 0 | 0 | 0 | 2.105 | 0 | 0 | 0
11 | 326 | 19 | 70.88 | 2.4902 | 67.6539 | 0 | 3.7185 | 0.00032071 | 0 | 74.0711 | 74.075 | 74.075 | -0.00056075 | -0.0012428 | -0.00015113 | 0 | 0 | 0 | 0 | -8.4612e-05 | -0.00086028 | -0.00052213 | -1.2555e-05 | -0.00044334 | -0.00034689 | 0.0045452 | 0.0009545 | 0 | 0 | 0 | 0 | 0 | 0 | 0 | 0 | 0 | 0 | 0 | 0.4181 | 0 | 0 | 0 | 0 | 2.0721 | 0 | 0 | 0
11 | 326 | 20 | 69.98 | 2.3586 | 67.6539 | 0 | 3.7185 | 0.0017422 | 0 | 74.075 | 74.0964 | 74.0964 | -0.00071959 | -0.0015948 | -0.00019394 | 0 | 0 | 0 | 0 | -0.00010833 | -0.001104 | -0.00066996 | -1.6112e-05 | -0.00056893 | -0.00040929 | 0.0071272 | 0.0014959 | 0 | 0 | 0 | 0 | 0 | 0 | 0 | 0 | 0 | 0 | 0 | 0.41809 | 0 | 0 | 0 | 0 | 1.9405 | 0 | 0 | 0
11 | 326 | 21 | 68.9 | 2.2599 | 67.6539 | 0 | 3.7185 | 0.00034617 | 0 | 74.0964 | 74.1006 | 74.1006 | -0.00091312 | -0.0020238 | -0.0002461 | 0 | 0 | 0 | 0 | -0.00013711 | -0.0014009 | -0.00085004 | -2.0445e-05 | -0.00072194 | -0.0004676 | 0.0071272 | 0.0014959 | 0 | 0 | 0 | 0 | 0 | 0 | 0 | 0 | 0 | 0 | 0 | 0.41808 | 0 | 0 | 0 | 0 | 1.8419 | 0 | 0 | 0
11 | 326 | 22 | 68 | 2.0864 | 67.6539 | 0 | 3.0102 | -0.00060113 | 0 | 74.1006 | 74.0933 | 74.0933 | -0.001072 | -0.0023759 | -0.00028893 | 0 | 0 | 0 | 0 | -0.00016141 | -0.0016447 | -0.00099808 | -2.4002e-05 | -0.00084757 | -0.00062961 | 0.0074411 | 0.0015609 | 0 | 0 | 0 | 0 | 0 | 0 | 0 | 0 | 0 | 0 | 0 | 0.34324 | 0 | 0 | 0 | 0 | 1.7432 | 0 | 0 | 0
11 | 326 | 23 | 66.92 | 1.8233 | 67.6539 | 0 | 3.0102 | -0.0015878 | 0 | 74.0933 | 74.0738 | 74.0738 | -0.0012605 | -0.0027937 | -0.00033973 | 0 | 0 | 0 | 0 | -0.00018645 | -0.0019338 | -0.0011726 | -2.8223e-05 | -0.00099659 | -0.00031723 | 0.0074411 | 0.0015609 | 0 | 0 | 0 | 0 | 0 | 0 | 0 | 0 | 0 | 0 | 0 | 0.34325 | 0 | 0 | 0 | 0 | 1.4801 | 0 | 0 | 0
11 | 326 | 24 | 63.86 | 1.2951 | 67.6539 | 0 | 0.5017 | -0.0062064 | 0 | 74.0738 | 73.9977 | 73.9977 | -0.0017948 | -0.0039778 | -0.00048373 | 0 | 0 | 0 | 0 | -0.00026598 | -0.0027535 | -0.0016698 | -4.0185e-05 | -0.001419 | -0.00051678 | 0.0067153 | 0.0014098 | 0 | 0 | 0 | 0 | 0 | 0 | 0 | 0 | 0 | 0 | 0 | 0.078188 | 0 | 0 | 0 | 0 | 1.2169 | 0 | 0 | 0
11 | 327 | 1 | 62.96 | 0.99948 | 67.4394 | 0 | 0.50257 | -0.012156 | 0 | 73.9977 | 73.8488 | 73.8488 | -0.0019396 | -0.0042987 | -0.00052275 | 0 | 0 | 0 | 0 | -0.00028925 | -0.0029756 | -0.001805 | -4.3427e-05 | -0.0015335 | -0.00081485 | 0.0020667 | 0.00043418 | 0 | 0 | 0 | 0 | 0 | 0 | 0 | 0 | 0 | 0 | 0 | 0.078552 | 0 | 0 | 0 | 0 | 0.92093 | 0 | 0 | 0
11 | 327 | 2 | 60.98 | 0.93379 | 67.4394 | 0 | 0.50257 | -0.014559 | 0 | 73.8488 | 73.6703 | 73.6703 | -0.0022613 | -0.0050118 | -0.00060946 | 0 | 0 | 0 | 0 | -0.00033745 | -0.0034693 | -0.0021045 | -5.0631e-05 | -0.0017879 | -0.00099295 | 0.0020667 | 0.00043418 | 0 | 0 | 0 | 0 | 0 | 0 | 0 | 0 | 0 | 0 | 0 | 0.07864 | 0 | 0 | 0 | 0 | 0.85515 | 0 | 0 | 0
11 | 327 | 3 | 59 | 0.901 | 67.4394 | 0 | 0.50257 | -0.016934 | 0 | 73.6703 | 73.4628 | 73.4628 | -0.0025779 | -0.0057135 | -0.00069479 | 0 | 0 | 0 | 0 | -0.00038475 | -0.0039549 | -0.0023992 | -5.7719e-05 | -0.0020382 | -0.0011794 | 0.0020667 | 0.00043418 | 0 | 0 | 0 | 0 | 0 | 0 | 0 | 0 | 0 | 0 | 0 | 0.078742 | 0 | 0 | 0 | 0 | 0.82226 | 0 | 0 | 0
11 | 327 | 4 | 55.94 | 0.86823 | 67.4394 | 0 | 0.50257 | -0.02024 | 0 | 73.4628 | 73.2148 | 73.2148 | -0.0030791 | -0.0068244 | -0.00082988 | 0 | 0 | 0 | 0 | -0.00045547 | -0.0047239 | -0.0028645 | -6.8942e-05 | -0.0024345 | -0.0010256 | 0.0020667 | 0.00043418 | 0 | 0 | 0 | 0 | 0 | 0 | 0 | 0 | 0 | 0 | 0 | 0.078864 | 0 | 0 | 0 | 0 | 0.78937 | 0 | 0 | 0
11 | 327 | 5 | 53.96 | 0.86837 | 67.4394 | 0 | 0.50257 | -0.022419 | 0 | 73.2148 | 72.94 | 72.94 | -0.0033835 | -0.0074989 | -0.00091191 | 0 | 0 | 0 | 0 | -0.00049917 | -0.0051908 | -0.0031473 | -7.5756e-05 | -0.0026751 | -0.0011034 | 0.0020667 | 0.00043418 | 0 | 0 | 0 | 0 | 0 | 0 | 0 | 0 | 0 | 0 | 0 | 0.078999 | 0 | 0 | 0 | 0 | 0.78937 | 0 | 0 | 0
11 | 327 | 6 | 51.98 | 0.97659 | 67.4394 | 0 | 0.59126 | -0.023923 | 0 | 72.94 | 72.6469 | 72.6469 | -0.0036831 | -0.008163 | -0.00099267 | 0 | 0 | 0 | 0 | -0.00055007 | -0.0056506 | -0.0034279 | -8.2466e-05 | -0.002912 | -0.0019141 | 0.0034529 | 0.00072422 | 0 | 0 | 0 | 0 | 0 | 0 | 0 | 0 | 0 | 0 | 0 | 0.088551 | 0 | 0 | 0 | 0 | 0.88804 | 0 | 0 | 0
11 | 327 | 7 | 50 | 1.6475 | 67.4394 | 0 | 4.4344 | -0.025305 | 0 | 72.6469 | 72.3367 | 72.3367 | -0.0039795 | -0.00882 | -0.0010726 | 0 | 0 | 0 | 0 | -0.00059436 | -0.0061053 | -0.0037037 | -8.9102e-05 | -0.0031464 | -0.0021325 | 0.0043383 | 0.00091055 | 0 | 0 | 0 | 0 | 0 | 0 | 0 | 0 | 0 | 0 | 0 | 0.49635 | 0 | 0 | 0 | 0 | 1.1512 | 0 | 0 | 0
11 | 327 | 8 | 50 | 1.845 | 67.4394 | 0 | 4.4344 | -0.020993 | 0 | 72.3367 | 72.0795 | 72.0795 | -0.003925 | -0.0086992 | -0.0010579 | 0 | 0 | 0.00090151 | 0.00019443 | -0.00058568 | -0.0069407 | -0.0042746 | -8.7882e-05 | -0.0031033 | -0.0020917 | 0.0086767 | 0.0018211 | 0 | 0 | 0 | 0 | 0 | 0 | 0 | 0 | 0 | 0 | 0 | 0.49648 | 0 | 0 | 0 | 0 | 1.3485 | 0 | 0 | 0
11 | 327 | 9 | 51.98 | 1.8152 | 67.4394 | 0 | 3.8432 | -0.011832 | 0 | 72.0795 | 71.9345 | 71.9345 | -0.0035319 | -0.0078279 | -0.00095191 | 0 | 0 | 0.0065342 | 0.0014241 | -0.00052641 | -0.0043187 | -0.0030186 | -7.908e-05 | -0.0027924 | -0.001806 | 0.0050623 | 0.0010617 | 0 | 0 | 0 | 0 | 0 | 0 | 0 | 0 | 0 | 0 | 0 | 0.43383 | 0 | 0 | 0 | 0 | 1.3814 | 0 | 0 | 0
11 | 327 | 10 | 53.96 | 1.8481 | 67.4394 | 0 | 3.8432 | -0.0012365 | 0 | 71.9345 | 71.9193 | 71.9193 | -0.0031585 | -0.0070003 | -0.00085127 | 0 | 0 | 0.012208 | 0.0025424 | -0.00047303 | -0.001331 | -0.0018653 | -7.0719e-05 | -0.0024972 | -0.0018372 | 0.0030973 | 0.00065039 | 0 | 0 | 0 | 0 | 0 | 0 | 0 | 0 | 0 | 0 | 0 | 0.43384 | 0 | 0 | 0 | 0 | 1.4143 | 0 | 0 | 0
11 | 327 | 11 | 57.92 | 1.8809 | 67.4394 | 0 | 3.8432 | 0.0205 | 0 | 71.9193 | 72.1705 | 72.1705 | -0.00246 | -0.0054521 | -0.00066301 | 0 | 0 | 0.021193 | 0.0042973 | -0.00036838 | 0.0035663 | -2.0468e-05 | -5.5079e-05 | -0.0019449 | -0.0013395 | 0.0030973 | 0.00065039 | 0 | 0 | 0 | 0 | 0 | 0 | 0 | 0 | 0 | 0 | 0 | 0.43372 | 0 | 0 | 0 | 0 | 1.4472 | 0 | 0 | 0
11 | 327 | 12 | 59.9 | 1.7616 | 67.4394 | 0 | 2.7198 | 0.023693 | 0 | 72.1705 | 72.4609 | 72.4609 | -0.0021562 | -0.0047788 | -0.00058113 | 0 | 0 | 0.020323 | 0.0042856 | -0.00032276 | 0.0047522 | 6.4573e-05 | -4.8277e-05 | -0.0017048 | -0.0011386 | 0.0041315 | 0.0008666 | 0 | 0 | 0 | 0 | 0 | 0 | 0 | 0 | 0 | 0 | 0 | 0.31442 | 0 | 0 | 0 | 0 | 1.4472 | 0 | 0 | 0
11 | 327 | 13 | 62.96 | 1.7285 | 67.4394 | 0 | 2.7198 | 0.027051 | 0 | 72.4609 | 72.7924 | 72.7924 | -0.0016695 | -0.0037002 | -0.00044996 | 0 | 0 | 0.020636 | 0.0043229 | -0.00025001 | 0.0058232 | 0.00078506 | -3.7381e-05 | -0.00132 | -0.00083678 | 0.0030973 | 0.00065039 | 0 | 0 | 0 | 0 | 0 | 0 | 0 | 0 | 0 | 0 | 0 | 0.31425 | 0 | 0 | 0 | 0 | 1.4143 | 0 | 0 | 0
11 | 327 | 14 | 62.96 | 1.6391 | 67.4394 | 0 | 2.1877 | 0.02128 | 0 | 72.7924 | 73.0532 | 73.0532 | -0.0017278 | -0.0038293 | -0.00046566 | 0 | 0 | 0.01794 | 0.0035959 | -0.00025878 | 0.0044357 | 0.00074058 | -3.8685e-05 | -0.001366 | -0.00087158 | 0.0025838 | 0.00054141 | 0 | 0 | 0 | 0 | 0 | 0 | 0 | 0 | 0 | 0 | 0 | 0.25768 | 0 | 0 | 0 | 0 | 1.3814 | 0 | 0 | 0
11 | 327 | 15 | 62.96 | 1.6062 | 67.4394 | 0 | 2.1877 | 0.0053632 | 0 | 73.0532 | 73.1189 | 73.1189 | -0.0017736 | -0.0039309 | -0.00047801 | 0 | 0 | 0.0098896 | 0.0019547 | -0.00026703 | 7.1843e-05 | -0.00080532 | -3.9711e-05 | -0.0014023 | -0.0011058 | 0.0026854 | 0.00056426 | 0 | 0 | 0 | 0 | 0 | 0 | 0 | 0 | 0 | 0 | 0 | 0.25765 | 0 | 0 | 0 | 0 | 1.3485 | 0 | 0 | 0
11 | 327 | 16 | 60.98 | 1.6719 | 67.4394 | 0 | 2.1877 | -0.0018431 | 0 | 73.1189 | 73.0963 | 73.0963 | -0.0021331 | -0.0047276 | -0.0005749 | 0 | 0 | 0.0072707 | 0.0013695 | -0.00031978 | -0.001387 | -0.0011685 | -4.776e-05 | -0.0016865 | -0.0011237 | 0.0026854 | 0.00056426 | 0 | 0 | 0 | 0 | 0 | 0 | 0 | 0 | 0 | 0 | 0 | 0.25766 | 0 | 0 | 0 | 0 | 1.4143 | 0 | 0 | 0
11 | 327 | 17 | 59 | 1.9351 | 67.4394 | 0 | 2.1877 | -0.010323 | 0 | 73.0963 | 72.9698 | 72.9698 | -0.002477 | -0.0054899 | -0.0006676 | 0 | 0 | 0.0040174 | 0.00060956 | -0.00037564 | -0.0036787 | -0.0021261 | -5.5461e-05 | -0.0019584 | -0.0020479 | 0.0039265 | 0.00082442 | 0 | 0 | 0 | 0 | 0 | 0 | 0 | 0 | 0 | 0 | 0 | 0.25772 | 0 | 0 | 0 | 0 | 1.6774 | 0 | 0 | 0
11 | 327 | 18 | 57.92 | 2.5259 | 67.4394 | 0 | 3.7249 | -0.017077 | 0 | 72.9698 | 72.7605 | 72.7605 | -0.0026446 | -0.0058613 | -0.00071276 | 0 | 0 | 7.9283e-05 | 1.7703e-05 | -0.0003945 | -0.0052419 | -0.0031842 | -5.9212e-05 | -0.0020909 | -0.00122 | 0.0042349 | 0.00088946 | 0 | 0 | 0 | 0 | 0 | 0 | 0 | 0 | 0 | 0 | 0 | 0.42089 | 0 | 0 | 0 | 0 | 2.105 | 0 | 0 | 0
11 | 327 | 19 | 56.84 | 2.4931 | 67.4394 | 0 | 3.7249 | -0.016236 | 0 | 72.7605 | 72.5616 | 72.5616 | -0.0027976 | -0.0062004 | -0.000754 | 0 | 0 | 0 | 0 | -0.00041842 | -0.004292 | -0.0026037 | -6.2638e-05 | -0.0022119 | -0.0014411 | 0.0045452 | 0.0009545 | 0 | 0 | 0 | 0 | 0 | 0 | 0 | 0 | 0 | 0 | 0 | 0.42098 | 0 | 0 | 0 | 0 | 2.0721 | 0 | 0 | 0
11 | 327 | 20 | 54.86 | 2.3616 | 67.4394 | 0 | 3.7249 | -0.015412 | 0 | 72.5616 | 72.3727 | 72.3727 | -0.0031105 | -0.006894 | -0.00083835 | 0 | 0 | 0 | 0 | -0.00045975 | -0.0047721 | -0.0028936 | -6.9645e-05 | -0.0024593 | -0.0010423 | 0.0071272 | 0.0014959 | 0 | 0 | 0 | 0 | 0 | 0 | 0 | 0 | 0 | 0 | 0 | 0.42108 | 0 | 0 | 0 | 0 | 1.9405 | 0 | 0 | 0
11 | 327 | 21 | 52.88 | 2.263 | 67.4394 | 0 | 3.7249 | -0.017762 | 0 | 72.3727 | 72.155 | 72.155 | -0.0034253 | -0.0075916 | -0.00092317 | 0 | 0 | 0 | 0 | -0.00050648 | -0.005255 | -0.0031865 | -7.6692e-05 | -0.0027081 | -0.0012161 | 0.0071272 | 0.0014959 | 0 | 0 | 0 | 0 | 0 | 0 | 0 | 0 | 0 | 0 | 0 | 0.42118 | 0 | 0 | 0 | 0 | 1.8419 | 0 | 0 | 0
11 | 327 | 22 | 51.98 | 2.0892 | 67.4394 | 0 | 3.0154 | -0.018173 | 0 | 72.155 | 71.9323 | 71.9323 | -0.0035452 | -0.0078573 | -0.00095549 | 0 | 0 | 0 | 0 | -0.0005215 | -0.0054389 | -0.0032973 | -7.9377e-05 | -0.0028029 | -0.0011158 | 0.0074411 | 0.0015609 | 0 | 0 | 0 | 0 | 0 | 0 | 0 | 0 | 0 | 0 | 0 | 0.34603 | 0 | 0 | 0 | 0 | 1.7432 | 0 | 0 | 0
11 | 327 | 23 | 48.92 | 1.8262 | 67.4394 | 0 | 3.0154 | -0.022097 | 0 | 71.9323 | 71.6615 | 71.6615 | -0.0040438 | -0.0089623 | -0.0010899 | 0 | 0 | 0 | 0 | -0.00059875 | -0.0062038 | -0.0037621 | -9.054e-05 | -0.0031971 | -0.0015902 | 0.0074411 | 0.0015609 | 0 | 0 | 0 | 0 | 0 | 0 | 0 | 0 | 0 | 0 | 0 | 0.34616 | 0 | 0 | 0 | 0 | 1.4801 | 0 | 0 | 0
11 | 327 | 24 | 47.84 | 1.2967 | 67.4394 | 0 | 0.50257 | -0.02379 | 0 | 71.6615 | 71.3699 | 71.3699 | -0.0041859 | -0.0092774 | -0.0011282 | 0 | 0 | 0 | 0 | -0.00061757 | -0.006422 | -0.0038937 | -9.3724e-05 | -0.0033095 | -0.0015769 | 0.0067153 | 0.0014098 | 0 | 0 | 0 | 0 | 0 | 0 | 0 | 0 | 0 | 0 | 0 | 0.079772 | 0 | 0 | 0 | 0 | 1.2169 | 0 | 0 | 0
11 | 328 | 1 | 45.86 | 1.0012 | 67.2266 | 0 | 0.50342 | -0.030954 | 0 | 71.3699 | 70.9906 | 70.9906 | -0.0044826 | -0.009935 | -0.0012082 | 0 | 0 | 0 | 0 | -0.00066521 | -0.0068772 | -0.0041708 | -0.00010037 | -0.0035441 | -0.0020372 | 0.0020667 | 0.00043418 | 0 | 0 | 0 | 0 | 0 | 0 | 0 | 0 | 0 | 0 | 0 | 0.080247 | 0 | 0 | 0 | 0 | 0.92093 | 0 | 0 | 0
11 | 328 | 2 | 43.88 | 0.93559 | 67.2266 | 0 | 0.50342 | -0.032937 | 0 | 70.9906 | 70.5869 | 70.5869 | -0.0047639 | -0.010558 | -0.001284 | 0 | 0 | 0 | 0 | -0.00070517 | -0.0073087 | -0.004432 | -0.00010666 | -0.0037665 | -0.0020783 | 0.0020667 | 0.00043418 | 0 | 0 | 0 | 0 | 0 | 0 | 0 | 0 | 0 | 0 | 0 | 0.080446 | 0 | 0 | 0 | 0 | 0.85515 | 0 | 0 | 0
11 | 328 | 3 | 42.98 | 0.90291 | 67.2266 | 0 | 0.50342 | -0.034105 | 0 | 70.5869 | 70.169 | 70.169 | -0.0048511 | -0.010752 | -0.0013075 | 0 | 0 | 0 | 0 | -0.00072291 | -0.0074425 | -0.0045145 | -0.00010862 | -0.0038355 | -0.0026374 | 0.0020667 | 0.00043418 | 0 | 0 | 0 | 0 | 0 | 0 | 0 | 0 | 0 | 0 | 0 | 0.080652 | 0 | 0 | 0 | 0 | 0.82226 | 0 | 0 | 0
11 | 328 | 4 | 41.9 | 0.87022 | 67.2266 | 0 | 0.50342 | -0.034267 | 0 | 70.169 | 69.749 | 69.749 | -0.0049675 | -0.01101 | -0.0013388 | 0 | 0 | 0 | 0 | -0.00073187 | -0.007621 | -0.0046204 | -0.00011122 | -0.0039274 | -0.0020057 | 0.0020667 | 0.00043418 | 0 | 0 | 0 | 0 | 0 | 0 | 0 | 0 | 0 | 0 | 0 | 0.080858 | 0 | 0 | 0 | 0 | 0.78937 | 0 | 0 | 0
11 | 328 | 5 | 39.92 | 0.87044 | 67.2266 | 0 | 0.50342 | -0.036465 | 0 | 69.749 | 69.3021 | 69.3021 | -0.0052416 | -0.011617 | -0.0014127 | 0 | 0 | 0 | 0 | -0.00077474 | -0.0080415 | -0.0048761 | -0.00011736 | -0.0041442 | -0.0023067 | 0.0020667 | 0.00043418 | 0 | 0 | 0 | 0 | 0 | 0 | 0 | 0 | 0 | 0 | 0 | 0.081079 | 0 | 0 | 0 | 0 | 0.78937 | 0 | 0 | 0
11 | 328 | 6 | 39.92 | 0.97878 | 67.2266 | 0 | 0.59226 | -0.034288 | 0 | 69.3021 | 68.8819 | 68.8819 | -0.0051631 | -0.011443 | -0.0013915 | 0 | 0 | 0 | 0 | -0.0007589 | -0.007921 | -0.0048018 | -0.0001156 | -0.0040821 | -0.0020639 | 0.0034529 | 0.00072422 | 0 | 0 | 0 | 0 | 0 | 0 | 0 | 0 | 0 | 0 | 0 | 0.090743 | 0 | 0 | 0 | 0 | 0.88804 | 0 | 0 | 0
11 | 328 | 7 | 39.92 | 1.6519 | 67.2266 | 0 | 4.442 | -0.03284 | 0 | 68.8819 | 68.4795 | 68.4795 | -0.0050892 | -0.011279 | -0.0013716 | 0 | 0 | 0 | 0 | -0.00074812 | -0.0078078 | -0.0047332 | -0.00011395 | -0.0040237 | -0.0020116 | 0.0043383 | 0.00091055 | 0 | 0 | 0 | 0 | 0 | 0 | 0 | 0 | 0 | 0 | 0 | 0.50076 | 0 | 0 | 0 | 0 | 1.1512 | 0 | 0 | 0
11 | 328 | 8 | 41 | 1.8494 | 67.2266 | 0 | 4.442 | -0.023532 | 0 | 68.4795 | 68.1911 | 68.1911 | -0.0048287 | -0.010702 | -0.0013014 | 0 | 0 | 0.0042475 | 0.00038524 | -0.00070873 | -0.0091626 | -0.0043803 | -0.00010812 | -0.0038178 | -0.0018317 | 0.0086767 | 0.0018211 | 0 | 0 | 0 | 0 | 0 | 0 | 0 | 0 | 0 | 0 | 0 | 0.5009 | 0 | 0 | 0 | 0 | 1.3485 | 0 | 0 | 0
11 | 328 | 9 | 46.94 | 1.8193 | 67.2266 | 0 | 3.8497 | -0.0057505 | 0 | 68.1911 | 68.1206 | 68.1206 | -0.0037343 | -0.0082764 | -0.0010065 | 0 | 0 | 0.010448 | 0.0019869 | -0.00054254 | -0.0039912 | -0.0015863 | -8.3611e-05 | -0.0029524 | -0.0010742 | 0.0050623 | 0.0010617 | 0 | 0 | 0 | 0 | 0 | 0 | 0 | 0 | 0 | 0 | 0 | 0.43788 | 0 | 0 | 0 | 0 | 1.3814 | 0 | 0 | 0
11 | 328 | 10 | 50 | 1.8521 | 67.2266 | 0 | 3.8497 | 0.01652 | 0 | 68.1206 | 68.3231 | 68.3231 | -0.0031842 | -0.0070572 | -0.00085819 | 0 | 0 | 0.023993 | 0.0037515 | -0.00046232 | 0.00052218 | -0.00054708 | -7.1294e-05 | -0.0025175 | -0.00079695 | 0.0030973 | 0.00065039 | 0 | 0 | 0 | 0 | 0 | 0 | 0 | 0 | 0 | 0 | 0 | 0.43779 | 0 | 0 | 0 | 0 | 1.4143 | 0 | 0 | 0
11 | 328 | 11 | 53.96 | 1.8848 | 67.2266 | 0 | 3.8497 | 0.024143 | 0 | 68.3231 | 68.6189 | 68.6189 | -0.0025239 | -0.0055938 | -0.00068023 | 0 | 0 | 0.023917 | 0.004563 | -0.00036589 | 0.0037595 | -0.00011479 | -5.651e-05 | -0.0019955 | -0.0005138 | 0.0030973 | 0.00065039 | 0 | 0 | 0 | 0 | 0 | 0 | 0 | 0 | 0 | 0 | 0 | 0.43764 | 0 | 0 | 0 | 0 | 1.4472 | 0 | 0 | 0
11 | 328 | 12 | 59 | 1.7648 | 67.2266 | 0 | 2.7244 | 0.036099 | 0 | 68.6189 | 69.0613 | 69.0613 | -0.0016903 | -0.0037462 | -0.00045555 | 0 | 0 | 0.025966 | 0.0053478 | -0.00024649 | 0.0070457 | 0.00049335 | -3.7845e-05 | -0.0013364 | -0.00023877 | 0.0041315 | 0.0008666 | 0 | 0 | 0 | 0 | 0 | 0 | 0 | 0 | 0 | 0 | 0 | 0.31763 | 0 | 0 | 0 | 0 | 1.4472 | 0 | 0 | 0
11 | 328 | 13 | 60.98 | 1.7317 | 67.2266 | 0 | 2.7244 | 0.038298 | 0 | 69.0613 | 69.5307 | 69.5307 | -0.0014201 | -0.0031473 | -0.00038273 | 0 | 0 | 0.027261 | 0.0055249 | -0.0002054 | 0.0075057 | 0.00073927 | -3.1795e-05 | -0.0011227 | -0.00017063 | 0.0030973 | 0.00065039 | 0 | 0 | 0 | 0 | 0 | 0 | 0 | 0 | 0 | 0 | 0 | 0.3174 | 0 | 0 | 0 | 0 | 1.4143 | 0 | 0 | 0
11 | 328 | 14 | 65.84 | 1.6418 | 67.2266 | 0 | 2.1914 | 0.039562 | 0 | 69.5307 | 70.0155 | 70.0155 | -0.00064853 | -0.0014374 | -0.00017479 | 0 | 0 | 0.025332 | 0.0046889 | -9.5747e-05 | 0.0075555 | 0.0018514 | -1.4521e-05 | -0.00051275 | -0.00010686 | 0.0025838 | 0.00054141 | 0 | 0 | 0 | 0 | 0 | 0 | 0 | 0 | 0 | 0 | 0 | 0.26042 | 0 | 0 | 0 | 0 | 1.3814 | 0 | 0 | 0
11 | 328 | 15 | 68 | 1.6087 | 67.2266 | 0 | 2.1914 | 0.031105 | 0 | 70.0155 | 70.3967 | 70.3967 | -0.00035417 | -0.00078496 | -9.5455e-05 | 0 | 0 | 0.019252 | 0.0029539 | -5.2193e-05 | 0.0053158 | 0.001959 | -7.93e-06 | -0.00028002 | -5.0408e-05 | 0.0026854 | 0.00056426 | 0 | 0 | 0 | 0 | 0 | 0 | 0 | 0 | 0 | 0 | 0 | 0.26024 | 0 | 0 | 0 | 0 | 1.3485 | 0 | 0 | 0
11 | 328 | 16 | 68 | 1.6744 | 67.2266 | 0 | 2.1914 | 0.015648 | 0 | 70.3967 | 70.5885 | 70.5885 | -0.00042116 | -0.00093342 | -0.00011351 | 0 | 0 | 0.0091845 | 0.0015575 | -6.2381e-05 | 0.0023987 | 0.0012286 | -9.4298e-06 | -0.00033298 | -9.8307e-05 | 0.0026854 | 0.00056426 | 0 | 0 | 0 | 0 | 0 | 0 | 0 | 0 | 0 | 0 | 0 | 0.26014 | 0 | 0 | 0 | 0 | 1.4143 | 0 | 0 | 0
11 | 328 | 17 | 66.92 | 1.9375 | 67.2266 | 0 | 2.1914 | 0.0063643 | 0 | 70.5885 | 70.6665 | 70.6665 | -0.00064463 | -0.0014287 | -0.00017374 | 0 | 0 | 0.0052104 | 0.0003331 | -9.5308e-05 | -0.0012181 | 0.0002888 | -1.4433e-05 | -0.00050967 | -0.00013423 | 0.0039265 | 0.00082442 | 0 | 0 | 0 | 0 | 0 | 0 | 0 | 0 | 0 | 0 | 0 | 0.2601 | 0 | 0 | 0 | 0 | 1.6774 | 0 | 0 | 0
11 | 328 | 18 | 64.94 | 2.529 | 67.2266 | 0 | 3.7313 | -0.0060198 | 0 | 70.6665 | 70.5927 | 70.5927 | -0.0010063 | -0.0022302 | -0.00027121 | 0 | 0 | 0.00039736 | 7.5972e-05 | -0.00014969 | -0.0038184 | -0.0021152 | -2.253e-05 | -0.00079559 | -0.00031898 | 0.0042349 | 0.00088946 | 0 | 0 | 0 | 0 | 0 | 0 | 0 | 0 | 0 | 0 | 0 | 0.42407 | 0 | 0 | 0 | 0 | 2.105 | 0 | 0 | 0
11 | 328 | 19 | 62.96 | 2.4962 | 67.2266 | 0 | 3.7313 | -0.0052416 | 0 | 70.5927 | 70.5285 | 70.5285 | -0.0013412 | -0.0029726 | -0.00036149 | 0 | 0 | 0 | 0 | -0.00020005 | -0.0020577 | -0.0012482 | -3.003e-05 | -0.0010604 | -0.00051505 | 0.0045452 | 0.0009545 | 0 | 0 | 0 | 0 | 0 | 0 | 0 | 0 | 0 | 0 | 0 | 0.4241 | 0 | 0 | 0 | 0 | 2.0721 | 0 | 0 | 0
11 | 328 | 20 | 60.98 | 2.3647 | 67.2266 | 0 | 3.7313 | -0.0050042 | 0 | 70.5285 | 70.4672 | 70.4672 | -0.0016779 | -0.0037187 | -0.00045222 | 0 | 0 | 0 | 0 | -0.00024907 | -0.0025741 | -0.0015612 | -3.7568e-05 | -0.0013266 | -0.00053397 | 0.0071272 | 0.0014959 | 0 | 0 | 0 | 0 | 0 | 0 | 0 | 0 | 0 | 0 | 0 | 0.42413 | 0 | 0 | 0 | 0 | 1.9405 | 0 | 0 | 0
11 | 328 | 21 | 59 | 2.266 | 67.2266 | 0 | 3.7313 | -0.0075688 | 0 | 70.4672 | 70.3744 | 70.3744 | -0.002015 | -0.004466 | -0.00054308 | 0 | 0 | 0 | 0 | -0.00029993 | -0.0030914 | -0.0018751 | -4.5117e-05 | -0.0015931 | -0.00076716 | 0.0071272 | 0.0014959 | 0 | 0 | 0 | 0 | 0 | 0 | 0 | 0 | 0 | 0 | 0 | 0.42418 | 0 | 0 | 0 | 0 | 1.8419 | 0 | 0 | 0
11 | 328 | 22 | 56.84 | 2.0918 | 67.2266 | 0 | 3.0205 | -0.0097724 | 0 | 70.3744 | 70.2546 | 70.2546 | -0.0023783 | -0.0052711 | -0.00064099 | 0 | 0 | 0 | 0 | -0.00035238 | -0.0036487 | -0.0022127 | -5.325e-05 | -0.0018803 | -0.00077579 | 0.0074411 | 0.0015609 | 0 | 0 | 0 | 0 | 0 | 0 | 0 | 0 | 0 | 0 | 0 | 0.34858 | 0 | 0 | 0 | 0 | 1.7432 | 0 | 0 | 0
11 | 328 | 23 | 56.84 | 1.8287 | 67.2266 | 0 | 3.0205 | -0.0097039 | 0 | 70.2546 | 70.1357 | 70.1357 | -0.0023572 | -0.0052244 | -0.00063532 | 0 | 0 | 0 | 0 | -0.00034967 | -0.0036164 | -0.0021932 | -5.2779e-05 | -0.0018637 | -0.00085214 | 0.0074411 | 0.0015609 | 0 | 0 | 0 | 0 | 0 | 0 | 0 | 0 | 0 | 0 | 0 | 0.34863 | 0 | 0 | 0 | 0 | 1.4801 | 0 | 0 | 0
11 | 328 | 24 | 53.96 | 1.2977 | 67.2266 | 0 | 0.50342 | -0.014045 | 0 | 70.1357 | 69.9636 | 69.9636 | -0.0028424 | -0.0062997 | -0.00076608 | 0 | 0 | 0 | 0 | -0.00042249 | -0.0043608 | -0.0026449 | -6.3642e-05 | -0.0022473 | -0.0011126 | 0.0067153 | 0.0014098 | 0 | 0 | 0 | 0 | 0 | 0 | 0 | 0 | 0 | 0 | 0 | 0.080753 | 0 | 0 | 0 | 0 | 1.2169 | 0 | 0 | 0
11 | 329 | 1 | 53.96 | 1.0021 | 67.0158 | 0 | 0.50426 | -0.018466 | 0 | 69.9636 | 69.7373 | 69.7373 | -0.0028122 | -0.0062327 | -0.00075793 | 0 | 0 | 0 | 0 | -0.00041728 | -0.0043144 | -0.0026165 | -6.2965e-05 | -0.0022234 | -0.0010956 | 0.0020667 | 0.00043418 | 0 | 0 | 0 | 0 | 0 | 0 | 0 | 0 | 0 | 0 | 0 | 0.08115 | 0 | 0 | 0 | 0 | 0.92093 | 0 | 0 | 0
11 | 329 | 2 | 53.96 | 0.93641 | 67.0158 | 0 | 0.50426 | -0.018068 | 0 | 69.7373 | 69.5159 | 69.5159 | -0.0027724 | -0.0061446 | -0.00074721 | 0 | 0 | 0 | 0 | -0.00041032 | -0.0042534 | -0.0025792 | -6.2075e-05 | -0.002192 | -0.000974 | 0.0020667 | 0.00043418 | 0 | 0 | 0 | 0 | 0 | 0 | 0 | 0 | 0 | 0 | 0 | 0.081259 | 0 | 0 | 0 | 0 | 0.85515 | 0 | 0 | 0
11 | 329 | 3 | 54.86 | 0.90362 | 67.0158 | 0 | 0.50426 | -0.016605 | 0 | 69.5159 | 69.3124 | 69.3124 | -0.0025753 | -0.0057078 | -0.0006941 | 0 | 0 | 0 | 0 | -0.00038086 | -0.003951 | -0.0023958 | -5.7662e-05 | -0.0020362 | -0.0008726 | 0.0020667 | 0.00043418 | 0 | 0 | 0 | 0 | 0 | 0 | 0 | 0 | 0 | 0 | 0 | 0.081359 | 0 | 0 | 0 | 0 | 0.82226 | 0 | 0 | 0
11 | 329 | 4 | 51.98 | 0.87085 | 67.0158 | 0 | 0.50426 | -0.020106 | 0 | 69.3124 | 69.066 | 69.066 | -0.0030457 | -0.0067502 | -0.00082086 | 0 | 0 | 0 | 0 | -0.00045173 | -0.0046726 | -0.0028337 | -6.8193e-05 | -0.002408 | -0.0011221 | 0.0020667 | 0.00043418 | 0 | 0 | 0 | 0 | 0 | 0 | 0 | 0 | 0 | 0 | 0 | 0.08148 | 0 | 0 | 0 | 0 | 0.78937 | 0 | 0 | 0
11 | 329 | 5 | 48.92 | 0.87099 | 67.0158 | 0 | 0.50426 | -0.02351 | 0 | 69.066 | 68.7778 | 68.7778 | -0.0035401 | -0.007846 | -0.00095411 | 0 | 0 | 0 | 0 | -0.00052178 | -0.0054311 | -0.0032928 | -7.9263e-05 | -0.0027989 | -0.001113 | 0.0020667 | 0.00043418 | 0 | 0 | 0 | 0 | 0 | 0 | 0 | 0 | 0 | 0 | 0 | 0.081622 | 0 | 0 | 0 | 0 | 0.78937 | 0 | 0 | 0
11 | 329 | 6 | 47.84 | 0.97931 | 67.0158 | 0 | 0.59325 | -0.023243 | 0 | 68.7778 | 68.493 | 68.493 | -0.0036792 | -0.0081544 | -0.00099162 | 0 | 0 | 0 | 0 | -0.00054259 | -0.0056446 | -0.0034223 | -8.2378e-05 | -0.0029089 | -0.0012694 | 0.0034529 | 0.00072422 | 0 | 0 | 0 | 0 | 0 | 0 | 0 | 0 | 0 | 0 | 0 | 0.09127 | 0 | 0 | 0 | 0 | 0.88804 | 0 | 0 | 0
11 | 329 | 7 | 45.86 | 1.6546 | 67.0158 | 0 | 4.4494 | -0.02484 | 0 | 68.493 | 68.1886 | 68.1886 | -0.0039771 | -0.0088146 | -0.0010719 | 0 | 0 | 0 | 0 | -0.00058997 | -0.0061016 | -0.0037004 | -8.9048e-05 | -0.0031444 | -0.0016898 | 0.0043383 | 0.00091055 | 0 | 0 | 0 | 0 | 0 | 0 | 0 | 0 | 0 | 0 | 0 | 0.50342 | 0 | 0 | 0 | 0 | 1.1512 | 0 | 0 | 0
11 | 329 | 8 | 50 | 1.852 | 67.0158 | 0 | 4.4494 | -0.012984 | 0 | 68.1886 | 68.0294 | 68.0294 | -0.0031961 | -0.0070837 | -0.00086141 | 0 | 0 | 0.0035347 | 0.00035569 | -0.0004734 | -0.00678 | -0.0032385 | -7.1562e-05 | -0.002527 | -0.0013193 | 0.0086767 | 0.0018211 | 0 | 0 | 0 | 0 | 0 | 0 | 0 | 0 | 0 | 0 | 0 | 0.50349 | 0 | 0 | 0 | 0 | 1.3485 | 0 | 0 | 0
11 | 329 | 9 | 53.96 | 1.8215 | 67.0158 | 0 | 3.8561 | 0.0024324 | 0 | 68.0294 | 68.0593 | 68.0593 | -0.0024723 | -0.0054794 | -0.00066633 | 0 | 0 | 0.0099416 | 0.0018739 | -0.00036302 | -0.0021918 | -0.00060546 | -5.5355e-05 | -0.0019547 | -0.00065704 | 0.0050623 | 0.0010617 | 0 | 0 | 0 | 0 | 0 | 0 | 0 | 0 | 0 | 0 | 0 | 0.4401 | 0 | 0 | 0 | 0 | 1.3814 | 0 | 0 | 0
11 | 329 | 10 | 61.88 | 1.8542 | 67.0158 | 0 | 3.8561 | 0.029885 | 0 | 68.0593 | 68.4255 | 68.4255 | -0.0010858 | -0.0024066 | -0.00029265 | 0 | 0 | 0.023135 | 0.0036058 | -0.00016255 | 0.0034369 | 0.0012432 | -2.4312e-05 | -0.00085849 | -0.00045286 | 0.0030973 | 0.00065039 | 0 | 0 | 0 | 0 | 0 | 0 | 0 | 0 | 0 | 0 | 0 | 0.43992 | 0 | 0 | 0 | 0 | 1.4143 | 0 | 0 | 0
11 | 329 | 11 | 64.94 | 1.8868 | 67.0158 | 0 | 3.8561 | 0.040363 | 0 | 68.4255 | 68.9202 | 68.9202 | -0.00061248 | -0.0013575 | -0.00016507 | 0 | 0 | 0.026173 | 0.0048995 | -9.1978e-05 | 0.0068939 | 0.0016774 | -1.3713e-05 | -0.00048424 | -0.0003034 | 0.0030973 | 0.00065039 | 0 | 0 | 0 | 0 | 0 | 0 | 0 | 0 | 0 | 0 | 0 | 0.43968 | 0 | 0 | 0 | 0 | 1.4472 | 0 | 0 | 0
11 | 329 | 12 | 69.98 | 1.7661 | 67.0158 | 0 | 2.729 | 0.049935 | 0 | 68.9202 | 69.5321 | 69.5321 | 0.00018624 | 0.00041277 | 5.0194e-05 | 0 | 0 | 0.027096 | 0.005516 | 2.7868e-05 | 0.0095108 | 0.0019182 | 4.1699e-06 | 0.00014725 | 6.7455e-05 | 0.0041315 | 0.0008666 | 0 | 0 | 0 | 0 | 0 | 0 | 0 | 0 | 0 | 0 | 0 | 0.31895 | 0 | 0 | 0 | 0 | 1.4472 | 0 | 0 | 0
11 | 329 | 13 | 72.68 | 1.7329 | 67.0158 | 0 | 2.729 | 0.049442 | 0 | 69.5321 | 70.138 | 70.138 | 0.00055315 | 0.001226 | 0.00014908 | 0 | 0 | 0.025461 | 0.0051397 | 8.2624e-05 | 0.0098917 | 0.0025402 | 1.2385e-05 | 0.00043734 | 0.00020163 | 0.0030973 | 0.00065039 | 0 | 0 | 0 | 0 | 0 | 0 | 0 | 0 | 0 | 0 | 0 | 0.31865 | 0 | 0 | 0 | 0 | 1.4143 | 0 | 0 | 0
11 | 329 | 14 | 74.3 | 1.6427 | 67.0158 | 0 | 2.195 | 0.047351 | 0 | 70.138 | 70.7183 | 70.7183 | 0.00073135 | 0.0016209 | 0.00019711 | 0 | 0 | 0.02358 | 0.0043941 | 0.00010914 | 0.0095012 | 0.0032296 | 1.6375e-05 | 0.00057823 | 0.00026739 | 0.0025838 | 0.00054141 | 0 | 0 | 0 | 0 | 0 | 0 | 0 | 0 | 0 | 0 | 0 | 0.26132 | 0 | 0 | 0 | 0 | 1.3814 | 0 | 0 | 0
11 | 329 | 15 | 75.92 | 1.6096 | 67.0158 | 0 | 2.195 | 0.039731 | 0 | 70.7183 | 71.2052 | 71.2052 | 0.00091405 | 0.0020258 | 0.00024635 | 0 | 0 | 0.018507 | 0.0030059 | 0.00013629 | 0.0074158 | 0.0031605 | 2.0466e-05 | 0.00072267 | 0.0003268 | 0.0026854 | 0.00056426 | 0 | 0 | 0 | 0 | 0 | 0 | 0 | 0 | 0 | 0 | 0 | 0.26108 | 0 | 0 | 0 | 0 | 1.3485 | 0 | 0 | 0
11 | 329 | 16 | 75.92 | 1.6752 | 67.0158 | 0 | 2.195 | 0.023256 | 0 | 71.2052 | 71.4902 | 71.4902 | 0.00082849 | 0.0018362 | 0.00022329 | 0 | 0 | 0.0085515 | 0.0013981 | 0.00012405 | 0.0037885 | 0.0022066 | 1.855e-05 | 0.00065503 | 0.00037569 | 0.0026854 | 0.00056426 | 0 | 0 | 0 | 0 | 0 | 0 | 0 | 0 | 0 | 0 | 0 | 0.26094 | 0 | 0 | 0 | 0 | 1.4143 | 0 | 0 | 0
11 | 329 | 17 | 73.94 | 1.9383 | 67.0158 | 0 | 2.195 | 0.011229 | 0 | 71.4902 | 71.6279 | 71.6279 | 0.00043048 | 0.00095408 | 0.00011602 | 0 | 0 | 0.0035367 | 0.00030916 | 6.4805e-05 | -5.259e-05 | 0.00053162 | 9.6384e-06 | 0.00034035 | 0.00023822 | 0.0039265 | 0.00082442 | 0 | 0 | 0 | 0 | 0 | 0 | 0 | 0 | 0 | 0 | 0 | 0.26088 | 0 | 0 | 0 | 0 | 1.6774 | 0 | 0 | 0
11 | 329 | 18 | 70.88 | 2.5307 | 67.0158 | 0 | 3.7375 | 0.0020762 | 0 | 71.6279 | 71.6533 | 71.6533 | -0.00013141 | -0.00029126 | -3.5418e-05 | 0 | 0 | 7.9283e-05 | 1.7703e-05 | -1.9598e-05 | -0.0010113 | -0.00061953 | -2.9424e-06 | -0.0001039 | -4.0393e-05 | 0.0042349 | 0.00088946 | 0 | 0 | 0 | 0 | 0 | 0 | 0 | 0 | 0 | 0 | 0 | 0.42567 | 0 | 0 | 0 | 0 | 2.105 | 0 | 0 | 0
11 | 329 | 19 | 68.9 | 2.4978 | 67.0158 | 0 | 3.7375 | 0.0010163 | 0 | 71.6533 | 71.6658 | 71.6658 | -0.00048381 | -0.0010723 | -0.0001304 | 0 | 0 | 0 | 0 | -7.2309e-05 | -0.00074225 | -0.00045028 | -1.0833e-05 | -0.00038252 | -0.00018416 | 0.0045452 | 0.0009545 | 0 | 0 | 0 | 0 | 0 | 0 | 0 | 0 | 0 | 0 | 0 | 0.42567 | 0 | 0 | 0 | 0 | 2.0721 | 0 | 0 | 0
11 | 329 | 20 | 65.84 | 2.3662 | 67.0158 | 0 | 3.7375 | -0.00032269 | 0 | 71.6658 | 71.6618 | 71.6618 | -0.0010237 | -0.0022689 | -0.00027591 | 0 | 0 | 0 | 0 | -0.00015274 | -0.0015705 | -0.00095273 | -2.2921e-05 | -0.00080938 | -0.00037303 | 0.0071272 | 0.0014959 | 0 | 0 | 0 | 0 | 0 | 0 | 0 | 0 | 0 | 0 | 0 | 0.42567 | 0 | 0 | 0 | 0 | 1.9405 | 0 | 0 | 0
11 | 329 | 21 | 64.94 | 2.2675 | 67.0158 | 0 | 3.7375 | -0.0017406 | 0 | 71.6618 | 71.6405 | 71.6405 | -0.0011812 | -0.0026179 | -0.00031834 | 0 | 0 | 0 | 0 | -0.00017786 | -0.0018121 | -0.0010997 | -2.6446e-05 | -0.00093387 | -0.00070044 | 0.0071272 | 0.0014959 | 0 | 0 | 0 | 0 | 0 | 0 | 0 | 0 | 0 | 0 | 0 | 0.42568 | 0 | 0 | 0 | 0 | 1.8419 | 0 | 0 | 0
11 | 329 | 22 | 62.96 | 2.0928 | 67.0158 | 0 | 3.0256 | -0.0035722 | 0 | 71.6405 | 71.5967 | 71.5967 | -0.0015253 | -0.0033807 | -0.00041111 | 0 | 0 | 0 | 0 | -0.00022639 | -0.0023401 | -0.0014192 | -3.4153e-05 | -0.001206 | -0.00047026 | 0.0074411 | 0.0015609 | 0 | 0 | 0 | 0 | 0 | 0 | 0 | 0 | 0 | 0 | 0 | 0.34964 | 0 | 0 | 0 | 0 | 1.7432 | 0 | 0 | 0
11 | 329 | 23 | 60.98 | 1.8297 | 67.0158 | 0 | 3.0256 | -0.0060701 | 0 | 71.5967 | 71.5223 | 71.5223 | -0.0018656 | -0.0041347 | -0.00050281 | 0 | 0 | 0 | 0 | -0.00027697 | -0.0028621 | -0.0017358 | -4.1771e-05 | -0.001475 | -0.00061632 | 0.0074411 | 0.0015609 | 0 | 0 | 0 | 0 | 0 | 0 | 0 | 0 | 0 | 0 | 0 | 0.34967 | 0 | 0 | 0 | 0 | 1.4801 | 0 | 0 | 0
11 | 329 | 24 | 59.9 | 1.2973 | 67.0158 | 0 | 0.50426 | -0.0079389 | 0 | 71.5223 | 71.425 | 71.425 | -0.0020423 | -0.0045264 | -0.00055043 | 0 | 0 | 0 | 0 | -0.00030138 | -0.0031332 | -0.0018997 | -4.5727e-05 | -0.0016147 | -0.00054031 | 0.0067153 | 0.0014098 | 0 | 0 | 0 | 0 | 0 | 0 | 0 | 0 | 0 | 0 | 0 | 0.080319 | 0 | 0 | 0 | 0 | 1.2169 | 0 | 0 | 0
11 | 330 | 1 | 59 | 1.0016 | 66.8069 | 0 | 0.50509 | -0.014077 | 0 | 71.425 | 71.2525 | 71.2525 | -0.0021833 | -0.004839 | -0.00058845 | 0 | 0 | 0 | 0 | -0.00032645 | -0.0033496 | -0.0020321 | -4.8885e-05 | -0.0017262 | -0.0010497 | 0.0020667 | 0.00043418 | 0 | 0 | 0 | 0 | 0 | 0 | 0 | 0 | 0 | 0 | 0 | 0.080686 | 0 | 0 | 0 | 0 | 0.92093 | 0 | 0 | 0
11 | 330 | 2 | 56.84 | 0.93593 | 66.8069 | 0 | 0.50509 | -0.01671 | 0 | 71.2525 | 71.0477 | 71.0477 | -0.0025326 | -0.005613 | -0.00068258 | 0 | 0 | 0 | 0 | -0.0003789 | -0.0038854 | -0.0023573 | -5.6705e-05 | -0.0020023 | -0.0012673 | 0.0020667 | 0.00043418 | 0 | 0 | 0 | 0 | 0 | 0 | 0 | 0 | 0 | 0 | 0 | 0.080787 | 0 | 0 | 0 | 0 | 0.85515 | 0 | 0 | 0
11 | 330 | 3 | 56.84 | 0.90314 | 66.8069 | 0 | 0.50509 | -0.016437 | 0 | 71.0477 | 70.8463 | 70.8463 | -0.0024966 | -0.0055333 | -0.00067288 | 0 | 0 | 0 | 0 | -0.00037317 | -0.0038302 | -0.0023237 | -5.5899e-05 | -0.0019739 | -0.0012443 | 0.0020667 | 0.00043418 | 0 | 0 | 0 | 0 | 0 | 0 | 0 | 0 | 0 | 0 | 0 | 0.080886 | 0 | 0 | 0 | 0 | 0.82226 | 0 | 0 | 0
11 | 330 | 4 | 55.94 | 0.87036 | 66.8069 | 0 | 0.50509 | -0.017492 | 0 | 70.8463 | 70.6319 | 70.6319 | -0.0026194 | -0.0058054 | -0.00070596 | 0 | 0 | 0 | 0 | -0.00039262 | -0.0040185 | -0.0024382 | -5.8648e-05 | -0.0020709 | -0.0014488 | 0.0020667 | 0.00043418 | 0 | 0 | 0 | 0 | 0 | 0 | 0 | 0 | 0 | 0 | 0 | 0.080992 | 0 | 0 | 0 | 0 | 0.78937 | 0 | 0 | 0
11 | 330 | 5 | 55.94 | 0.87046 | 66.8069 | 0 | 0.50509 | -0.01685 | 0 | 70.6319 | 70.4254 | 70.4254 | -0.0025817 | -0.0057219 | -0.00069581 | 0 | 0 | 0 | 0 | -0.00038397 | -0.0039607 | -0.0024023 | -5.7804e-05 | -0.0020412 | -0.0010715 | 0.0020667 | 0.00043418 | 0 | 0 | 0 | 0 | 0 | 0 | 0 | 0 | 0 | 0 | 0 | 0.081094 | 0 | 0 | 0 | 0 | 0.78937 | 0 | 0 | 0
11 | 330 | 6 | 54.86 | 0.97879 | 66.8069 | 0 | 0.59422 | -0.016987 | 0 | 70.4254 | 70.2172 | 70.2172 | -0.0027352 | -0.0060621 | -0.00073718 | 0 | 0 | 0 | 0 | -0.00041005 | -0.0041962 | -0.0025461 | -6.1241e-05 | -0.0021625 | -0.0015298 | 0.0034529 | 0.00072422 | 0 | 0 | 0 | 0 | 0 | 0 | 0 | 0 | 0 | 0 | 0 | 0.090754 | 0 | 0 | 0 | 0 | 0.88804 | 0 | 0 | 0
11 | 330 | 7 | 55.22 | 1.6562 | 66.8069 | 0 | 4.4567 | -0.015502 | 0 | 70.2172 | 70.0272 | 70.0272 | -0.0026353 | -0.0058408 | -0.00071027 | 0 | 0 | 0 | 0 | -0.00039595 | -0.0040431 | -0.0024534 | -5.9005e-05 | -0.0020836 | -0.0016188 | 0.0043383 | 0.00091055 | 0 | 0 | 0 | 0 | 0 | 0 | 0 | 0 | 0 | 0 | 0 | 0.50502 | 0 | 0 | 0 | 0 | 1.1512 | 0 | 0 | 0
11 | 330 | 8 | 56.84 | 1.8536 | 66.8069 | 0 | 4.4567 | -0.0075365 | 0 | 70.0272 | 69.9349 | 69.9349 | -0.0023173 | -0.0051359 | -0.00062455 | 0 | 0 | 0.0012367 | 0.00027169 | -0.00034878 | -0.0035966 | -0.0023062 | -5.1884e-05 | -0.0018321 | -0.0015083 | 0.0086767 | 0.0018211 | 0 | 0 | 0 | 0 | 0 | 0 | 0 | 0 | 0 | 0 | 0 | 0.50507 | 0 | 0 | 0 | 0 | 1.3485 | 0 | 0 | 0
11 | 330 | 9 | 59.9 | 1.8227 | 66.8069 | 0 | 3.8625 | 0.0037002 | 0 | 69.9349 | 69.9802 | 69.9802 | -0.0017633 | -0.0039082 | -0.00047525 | 0 | 0 | 0.0078522 | 0.0015672 | -0.00026604 | -0.0011176 | -0.00062052 | -3.9481e-05 | -0.0013942 | -0.0011969 | 0.0050623 | 0.0010617 | 0 | 0 | 0 | 0 | 0 | 0 | 0 | 0 | 0 | 0 | 0 | 0.44133 | 0 | 0 | 0 | 0 | 1.3814 | 0 | 0 | 0
11 | 330 | 10 | 64.94 | 1.8556 | 66.8069 | 0 | 3.8625 | 0.005365 | 0 | 69.9802 | 70.046 | 70.046 | -0.00088568 | -0.001963 | -0.00023871 | 0 | 0 | 0.0050913 | 0.0010796 | -0.00013374 | 0.00023518 | -0.00028515 | -1.983e-05 | -0.00070024 | -0.00056251 | 0.0030973 | 0.00065039 | 0 | 0 | 0 | 0 | 0 | 0 | 0 | 0 | 0 | 0 | 0 | 0.44129 | 0 | 0 | 0 | 0 | 1.4143 | 0 | 0 | 0
11 | 330 | 11 | 68 | 1.8882 | 66.8069 | 0 | 3.8625 | 0.037429 | 0 | 70.046 | 70.5047 | 70.5047 | -0.00035952 | -0.00079682 | -9.6898e-05 | 0 | 0 | 0.022593 | 0.0042948 | -5.4719e-05 | 0.0067714 | 0.0019294 | -8.0497e-06 | -0.00028425 | -0.00030742 | 0.0030973 | 0.00065039 | 0 | 0 | 0 | 0 | 0 | 0 | 0 | 0 | 0 | 0 | 0 | 0.44107 | 0 | 0 | 0 | 0 | 1.4472 | 0 | 0 | 0
11 | 330 | 12 | 71.96 | 1.7669 | 66.8069 | 0 | 2.7334 | 0.037994 | 0 | 70.5047 | 70.9703 | 70.9703 | 0.00025573 | 0.00056679 | 6.8924e-05 | 0 | 0 | 0.018927 | 0.0039259 | 3.878e-05 | 0.0070458 | 0.0017739 | 5.7259e-06 | 0.00020219 | 0.00018532 | 0.0041315 | 0.0008666 | 0 | 0 | 0 | 0 | 0 | 0 | 0 | 0 | 0 | 0 | 0 | 0.31978 | 0 | 0 | 0 | 0 | 1.4472 | 0 | 0 | 0
11 | 330 | 13 | 74.84 | 1.7338 | 66.8069 | 0 | 2.7334 | 0.039166 | 0 | 70.9703 | 71.4503 | 71.4503 | 0.00067999 | 0.0015071 | 0.00018327 | 0 | 0 | 0.016802 | 0.0037037 | 0.00010331 | 0.0081884 | 0.0031497 | 1.5225e-05 | 0.00053762 | 0.00054834 | 0.0030973 | 0.00065039 | 0 | 0 | 0 | 0 | 0 | 0 | 0 | 0 | 0 | 0 | 0 | 0.31954 | 0 | 0 | 0 | 0 | 1.4143 | 0 | 0 | 0
11 | 330 | 14 | 75.92 | 1.6434 | 66.8069 | 0 | 2.1986 | 0.023709 | 0 | 71.4503 | 71.7409 | 71.7409 | 0.00078542 | 0.0017408 | 0.00021169 | 0 | 0 | 0.0089848 | 0.0020031 | 0.00011928 | 0.0040132 | 0.00145 | 1.7586e-05 | 0.00062098 | 0.00063709 | 0.0025838 | 0.00054141 | 0 | 0 | 0 | 0 | 0 | 0 | 0 | 0 | 0 | 0 | 0 | 0.26205 | 0 | 0 | 0 | 0 | 1.3814 | 0 | 0 | 0
11 | 330 | 15 | 75.92 | 1.6104 | 66.8069 | 0 | 2.1986 | 0.018042 | 0 | 71.7409 | 71.962 | 71.962 | 0.00073437 | 0.0016276 | 0.00019792 | 0 | 0 | 0.0059462 | 0.0013277 | 0.0001115 | 0.0027484 | 0.00090714 | 1.6443e-05 | 0.00058061 | 0.00059399 | 0.0026854 | 0.00056426 | 0 | 0 | 0 | 0 | 0 | 0 | 0 | 0 | 0 | 0 | 0 | 0.26194 | 0 | 0 | 0 | 0 | 1.3485 | 0 | 0 | 0
11 | 330 | 16 | 75.92 | 1.6761 | 66.8069 | 0 | 2.1986 | 0.018799 | 0 | 71.962 | 72.1923 | 72.1923 | 0.00069551 | 0.0015415 | 0.00018745 | 0 | 0 | 0.0062633 | 0.0013884 | 0.00010538 | 0.0030841 | 0.0011998 | 1.5573e-05 | 0.0005499 | 0.00051846 | 0.0026854 | 0.00056426 | 0 | 0 | 0 | 0 | 0 | 0 | 0 | 0 | 0 | 0 | 0 | 0.26183 | 0 | 0 | 0 | 0 | 1.4143 | 0 | 0 | 0
11 | 330 | 17 | 74.84 | 1.9392 | 66.8069 | 0 | 2.1986 | 0.0099327 | 0 | 72.1923 | 72.3141 | 72.3141 | 0.00046525 | 0.0010311 | 0.00012539 | 0 | 0 | 0.0017839 | 0.00039831 | 7.0489e-05 | 0.00050581 | 8.1481e-05 | 1.0417e-05 | 0.00036784 | 0.00034177 | 0.0039265 | 0.00082442 | 0 | 0 | 0 | 0 | 0 | 0 | 0 | 0 | 0 | 0 | 0 | 0.26177 | 0 | 0 | 0 | 0 | 1.6774 | 0 | 0 | 0
11 | 330 | 18 | 73.94 | 2.5324 | 66.8069 | 0 | 3.7436 | 0.0051637 | 0 | 72.3141 | 72.3773 | 72.3773 | 0.00028571 | 0.00063323 | 7.7004e-05 | 0 | 0 | 7.9283e-05 | 1.7703e-05 | 4.3098e-05 | -0.00093403 | -0.00056769 | 6.3971e-06 | 0.00022589 | 0.00017271 | 0.0042349 | 0.00088946 | 0 | 0 | 0 | 0 | 0 | 0 | 0 | 0 | 0 | 0 | 0 | 0.42742 | 0 | 0 | 0 | 0 | 2.105 | 0 | 0 | 0
11 | 330 | 19 | 72.86 | 2.4995 | 66.8069 | 0 | 3.7436 | 0.0061524 | 0 | 72.3773 | 72.4527 | 72.4527 | 8.4812e-05 | 0.00018797 | 2.2858e-05 | 0 | 0 | 0 | 0 | 1.2878e-05 | 0.00013012 | 7.8994e-05 | 1.899e-06 | 6.7055e-05 | 6.6098e-05 | 0.0045452 | 0.0009545 | 0 | 0 | 0 | 0 | 0 | 0 | 0 | 0 | 0 | 0 | 0 | 0.42738 | 0 | 0 | 0 | 0 | 2.0721 | 0 | 0 | 0
11 | 330 | 20 | 71.96 | 2.3679 | 66.8069 | 0 | 3.7436 | 0.0064608 | 0 | 72.4527 | 72.5319 | 72.5319 | -8.6586e-05 | -0.0001919 | -2.3337e-05 | 0 | 0 | 0 | 0 | -1.3147e-05 | -0.00013284 | -8.0645e-05 | -1.9387e-06 | -6.8458e-05 | -6.7487e-05 | 0.0071272 | 0.0014959 | 0 | 0 | 0 | 0 | 0 | 0 | 0 | 0 | 0 | 0 | 0 | 0.42734 | 0 | 0 | 0 | 0 | 1.9405 | 0 | 0 | 0
11 | 330 | 21 | 70.88 | 2.2692 | 66.8069 | 0 | 3.7436 | 0.0048906 | 0 | 72.5319 | 72.5919 | 72.5919 | -0.00029028 | -0.00064335 | -7.8235e-05 | 0 | 0 | 0 | 0 | -4.4079e-05 | -0.00044534 | -0.00027036 | -6.4994e-06 | -0.0002295 | -0.00022895 | 0.0071272 | 0.0014959 | 0 | 0 | 0 | 0 | 0 | 0 | 0 | 0 | 0 | 0 | 0 | 0.42731 | 0 | 0 | 0 | 0 | 1.8419 | 0 | 0 | 0
11 | 330 | 22 | 69.98 | 2.094 | 66.8069 | 0 | 3.0305 | 0.0039012 | 0 | 72.5919 | 72.6397 | 72.6397 | -0.00045896 | -0.0010172 | -0.0001237 | 0 | 0 | 0 | 0 | -6.9693e-05 | -0.00070412 | -0.00042747 | -1.0276e-05 | -0.00036287 | -0.00036552 | 0.0074411 | 0.0015609 | 0 | 0 | 0 | 0 | 0 | 0 | 0 | 0 | 0 | 0 | 0 | 0.35082 | 0 | 0 | 0 | 0 | 1.7432 | 0 | 0 | 0
11 | 330 | 23 | 68.9 | 1.8309 | 66.8069 | 0 | 3.0305 | 0.0023668 | 0 | 72.6397 | 72.6687 | 72.6687 | -0.00065714 | -0.0014564 | -0.00017711 | 0 | 0 | 0 | 0 | -9.9795e-05 | -0.0010082 | -0.00061206 | -1.4713e-05 | -0.00051956 | -0.00052924 | 0.0074411 | 0.0015609 | 0 | 0 | 0 | 0 | 0 | 0 | 0 | 0 | 0 | 0 | 0 | 0.35081 | 0 | 0 | 0 | 0 | 1.4801 | 0 | 0 | 0
11 | 330 | 24 | 66.92 | 1.2969 | 66.8069 | 0 | 0.50509 | -0.00091807 | 0 | 72.6687 | 72.6574 | 72.6574 | -0.0010102 | -0.0022389 | -0.00027226 | 0 | 0 | 0 | 0 | -0.00015248 | -0.0015498 | -0.00094061 | -2.2618e-05 | -0.00079867 | -0.00064791 | 0.0067153 | 0.0014098 | 0 | 0 | 0 | 0 | 0 | 0 | 0 | 0 | 0 | 0 | 0 | 0.079994 | 0 | 0 | 0 | 0 | 1.2169 | 0 | 0 | 0
11 | 331 | 1 | 65.84 | 1.0012 | 66.6 | 0 | 0.5059 | -0.0071394 | 0 | 72.6574 | 72.5699 | 72.5699 | -0.001198 | -0.0026551 | -0.00032287 | 0 | 0 | 0 | 0 | -0.00018157 | -0.0018379 | -0.0011157 | -2.6823e-05 | -0.00094715 | -0.000921 | 0.0020667 | 0.00043418 | 0 | 0 | 0 | 0 | 0 | 0 | 0 | 0 | 0 | 0 | 0 | 0.080318 | 0 | 0 | 0 | 0 | 0.92093 | 0 | 0 | 0
11 | 331 | 2 | 64.94 | 0.93551 | 66.6 | 0 | 0.5059 | -0.0080103 | 0 | 72.5699 | 72.4718 | 72.4718 | -0.0013407 | -0.0029715 | -0.00036135 | 0 | 0 | 0 | 0 | -0.00020189 | -0.0020569 | -0.0012483 | -3.0019e-05 | -0.00106 | -0.00080616 | 0.0020667 | 0.00043418 | 0 | 0 | 0 | 0 | 0 | 0 | 0 | 0 | 0 | 0 | 0 | 0.080366 | 0 | 0 | 0 | 0 | 0.85515 | 0 | 0 | 0
11 | 331 | 3 | 64.94 | 0.90267 | 66.6 | 0 | 0.5059 | -0.0076535 | 0 | 72.4718 | 72.378 | 72.378 | -0.0013235 | -0.0029333 | -0.0003567 | 0 | 0 | 0 | 0 | -0.00019771 | -0.0020305 | -0.0012318 | -2.9633e-05 | -0.0010464 | -0.00057062 | 0.0020667 | 0.00043418 | 0 | 0 | 0 | 0 | 0 | 0 | 0 | 0 | 0 | 0 | 0 | 0.080412 | 0 | 0 | 0 | 0 | 0.82226 | 0 | 0 | 0
11 | 331 | 4 | 63.86 | 0.86983 | 66.6 | 0 | 0.5059 | -0.0089416 | 0 | 72.378 | 72.2684 | 72.2684 | -0.0014968 | -0.0033174 | -0.00040341 | 0 | 0 | 0 | 0 | -0.00022373 | -0.0022963 | -0.0013931 | -3.3513e-05 | -0.0011834 | -0.00066056 | 0.0020667 | 0.00043418 | 0 | 0 | 0 | 0 | 0 | 0 | 0 | 0 | 0 | 0 | 0 | 0.080466 | 0 | 0 | 0 | 0 | 0.78937 | 0 | 0 | 0
11 | 331 | 5 | 61.88 | 0.8699 | 66.6 | 0 | 0.5059 | -0.011307 | 0 | 72.2684 | 72.1298 | 72.1298 | -0.0018255 | -0.0040458 | -0.00049199 | 0 | 0 | 0 | 0 | -0.00027234 | -0.0028006 | -0.0016989 | -4.0872e-05 | -0.0014433 | -0.0007545 | 0.0020667 | 0.00043418 | 0 | 0 | 0 | 0 | 0 | 0 | 0 | 0 | 0 | 0 | 0 | 0.080534 | 0 | 0 | 0 | 0 | 0.78937 | 0 | 0 | 0
11 | 331 | 6 | 60.98 | 0.97824 | 66.6 | 0 | 0.59518 | -0.010917 | 0 | 72.1298 | 71.996 | 71.996 | -0.0019593 | -0.0043424 | -0.00052806 | 0 | 0 | 0 | 0 | -0.00029218 | -0.0030058 | -0.0018234 | -4.3868e-05 | -0.0015491 | -0.00082542 | 0.0034529 | 0.00072422 | 0 | 0 | 0 | 0 | 0 | 0 | 0 | 0 | 0 | 0 | 0 | 0.090208 | 0 | 0 | 0 | 0 | 0.88804 | 0 | 0 | 0
11 | 331 | 7 | 59 | 1.6578 | 66.6 | 0 | 4.4639 | -0.012086 | 0 | 71.996 | 71.8479 | 71.8479 | -0.0022837 | -0.0050614 | -0.00061549 | 0 | 0 | 0 | 0 | -0.00033731 | -0.0035036 | -0.0021244 | -5.1132e-05 | -0.0018056 | -0.0006415 | 0.0043383 | 0.00091055 | 0 | 0 | 0 | 0 | 0 | 0 | 0 | 0 | 0 | 0 | 0 | 0.50661 | 0 | 0 | 0 | 0 | 1.1512 | 0 | 0 | 0
11 | 331 | 8 | 59 | 1.8551 | 66.6 | 0 | 4.4639 | -0.0057381 | 0 | 71.8479 | 71.7776 | 71.7776 | -0.0022577 | -0.0050037 | -0.00060848 | 0 | 0 | 0.0017162 | 0.00035587 | -0.00033489 | -0.0034523 | -0.0021922 | -5.0549e-05 | -0.001785 | -0.00080206 | 0.0086767 | 0.0018211 | 0 | 0 | 0 | 0 | 0 | 0 | 0 | 0 | 0 | 0 | 0 | 0.50665 | 0 | 0 | 0 | 0 | 1.3485 | 0 | 0 | 0
11 | 331 | 9 | 60.98 | 1.824 | 66.6 | 0 | 3.8687 | -0.0032233 | 0 | 71.7776 | 71.7381 | 71.7381 | -0.0018974 | -0.0042052 | -0.00051137 | 0 | 0 | 0.0037268 | 0.00081558 | -0.00028401 | -0.0019661 | -0.0014464 | -4.2482e-05 | -0.0015001 | -0.00097496 | 0.0050623 | 0.0010617 | 0 | 0 | 0 | 0 | 0 | 0 | 0 | 0 | 0 | 0 | 0 | 0.44261 | 0 | 0 | 0 | 0 | 1.3814 | 0 | 0 | 0
11 | 331 | 10 | 57.92 | 1.8569 | 66.6 | 0 | 3.8687 | -0.0057402 | 0 | 71.7381 | 71.6678 | 71.6678 | -0.0024281 | -0.0053816 | -0.00065443 | 0 | 0 | 0.0067001 | 0.001391 | -0.00036601 | -0.0024797 | -0.0020507 | -5.4366e-05 | -0.0019198 | -0.0015939 | 0.0030973 | 0.00065039 | 0 | 0 | 0 | 0 | 0 | 0 | 0 | 0 | 0 | 0 | 0 | 0.44265 | 0 | 0 | 0 | 0 | 1.4143 | 0 | 0 | 0
11 | 331 | 11 | 56.84 | 1.8898 | 66.6 | 0 | 3.8687 | -0.003245 | 0 | 71.6678 | 71.628 | 71.628 | -0.0026056 | -0.0057748 | -0.00070224 | 0 | 0 | 0.0087929 | 0.0019178 | -0.00039423 | -0.0015861 | -0.0018516 | -5.8339e-05 | -0.00206 | -0.00202 | 0.0030973 | 0.00065039 | 0 | 0 | 0 | 0 | 0 | 0 | 0 | 0 | 0 | 0 | 0 | 0.44267 | 0 | 0 | 0 | 0 | 1.4472 | 0 | 0 | 0
11 | 331 | 12 | 59.9 | 1.7681 | 66.6 | 0 | 2.7378 | 0.015211 | 0 | 71.628 | 71.8144 | 71.8144 | -0.0020609 | -0.0045675 | -0.00055544 | 0 | 0 | 0.015239 | 0.0033668 | -0.0003102 | 0.0023617 | -0.00027095 | -4.6143e-05 | -0.0016294 | -0.0013149 | 0.0041315 | 0.0008666 | 0 | 0 | 0 | 0 | 0 | 0 | 0 | 0 | 0 | 0 | 0 | 0.32088 | 0 | 0 | 0 | 0 | 1.4472 | 0 | 0 | 0
11 | 331 | 13 | 59 | 1.7351 | 66.6 | 0 | 2.7378 | 0.0056455 | 0 | 71.8144 | 71.8836 | 71.8836 | -0.0022518 | -0.0049907 | -0.00060689 | 0 | 0 | 0.010686 | 0.0023316 | -0.00033745 | 0.00079281 | -0.00069421 | -5.0417e-05 | -0.0017803 | -0.0012008 | 0.0030973 | 0.00065039 | 0 | 0 | 0 | 0 | 0 | 0 | 0 | 0 | 0 | 0 | 0 | 0.32085 | 0 | 0 | 0 | 0 | 1.4143 | 0 | 0 | 0
11 | 331 | 14 | 59 | 1.6445 | 66.6 | 0 | 2.2022 | 0.011222 | 0 | 71.8836 | 72.0211 | 72.0211 | -0.0022639 | -0.0050176 | -0.00061017 | 0 | 0 | 0.014302 | 0.0031263 | -0.00033917 | 0.0021507 | -0.00020212 | -5.0689e-05 | -0.0017899 | -0.0012088 | 0.0025838 | 0.00054141 | 0 | 0 | 0 | 0 | 0 | 0 | 0 | 0 | 0 | 0 | 0 | 0.26313 | 0 | 0 | 0 | 0 | 1.3814 | 0 | 0 | 0
11 | 331 | 15 | 57.92 | 1.6117 | 66.6 | 0 | 2.2022 | -0.0041564 | 0 | 72.0211 | 71.9702 | 71.9702 | -0.0024779 | -0.0054918 | -0.00066783 | 0 | 0 | 0.0075131 | 0.0016448 | -0.00037491 | -0.001406 | -0.0016603 | -5.548e-05 | -0.0019591 | -0.0019064 | 0.0026854 | 0.00056426 | 0 | 0 | 0 | 0 | 0 | 0 | 0 | 0 | 0 | 0 | 0 | 0.26316 | 0 | 0 | 0 | 0 | 1.3485 | 0 | 0 | 0
11 | 331 | 16 | 57.92 | 1.6774 | 66.6 | 0 | 2.2022 | -0.0016424 | 0 | 71.9702 | 71.95 | 71.95 | -0.0024689 | -0.0054719 | -0.00066542 | 0 | 0 | 0.0080438 | 0.0017548 | -0.00037179 | -0.00042414 | -0.0010913 | -5.5279e-05 | -0.001952 | -0.0016257 | 0.0026854 | 0.00056426 | 0 | 0 | 0 | 0 | 0 | 0 | 0 | 0 | 0 | 0 | 0 | 0.26317 | 0 | 0 | 0 | 0 | 1.4143 | 0 | 0 | 0
11 | 331 | 17 | 55.94 | 1.9407 | 66.6 | 0 | 2.2022 | -0.014425 | 0 | 71.95 | 71.7732 | 71.7732 | -0.0028133 | -0.0062352 | -0.00075824 | 0 | 0 | 0.0028413 | 0.00056466 | -0.00042188 | -0.0046532 | -0.0030036 | -6.299e-05 | -0.0022243 | -0.0015852 | 0.0039265 | 0.00082442 | 0 | 0 | 0 | 0 | 0 | 0 | 0 | 0 | 0 | 0 | 0 | 0.26325 | 0 | 0 | 0 | 0 | 1.6774 | 0 | 0 | 0
11 | 331 | 18 | 53.96 | 2.5349 | 66.6 | 0 | 3.7496 | -0.021249 | 0 | 71.7732 | 71.5128 | 71.5128 | -0.0031302 | -0.0069375 | -0.00084364 | 0 | 0 | 0.00015913 | 3.4953e-05 | -0.00046506 | -0.0065315 | -0.0039453 | -7.0085e-05 | -0.0024748 | -0.0012797 | 0.0042349 | 0.00088946 | 0 | 0 | 0 | 0 | 0 | 0 | 0 | 0 | 0 | 0 | 0 | 0.42991 | 0 | 0 | 0 | 0 | 2.105 | 0 | 0 | 0
11 | 331 | 19 | 51.98 | 2.5021 | 66.6 | 0 | 3.7496 | -0.020919 | 0 | 71.5128 | 71.2565 | 71.2565 | -0.0034323 | -0.0076072 | -0.00092508 | 0 | 0 | 0 | 0 | -0.00051252 | -0.0052658 | -0.0031941 | -7.685e-05 | -0.0027137 | -0.0017362 | 0.0045452 | 0.0009545 | 0 | 0 | 0 | 0 | 0 | 0 | 0 | 0 | 0 | 0 | 0 | 0.43004 | 0 | 0 | 0 | 0 | 2.0721 | 0 | 0 | 0
11 | 331 | 20 | 50.9 | 2.3707 | 66.6 | 0 | 3.7496 | -0.020156 | 0 | 71.2565 | 71.0095 | 71.0095 | -0.0035771 | -0.007928 | -0.00096408 | 0 | 0 | 0 | 0 | -0.00053909 | -0.0054878 | -0.0033305 | -8.0091e-05 | -0.0028281 | -0.0025486 | 0.0071272 | 0.0014959 | 0 | 0 | 0 | 0 | 0 | 0 | 0 | 0 | 0 | 0 | 0 | 0.43016 | 0 | 0 | 0 | 0 | 1.9405 | 0 | 0 | 0
11 | 331 | 21 | 48.92 | 2.2721 | 66.6 | 0 | 3.7496 | -0.022739 | 0 | 71.0095 | 70.7308 | 70.7308 | -0.0038816 | -0.0086029 | -0.0010462 | 0 | 0 | 0 | 0 | -0.00058641 | -0.005955 | -0.0036144 | -8.6909e-05 | -0.0030689 | -0.0030242 | 0.0071272 | 0.0014959 | 0 | 0 | 0 | 0 | 0 | 0 | 0 | 0 | 0 | 0 | 0 | 0.43029 | 0 | 0 | 0 | 0 | 1.8419 | 0 | 0 | 0
11 | 331 | 22 | 47.84 | 2.0968 | 66.6 | 0 | 3.0354 | -0.023752 | 0 | 70.7308 | 70.4397 | 70.4397 | -0.0040224 | -0.008915 | -0.0010841 | 0 | 0 | 0 | 0 | -0.00060883 | -0.0061711 | -0.0037459 | -9.0062e-05 | -0.0031802 | -0.0033752 | 0.0074411 | 0.0015609 | 0 | 0 | 0 | 0 | 0 | 0 | 0 | 0 | 0 | 0 | 0 | 0.35358 | 0 | 0 | 0 | 0 | 1.7432 | 0 | 0 | 0
11 | 331 | 23 | 45.86 | 1.8338 | 66.6 | 0 | 3.0354 | -0.025397 | 0 | 70.4397 | 70.1285 | 70.1285 | -0.0043192 | -0.0095727 | -0.0011641 | 0 | 0 | 0 | 0 | -0.00064949 | -0.0066264 | -0.0040211 | -9.6707e-05 | -0.0034149 | -0.0029732 | 0.0074411 | 0.0015609 | 0 | 0 | 0 | 0 | 0 | 0 | 0 | 0 | 0 | 0 | 0 | 0.35373 | 0 | 0 | 0 | 0 | 1.4801 | 0 | 0 | 0
11 | 331 | 24 | 43.88 | 1.2986 | 66.6 | 0 | 0.5059 | -0.028691 | 0 | 70.1285 | 69.7769 | 69.7769 | -0.0046124 | -0.010223 | -0.0012431 | 0 | 0 | 0 | 0 | -0.0006955 | -0.0070762 | -0.0042946 | -0.00010327 | -0.0036467 | -0.0035113 | 0.0067153 | 0.0014098 | 0 | 0 | 0 | 0 | 0 | 0 | 0 | 0 | 0 | 0 | 0 | 0.081693 | 0 | 0 | 0 | 0 | 1.2169 | 0 | 0 | 0
11 | 332 | 1 | 43.88 | 1.0031 | 66.3952 | 0 | 0.5067 | -0.033328 | 0 | 69.7769 | 69.3684 | 69.3684 | -0.0045506 | -0.010086 | -0.0012265 | 0 | 0 | 0 | 0 | -0.0006887 | -0.0069815 | -0.0042378 | -0.00010189 | -0.0035979 | -0.0039238 | 0.0020667 | 0.00043418 | 0 | 0 | 0 | 0 | 0 | 0 | 0 | 0 | 0 | 0 | 0 | 0.082171 | 0 | 0 | 0 | 0 | 0.92093 | 0 | 0 | 0
11 | 332 | 2 | 42.44 | 0.93752 | 66.3952 | 0 | 0.5067 | -0.034049 | 0 | 69.3684 | 68.9511 | 68.9511 | -0.0047319 | -0.010487 | -0.0012753 | 0 | 0 | 0 | 0 | -0.00071184 | -0.0072596 | -0.0044054 | -0.00010595 | -0.0037412 | -0.0033969 | 0.0020667 | 0.00043418 | 0 | 0 | 0 | 0 | 0 | 0 | 0 | 0 | 0 | 0 | 0 | 0.082377 | 0 | 0 | 0 | 0 | 0.85515 | 0 | 0 | 0
11 | 332 | 3 | 41 | 0.90484 | 66.3952 | 0 | 0.5067 | -0.034764 | 0 | 68.9511 | 68.5251 | 68.5251 | -0.0049116 | -0.010886 | -0.0013238 | 0 | 0 | 0 | 0 | -0.00073366 | -0.0075353 | -0.0045713 | -0.00010997 | -0.0038833 | -0.0028758 | 0.0020667 | 0.00043418 | 0 | 0 | 0 | 0 | 0 | 0 | 0 | 0 | 0 | 0 | 0 | 0.082587 | 0 | 0 | 0 | 0 | 0.82226 | 0 | 0 | 0
11 | 332 | 4 | 39.92 | 0.87218 | 66.3952 | 0 | 0.5067 | -0.037405 | 0 | 68.5251 | 68.0667 | 68.0667 | -0.0050265 | -0.01114 | -0.0013547 | 0 | 0 | 0 | 0 | -0.00076263 | -0.0077116 | -0.0046815 | -0.00011254 | -0.0039741 | -0.0047074 | 0.0020667 | 0.00043418 | 0 | 0 | 0 | 0 | 0 | 0 | 0 | 0 | 0 | 0 | 0 | 0.082812 | 0 | 0 | 0 | 0 | 0.78937 | 0 | 0 | 0
11 | 332 | 5 | 38.84 | 0.8724 | 66.3952 | 0 | 0.5067 | -0.036504 | 0 | 68.0667 | 67.6193 | 67.6193 | -0.0051358 | -0.011383 | -0.0013842 | 0 | 0 | 0 | 0 | -0.00076701 | -0.0078791 | -0.0047798 | -0.00011499 | -0.0040605 | -0.003067 | 0.0020667 | 0.00043418 | 0 | 0 | 0 | 0 | 0 | 0 | 0 | 0 | 0 | 0 | 0 | 0.083033 | 0 | 0 | 0 | 0 | 0.78937 | 0 | 0 | 0
11 | 332 | 6 | 37.94 | 6.3195 | 66.3952 | 0 | 0.59612 | -0.036725 | -0.067786 | 67.6193 | 67.1693 | 68 | -0.0052153 | -0.011559 | -0.0014056 | 0 | 0 | 0 | 0 | -0.00078636 | -0.0080012 | -0.0048559 | -0.00011677 | -0.0041234 | -0.0041148 | 0.0034529 | 0.00072422 | 0 | 5.3389 | 0 | 0 | 0 | 0 | 0 | 0 | 0 | 0 | 0 | 0.092501 | 0 | 0 | 0 | 0 | 0.88804 | 0 | 0 | 0
11 | 332 | 7 | 36.86 | 4.6456 | 66.3952 | 0 | 4.4709 | -0.037881 | -0.037881 | 68 | 67.5358 | 68 | -0.005472 | -0.012128 | -0.0014748 | 0 | 0 | 0 | 0 | -0.00082506 | -0.0083949 | -0.0050949 | -0.00012252 | -0.0043263 | -0.0043811 | 0.0043383 | 0.00091055 | 0 | 2.9836 | 0 | 0 | 0 | 0 | 0 | 0 | 0 | 0 | 0 | 0.51092 | 0 | 0 | 0 | 0 | 1.1512 | 0 | 0 | 0
11 | 332 | 8 | 36.86 | 4.4969 | 66.3952 | 0 | 4.4709 | -0.033487 | -0.033487 | 68 | 67.5896 | 68 | -0.005472 | -0.012128 | -0.0014748 | 0 | 0 | 0.0019037 | 0.00033826 | -0.00082481 | -0.0097916 | -0.0058848 | -0.00012252 | -0.0043263 | -0.0043811 | 0.0086767 | 0.0018211 | 0 | 2.6375 | 0 | 0 | 0 | 0 | 0 | 0 | 0 | 0 | 0 | 0.51092 | 0 | 0 | 0 | 0 | 1.3485 | 0 | 0 | 0
11 | 332 | 9 | 36.86 | 3.5537 | 66.3952 | 0 | 3.8748 | -0.021912 | -0.021912 | 68 | 67.7315 | 68 | -0.005472 | -0.012128 | -0.0014748 | 0 | 0 | 0.0090081 | 0.0017053 | -0.00082078 | -0.0061232 | -0.0034003 | -0.00012252 | -0.0043263 | -0.0038199 | 0.0050623 | 0.0010617 | 0 | 1.7258 | 0 | 0 | 0 | 0 | 0 | 0 | 0 | 0 | 0 | 0.44655 | 0 | 0 | 0 | 0 | 1.3814 | 0 | 0 | 0
11 | 332 | 10 | 35.42 | 3.1871 | 66.3952 | 0 | 3.8748 | -0.016839 | -0.016839 | 68 | 67.7936 | 68 | -0.005725 | -0.012689 | -0.001543 | 0 | 0 | 0.014166 | 0.0024926 | -0.00085549 | -0.0042008 | -0.0033363 | -0.00012818 | -0.0045264 | -0.003592 | 0.0030973 | 0.00065039 | 0 | 1.3263 | 0 | 0 | 0 | 0 | 0 | 0 | 0 | 0 | 0 | 0.44655 | 0 | 0 | 0 | 0 | 1.4143 | 0 | 0 | 0
11 | 332 | 11 | 33.98 | 2.7364 | 66.3952 | 0 | 3.8748 | -0.010699 | -0.010699 | 68 | 67.8689 | 68 | -0.005978 | -0.013249 | -0.0016112 | 0 | 0 | 0.017362 | 0.0035049 | -0.00088341 | -0.0021618 | -0.003035 | -0.00013385 | -0.0047264 | -0.0028839 | 0.0030973 | 0.00065039 | 0 | 0.84266 | 0 | 0 | 0 | 0 | 0 | 0 | 0 | 0 | 0 | 0.44655 | 0 | 0 | 0 | 0 | 1.4472 | 0 | 0 | 0
11 | 332 | 12 | 34.88 | 2.0804 | 66.3952 | 0 | 2.7422 | -0.0039236 | -0.0039236 | 68 | 67.9519 | 68 | -0.0058199 | -0.012899 | -0.0015686 | 0 | 0 | 0.019985 | 0.00427 | -0.00086902 | -0.00014699 | -0.0025955 | -0.00013031 | -0.0046014 | -0.0036795 | 0.0041315 | 0.0008666 | 0 | 0.30903 | 0 | 0 | 0 | 0 | 0 | 0 | 0 | 0 | 0 | 0.32424 | 0 | 0 | 0 | 0 | 1.4472 | 0 | 0 | 0
11 | 332 | 13 | 37.94 | 1.7385 | 66.3952 | 0 | 2.7422 | 0.0057528 | 0 | 68 | 68.0705 | 68.0705 | -0.0052822 | -0.011707 | -0.0014236 | 0 | 0 | 0.022923 | 0.0046721 | -0.00077903 | 0.002154 | -0.0017947 | -0.00011827 | -0.0041763 | -0.0024631 | 0.0030973 | 0.00065039 | 0 | 0 | 0 | 0 | 0 | 0 | 0 | 0 | 0 | 0 | 0 | 0.32421 | 0 | 0 | 0 | 0 | 1.4143 | 0 | 0 | 0
11 | 332 | 14 | 39.92 | 1.6477 | 66.3952 | 0 | 2.2056 | -0.0012331 | 0 | 68.0705 | 68.0554 | 68.0554 | -0.0049467 | -0.010963 | -0.0013332 | 0 | 0 | 0.0182 | 0.0035472 | -0.00072673 | 0.00023673 | -0.0018183 | -0.00011076 | -0.003911 | -0.0019911 | 0.0025838 | 0.00054141 | 0 | 0 | 0 | 0 | 0 | 0 | 0 | 0 | 0 | 0 | 0 | 0.26628 | 0 | 0 | 0 | 0 | 1.3814 | 0 | 0 | 0
11 | 332 | 15 | 41.9 | 1.6148 | 66.3952 | 0 | 2.2056 | 4.6568e-05 | 0 | 68.0554 | 68.056 | 68.056 | -0.0045961 | -0.010186 | -0.0012387 | 0 | 0 | 0.019519 | 0.0028514 | -0.00068213 | -0.00069439 | -0.0016051 | -0.00010291 | -0.0036338 | -0.0022694 | 0.0026854 | 0.00056426 | 0 | 0 | 0 | 0 | 0 | 0 | 0 | 0 | 0 | 0 | 0 | 0.26628 | 0 | 0 | 0 | 0 | 1.3485 | 0 | 0 | 0
11 | 332 | 16 | 43.88 | 2.3666 | 66.3952 | 0 | 2.2056 | -0.013276 | -0.0087097 | 68.056 | 67.8933 | 68 | -0.0042482 | -0.0094155 | -0.001145 | 0 | 0 | 0.0087659 | 0.0013714 | -0.00062341 | -0.0035378 | -0.0021471 | -9.5119e-05 | -0.0033588 | -0.0015277 | 0.0026854 | 0.00056426 | 0 | 0.68599 | 0 | 0 | 0 | 0 | 0 | 0 | 0 | 0 | 0 | 0.26631 | 0 | 0 | 0 | 0 | 1.4143 | 0 | 0 | 0
11 | 332 | 17 | 41.9 | 3.8426 | 66.3952 | 0 | 2.2056 | -0.024109 | -0.024109 | 68 | 67.7045 | 68 | -0.0045863 | -0.010165 | -0.0012361 | 0 | 0 | 0.0045627 | 0.00030027 | -0.00067347 | -0.0073888 | -0.0035466 | -0.00010269 | -0.0036261 | -0.0015736 | 0.0039265 | 0.00082442 | 0 | 1.8989 | 0 | 0 | 0 | 0 | 0 | 0 | 0 | 0 | 0 | 0.26631 | 0 | 0 | 0 | 0 | 1.6774 | 0 | 0 | 0
11 | 332 | 18 | 39.92 | 5.3195 | 66.3952 | 0 | 3.7556 | -0.035307 | -0.035307 | 68 | 67.5673 | 68 | -0.0049343 | -0.010936 | -0.0013299 | 0 | 0 | 0.00042681 | 7.6828e-05 | -0.00072775 | -0.010197 | -0.0059266 | -0.00011048 | -0.0039012 | -0.0019824 | 0.0042349 | 0.00088946 | 0 | 2.7808 | 0 | 0 | 0 | 0 | 0 | 0 | 0 | 0 | 0 | 0.43367 | 0 | 0 | 0 | 0 | 2.105 | 0 | 0 | 0
11 | 332 | 19 | 39.92 | 4.9831 | 66.3952 | 0 | 3.7556 | -0.031453 | -0.031453 | 68 | 67.6145 | 68 | -0.0049343 | -0.010936 | -0.0013299 | 0 | 0 | 0 | 0 | -0.00072504 | -0.00757 | -0.004588 | -0.00011048 | -0.0039012 | -0.0019037 | 0.0045452 | 0.0009545 | 0 | 2.4773 | 0 | 0 | 0 | 0 | 0 | 0 | 0 | 0 | 0 | 0.43367 | 0 | 0 | 0 | 0 | 2.0721 | 0 | 0 | 0
11 | 332 | 20 | 37.94 | 4.8484 | 66.3952 | 0 | 3.7556 | -0.031414 | -0.031414 | 68 | 67.615 | 68 | -0.0052822 | -0.011707 | -0.0014236 | 0 | 0 | 0 | 0 | -0.00077633 | -0.0081038 | -0.0049126 | -0.00011827 | -0.0041763 | -0.0020413 | 0.0071272 | 0.0014959 | 0 | 2.4742 | 0 | 0 | 0 | 0 | 0 | 0 | 0 | 0 | 0 | 0.43367 | 0 | 0 | 0 | 0 | 1.9405 | 0 | 0 | 0
11 | 332 | 21 | 36.86 | 4.8637 | 66.3952 | 0 | 3.7556 | -0.032861 | -0.032861 | 68 | 67.5973 | 68 | -0.005472 | -0.012128 | -0.0014748 | 0 | 0 | 0 | 0 | -0.00080363 | -0.0083949 | -0.0050889 | -0.00012252 | -0.0043263 | -0.0021779 | 0.0071272 | 0.0014959 | 0 | 2.5882 | 0 | 0 | 0 | 0 | 0 | 0 | 0 | 0 | 0 | 0.43367 | 0 | 0 | 0 | 0 | 1.8419 | 0 | 0 | 0
11 | 332 | 22 | 36.86 | 4.663 | 66.3952 | 0 | 3.0402 | -0.032546 | -0.032546 | 68 | 67.6011 | 68 | -0.005472 | -0.012128 | -0.0014748 | 0 | 0 | 0 | 0 | -0.00080264 | -0.0083949 | -0.0050886 | -0.00012252 | -0.0043263 | -0.0021779 | 0.0074411 | 0.0015609 | 0 | 2.5634 | 0 | 0 | 0 | 0 | 0 | 0 | 0 | 0 | 0 | 0.35643 | 0 | 0 | 0 | 0 | 1.7432 | 0 | 0 | 0
11 | 332 | 23 | 34.88 | 1.8367 | 66.3952 | 0 | 3.0402 | -0.035213 | 0 | 68 | 67.5685 | 67.5685 | -0.0058199 | -0.012899 | -0.0015686 | 0 | 0 | 0 | 0 | -0.00085599 | -0.0089287 | -0.0054128 | -0.00013031 | -0.0046014 | -0.0024379 | 0.0074411 | 0.0015609 | 0 | 0 | 0 | 0 | 0 | 0 | 0 | 0 | 0 | 0 | 0 | 0.35664 | 0 | 0 | 0 | 0 | 1.4801 | 0 | 0 | 0
11 | 332 | 24 | 34.88 | 1.3002 | 66.3952 | 0 | 0.5067 | -0.035355 | 0 | 67.5685 | 67.1352 | 67.1352 | -0.0057441 | -0.012731 | -0.0015481 | 0 | 0 | 0 | 0 | -0.00084293 | -0.0088124 | -0.0053417 | -0.00012861 | -0.0045414 | -0.0023802 | 0.0067153 | 0.0014098 | 0 | 0 | 0 | 0 | 0 | 0 | 0 | 0 | 0 | 0 | 0 | 0.083271 | 0 | 0 | 0 | 0 | 1.2169 | 0 | 0 | 0
11 | 333 | 1 | 33.98 | 1.0047 | 66.1925 | 0 | 0.50749 | -0.040634 | 0 | 67.1352 | 66.6372 | 66.6372 | -0.0058261 | -0.012913 | -0.0015702 | 0 | 0 | 0 | 0 | -0.00085601 | -0.0089382 | -0.0054183 | -0.00013045 | -0.0046063 | -0.0024426 | 0.0020667 | 0.00043418 | 0 | 0 | 0 | 0 | 0 | 0 | 0 | 0 | 0 | 0 | 0 | 0.08379 | 0 | 0 | 0 | 0 | 0.92093 | 0 | 0 | 0
11 | 333 | 2 | 32.9 | 0.93919 | 66.1925 | 0 | 0.50749 | -0.04142 | 0 | 66.6372 | 66.1296 | 66.1296 | -0.0059284 | -0.013139 | -0.0015978 | 0 | 0 | 0 | 0 | -0.00087129 | -0.0090951 | -0.0055135 | -0.00013274 | -0.0046871 | -0.0025215 | 0.0020667 | 0.00043418 | 0 | 0 | 0 | 0 | 0 | 0 | 0 | 0 | 0 | 0 | 0 | 0.08404 | 0 | 0 | 0 | 0 | 0.85515 | 0 | 0 | 0
11 | 333 | 3 | 33.98 | 3.167 | 66.1925 | 0 | 0.50749 | -0.039276 | -0.028702 | 66.1296 | 65.6482 | 66 | -0.0056494 | -0.012521 | -0.0015226 | 0 | 0 | 0 | 0 | -0.00082785 | -0.0086671 | -0.0052533 | -0.00012649 | -0.0044666 | -0.0023089 | 0.0020667 | 0.00043418 | 0 | 2.2606 | 0 | 0 | 0 | 0 | 0 | 0 | 0 | 0 | 0 | 0.084104 | 0 | 0 | 0 | 0 | 0.82226 | 0 | 0 | 0
11 | 333 | 4 | 32 | 4.1638 | 66.1925 | 0 | 0.50749 | -0.041776 | -0.041776 | 66 | 65.488 | 66 | -0.0059745 | -0.013242 | -0.0016102 | 0 | 0 | 0 | 0 | -0.00087895 | -0.009166 | -0.0055567 | -0.00013377 | -0.0047237 | -0.0025575 | 0.0020667 | 0.00043418 | 0 | 3.2904 | 0 | 0 | 0 | 0 | 0 | 0 | 0 | 0 | 0 | 0.084104 | 0 | 0 | 0 | 0 | 0.78937 | 0 | 0 | 0
11 | 333 | 5 | 32.9 | 4.0678 | 66.1925 | 0 | 0.50749 | -0.040557 | -0.040557 | 66 | 65.503 | 66 | -0.0058164 | -0.012891 | -0.0015676 | 0 | 0 | 0 | 0 | -0.00085258 | -0.0089233 | -0.0054087 | -0.00013023 | -0.0045986 | -0.0024352 | 0.0020667 | 0.00043418 | 0 | 3.1943 | 0 | 0 | 0 | 0 | 0 | 0 | 0 | 0 | 0 | 0.084104 | 0 | 0 | 0 | 0 | 0.78937 | 0 | 0 | 0
11 | 333 | 6 | 32.9 | 16.9197 | 66.1925 | 0 | 0.59704 | -0.039172 | -0.20237 | 66 | 65.5199 | 68 | -0.0058164 | -0.012891 | -0.0015676 | 0 | 0 | 0 | 0 | -0.00085366 | -0.0089233 | -0.005409 | -0.00013023 | -0.0045986 | -0.0024352 | 0.0034529 | 0.00072422 | 0 | 15.9389 | 0 | 0 | 0 | 0 | 0 | 0 | 0 | 0 | 0 | 0.092824 | 0 | 0 | 0 | 0 | 0.88804 | 0 | 0 | 0
11 | 333 | 7 | 33.98 | 4.7777 | 66.1925 | 0 | 4.4778 | -0.039527 | -0.039527 | 68 | 67.5156 | 68 | -0.005978 | -0.013249 | -0.0016112 | 0 | 0 | 0 | 0 | -0.00087591 | -0.0091714 | -0.0055589 | -0.00013385 | -0.0047264 | -0.0025602 | 0.0043383 | 0.00091055 | 0 | 3.1132 | 0 | 0 | 0 | 0 | 0 | 0 | 0 | 0 | 0 | 0.51334 | 0 | 0 | 0 | 0 | 1.1512 | 0 | 0 | 0
11 | 333 | 8 | 33.98 | 4.607 | 66.1925 | 0 | 4.4778 | -0.034854 | -0.034854 | 68 | 67.5729 | 68 | -0.005978 | -0.013249 | -0.0016112 | 0 | 0 | 0.00083497 | 0.00015918 | -0.00087761 | -0.0095802 | -0.0058078 | -0.00013385 | -0.0047264 | -0.0025602 | 0.0086767 | 0.0018211 | 0 | 2.7451 | 0 | 0 | 0 | 0 | 0 | 0 | 0 | 0 | 0 | 0.51334 | 0 | 0 | 0 | 0 | 1.3485 | 0 | 0 | 0
11 | 333 | 9 | 39.92 | 3.2711 | 66.1925 | 0 | 3.8808 | -0.018297 | -0.018297 | 68 | 67.7758 | 68 | -0.0049343 | -0.010936 | -0.0013299 | 0 | 0 | 0.0082135 | 0.0015699 | -0.00071895 | -0.0059516 | -0.0033564 | -0.00011048 | -0.0039012 | -0.0019037 | 0.0050623 | 0.0010617 | 0 | 1.4411 | 0 | 0 | 0 | 0 | 0 | 0 | 0 | 0 | 0 | 0.44865 | 0 | 0 | 0 | 0 | 1.3814 | 0 | 0 | 0
11 | 333 | 10 | 44.96 | 1.8629 | 66.1925 | 0 | 3.8808 | 0.0067803 | 0 | 68 | 68.0831 | 68.0831 | -0.0040486 | -0.0089731 | -0.0010912 | 0 | 0 | 0.021517 | 0.0033214 | -0.00059383 | -0.00094769 | -0.0013689 | -9.0649e-05 | -0.003201 | -0.0014907 | 0.0030973 | 0.00065039 | 0 | 0 | 0 | 0 | 0 | 0 | 0 | 0 | 0 | 0 | 0 | 0.44861 | 0 | 0 | 0 | 0 | 1.4143 | 0 | 0 | 0
11 | 333 | 11 | 47.84 | 1.8957 | 66.1925 | 0 | 3.8808 | 0.014572 | 0 | 68.0831 | 68.2617 | 68.2617 | -0.0035571 | -0.0078838 | -0.00095871 | 0 | 0 | 0.022977 | 0.0042454 | -0.00052724 | 0.0019455 | -0.00098016 | -7.9645e-05 | -0.0028124 | -0.0015444 | 0.0030973 | 0.00065039 | 0 | 0 | 0 | 0 | 0 | 0 | 0 | 0 | 0 | 0 | 0 | 0.44852 | 0 | 0 | 0 | 0 | 1.4472 | 0 | 0 | 0
11 | 333 | 12 | 51.98 | 1.7726 | 66.1925 | 0 | 2.7464 | 0.022704 | 0 | 68.2617 | 68.5399 | 68.5399 | -0.002861 | -0.006341 | -0.0007711 | 0 | 0 | 0.023584 | 0.0047472 | -0.0004239 | 0.0040335 | -0.00081258 | -6.4059e-05 | -0.002262 | -0.0011231 | 0.0041315 | 0.0008666 | 0 | 0 | 0 | 0 | 0 | 0 | 0 | 0 | 0 | 0 | 0 | 0.32546 | 0 | 0 | 0 | 0 | 1.4472 | 0 | 0 | 0
11 | 333 | 13 | 54.86 | 1.7397 | 66.1925 | 0 | 2.7464 | 0.014811 | 0 | 68.5399 | 68.7214 | 68.7214 | -0.0024039 | -0.0053277 | -0.00064788 | 0 | 0 | 0.015766 | 0.0034777 | -0.00035496 | 0.003136 | 0.00016081 | -5.3823e-05 | -0.0019006 | -0.00078809 | 0.0030973 | 0.00065039 | 0 | 0 | 0 | 0 | 0 | 0 | 0 | 0 | 0 | 0 | 0 | 0.32537 | 0 | 0 | 0 | 0 | 1.4143 | 0 | 0 | 0
11 | 333 | 14 | 55.94 | 1.6484 | 66.1925 | 0 | 2.2091 | 0.017142 | 0 | 68.7214 | 68.9315 | 68.9315 | -0.002246 | -0.0049778 | -0.00060533 | 0 | 0 | 0.016607 | 0.0036025 | -0.00032995 | 0.0037969 | 0.00055761 | -5.0288e-05 | -0.0017757 | -0.000562 | 0.0025838 | 0.00054141 | 0 | 0 | 0 | 0 | 0 | 0 | 0 | 0 | 0 | 0 | 0 | 0.26704 | 0 | 0 | 0 | 0 | 1.3814 | 0 | 0 | 0
11 | 333 | 15 | 57.92 | 1.6154 | 66.1925 | 0 | 2.2091 | 0.020271 | 0 | 68.9315 | 69.1799 | 69.1799 | -0.001935 | -0.0042885 | -0.00052151 | 0 | 0 | 0.019036 | 0.0029096 | -0.00028298 | 0.0033174 | 0.00075478 | -4.3324e-05 | -0.0015298 | -0.00039545 | 0.0026854 | 0.00056426 | 0 | 0 | 0 | 0 | 0 | 0 | 0 | 0 | 0 | 0 | 0 | 0.26692 | 0 | 0 | 0 | 0 | 1.3485 | 0 | 0 | 0
11 | 333 | 16 | 57.92 | 1.6812 | 66.1925 | 0 | 2.2091 | 0.00389 | 0 | 69.1799 | 69.2276 | 69.2276 | -0.0019786 | -0.0043853 | -0.00053327 | 0 | 0 | 0.0087144 | 0.0013217 | -0.00029019 | -0.00016513 | -2.4089e-05 | -4.4301e-05 | -0.0015644 | -0.00041061 | 0.0026854 | 0.00056426 | 0 | 0 | 0 | 0 | 0 | 0 | 0 | 0 | 0 | 0 | 0 | 0.2669 | 0 | 0 | 0 | 0 | 1.4143 | 0 | 0 | 0
11 | 333 | 17 | 55.94 | 1.9443 | 66.1925 | 0 | 2.2091 | -0.0077512 | 0 | 69.2276 | 69.1326 | 69.1326 | -0.0023349 | -0.005175 | -0.0006293 | 0 | 0 | 0.0049712 | 0.00027801 | -0.00034679 | -0.0042298 | -0.0014719 | -5.2279e-05 | -0.0018461 | -0.00084082 | 0.0039265 | 0.00082442 | 0 | 0 | 0 | 0 | 0 | 0 | 0 | 0 | 0 | 0 | 0 | 0.26695 | 0 | 0 | 0 | 0 | 1.6774 | 0 | 0 | 0
11 | 333 | 18 | 50.9 | 2.5403 | 66.1925 | 0 | 3.7614 | -0.022777 | 0 | 69.1326 | 68.8535 | 68.8535 | -0.0032039 | -0.0071008 | -0.0008635 | 0 | 0 | 0.00035266 | 6.551e-05 | -0.00047464 | -0.0076522 | -0.0044374 | -7.1735e-05 | -0.0025331 | -0.0010926 | 0.0042349 | 0.00088946 | 0 | 0 | 0 | 0 | 0 | 0 | 0 | 0 | 0 | 0 | 0 | 0.43529 | 0 | 0 | 0 | 0 | 2.105 | 0 | 0 | 0
11 | 333 | 19 | 50 | 2.5075 | 66.1925 | 0 | 3.7614 | -0.019503 | 0 | 68.8535 | 68.6145 | 68.6145 | -0.003313 | -0.0073426 | -0.0008929 | 0 | 0 | 0 | 0 | -0.00048942 | -0.0050827 | -0.0030817 | -7.4178e-05 | -0.0026193 | -0.0011527 | 0.0045452 | 0.0009545 | 0 | 0 | 0 | 0 | 0 | 0 | 0 | 0 | 0 | 0 | 0 | 0.43541 | 0 | 0 | 0 | 0 | 2.0721 | 0 | 0 | 0
11 | 333 | 20 | 50 | 2.376 | 66.1925 | 0 | 3.7614 | -0.016731 | 0 | 68.6145 | 68.4094 | 68.4094 | -0.003271 | -0.0072495 | -0.00088158 | 0 | 0 | 0 | 0 | -0.00048433 | -0.0050182 | -0.0030431 | -7.3237e-05 | -0.0025861 | -0.0012506 | 0.0071272 | 0.0014959 | 0 | 0 | 0 | 0 | 0 | 0 | 0 | 0 | 0 | 0 | 0 | 0.43551 | 0 | 0 | 0 | 0 | 1.9405 | 0 | 0 | 0
11 | 333 | 21 | 47.84 | 2.2775 | 66.1925 | 0 | 3.7614 | -0.019005 | 0 | 68.4094 | 68.1765 | 68.1765 | -0.0036145 | -0.0080109 | -0.00097417 | 0 | 0 | 0 | 0 | -0.00053237 | -0.0055453 | -0.0033619 | -8.0929e-05 | -0.0028577 | -0.0011539 | 0.0071272 | 0.0014959 | 0 | 0 | 0 | 0 | 0 | 0 | 0 | 0 | 0 | 0 | 0 | 0.43562 | 0 | 0 | 0 | 0 | 1.8419 | 0 | 0 | 0
11 | 333 | 22 | 45.86 | 2.6264 | 66.1925 | 0 | 3.0449 | -0.021073 | -0.0066678 | 68.1765 | 67.9183 | 68 | -0.0039215 | -0.0086913 | -0.0010569 | 0 | 0 | 0 | 0 | -0.00057889 | -0.0060163 | -0.0036478 | -8.7803e-05 | -0.0031005 | -0.0014128 | 0.0074411 | 0.0015609 | 0 | 0.52517 | 0 | 0 | 0 | 0 | 0 | 0 | 0 | 0 | 0 | 0.35807 | 0 | 0 | 0 | 0 | 1.7432 | 0 | 0 | 0
11 | 333 | 23 | 43.88 | 1.8383 | 66.1925 | 0 | 3.0449 | -0.023569 | 0 | 68 | 67.7112 | 67.7112 | -0.0042384 | -0.0093937 | -0.0011423 | 0 | 0 | 0 | 0 | -0.00062716 | -0.0065024 | -0.003943 | -9.4898e-05 | -0.003351 | -0.0017167 | 0.0074411 | 0.0015609 | 0 | 0 | 0 | 0 | 0 | 0 | 0 | 0 | 0 | 0 | 0 | 0.35821 | 0 | 0 | 0 | 0 | 1.4801 | 0 | 0 | 0
11 | 333 | 24 | 42.98 | 1.3004 | 66.1925 | 0 | 0.50749 | -0.025108 | 0 | 67.7112 | 67.4035 | 67.4035 | -0.0043458 | -0.0096317 | -0.0011713 | 0 | 0 | 0 | 0 | -0.00064259 | -0.0066672 | -0.0040428 | -9.7303e-05 | -0.0034359 | -0.0017882 | 0.0067153 | 0.0014098 | 0 | 0 | 0 | 0 | 0 | 0 | 0 | 0 | 0 | 0 | 0 | 0.083413 | 0 | 0 | 0 | 0 | 1.2169 | 0 | 0 | 0
11 | 334 | 1 | 43.88 | 1.0048 | 65.992 | 0 | 0.50826 | -0.028042 | 0 | 67.4035 | 67.0598 | 67.0598 | -0.0041336 | -0.0091614 | -0.0011141 | 0 | 0 | 0 | 0 | -0.00060877 | -0.0063416 | -0.0038447 | -9.2551e-05 | -0.0032681 | -0.0015438 | 0.0020667 | 0.00043418 | 0 | 0 | 0 | 0 | 0 | 0 | 0 | 0 | 0 | 0 | 0 | 0.083854 | 0 | 0 | 0 | 0 | 0.92093 | 0 | 0 | 0
11 | 334 | 2 | 41.9 | 0.93918 | 65.992 | 0 | 0.50826 | -0.030123 | 0 | 67.0598 | 66.6906 | 66.6906 | -0.0044211 | -0.0097987 | -0.0011916 | 0 | 0 | 0 | 0 | -0.00065172 | -0.0067828 | -0.0041123 | -9.8989e-05 | -0.0034955 | -0.0016375 | 0.0020667 | 0.00043418 | 0 | 0 | 0 | 0 | 0 | 0 | 0 | 0 | 0 | 0 | 0 | 0.084035 | 0 | 0 | 0 | 0 | 0.85515 | 0 | 0 | 0
11 | 334 | 3 | 43.88 | 0.90645 | 65.992 | 0 | 0.50826 | -0.026851 | 0 | 66.6906 | 66.3616 | 66.3616 | -0.0040083 | -0.0088838 | -0.0010803 | 0 | 0 | 0 | 0 | -0.00058458 | -0.0061495 | -0.0037265 | -8.9747e-05 | -0.0031691 | -0.0012257 | 0.0020667 | 0.00043418 | 0 | 0 | 0 | 0 | 0 | 0 | 0 | 0 | 0 | 0 | 0 | 0.084197 | 0 | 0 | 0 | 0 | 0.82226 | 0 | 0 | 0
11 | 334 | 4 | 41.9 | 0.87374 | 65.992 | 0 | 0.50826 | -0.029289 | 0 | 66.3616 | 66.0026 | 66.0026 | -0.0042984 | -0.0095267 | -0.0011585 | 0 | 0 | 0 | 0 | -0.0006349 | -0.0065945 | -0.0039986 | -9.6242e-05 | -0.0033985 | -0.0016489 | 0.0020667 | 0.00043418 | 0 | 0 | 0 | 0 | 0 | 0 | 0 | 0 | 0 | 0 | 0 | 0.084374 | 0 | 0 | 0 | 0 | 0.78937 | 0 | 0 | 0
11 | 334 | 5 | 41 | 3.2289 | 65.992 | 0 | 0.50826 | -0.030118 | -0.029903 | 66.0026 | 65.6335 | 66 | -0.0043935 | -0.0097375 | -0.0011841 | 0 | 0 | 0 | 0 | -0.0006497 | -0.0067404 | -0.0040872 | -9.8371e-05 | -0.0034736 | -0.0018203 | 0.0020667 | 0.00043418 | 0 | 2.3552 | 0 | 0 | 0 | 0 | 0 | 0 | 0 | 0 | 0 | 0.084376 | 0 | 0 | 0 | 0 | 0.78937 | 0 | 0 | 0
11 | 334 | 6 | 39.92 | 16.2358 | 65.992 | 0 | 0.59795 | -0.030484 | -0.19368 | 66 | 65.6264 | 68 | -0.0045828 | -0.010157 | -0.0012351 | 0 | 0 | 0 | 0 | -0.00068128 | -0.0070308 | -0.0042643 | -0.00010261 | -0.0036233 | -0.0022595 | 0.0034529 | 0.00072422 | 0 | 15.2546 | 0 | 0 | 0 | 0 | 0 | 0 | 0 | 0 | 0 | 0.093143 | 0 | 0 | 0 | 0 | 0.88804 | 0 | 0 | 0
11 | 334 | 7 | 41.9 | 3.9753 | 65.992 | 0 | 4.4846 | -0.029309 | -0.029309 | 68 | 67.6408 | 68 | -0.0045863 | -0.010165 | -0.0012361 | 0 | 0 | 0 | 0 | -0.00067644 | -0.0070362 | -0.0042661 | -0.00010269 | -0.0036261 | -0.0019528 | 0.0043383 | 0.00091055 | 0 | 2.3084 | 0 | 0 | 0 | 0 | 0 | 0 | 0 | 0 | 0 | 0.51573 | 0 | 0 | 0 | 0 | 1.1512 | 0 | 0 | 0
11 | 334 | 8 | 42.98 | 3.6663 | 65.992 | 0 | 4.4846 | -0.022881 | -0.022881 | 68 | 67.7196 | 68 | -0.0043966 | -0.0097442 | -0.0011849 | 0 | 0 | 0.0030503 | 0.00027667 | -0.00065273 | -0.0087137 | -0.0044961 | -9.8439e-05 | -0.0034761 | -0.0021216 | 0.0086767 | 0.0018211 | 0 | 1.8021 | 0 | 0 | 0 | 0 | 0 | 0 | 0 | 0 | 0 | 0.51573 | 0 | 0 | 0 | 0 | 1.3485 | 0 | 0 | 0
11 | 334 | 9 | 47.84 | 2.3173 | 65.992 | 0 | 3.8867 | -0.0061604 | -0.0061604 | 68 | 67.9245 | 68 | -0.0035425 | -0.0078515 | -0.00095478 | 0 | 0 | 0.0097282 | 0.0017213 | -0.00052157 | -0.0040447 | -0.0015932 | -7.9318e-05 | -0.0028009 | -0.0012837 | 0.0050623 | 0.0010617 | 0 | 0.4852 | 0 | 0 | 0 | 0 | 0 | 0 | 0 | 0 | 0 | 0.45072 | 0 | 0 | 0 | 0 | 1.3814 | 0 | 0 | 0
11 | 334 | 10 | 54.86 | 1.8649 | 65.992 | 0 | 3.8867 | 0.021188 | 0 | 68 | 68.2597 | 68.2597 | -0.002309 | -0.0051175 | -0.00062231 | 0 | 0 | 0.023128 | 0.0034399 | -0.00033935 | 0.0014532 | 0.00021811 | -5.1698e-05 | -0.0018256 | -0.00053353 | 0.0030973 | 0.00065039 | 0 | 0 | 0 | 0 | 0 | 0 | 0 | 0 | 0 | 0 | 0 | 0.45059 | 0 | 0 | 0 | 0 | 1.4143 | 0 | 0 | 0
11 | 334 | 11 | 62.96 | 1.8975 | 65.992 | 0 | 3.8867 | 0.037901 | 0 | 68.2597 | 68.7242 | 68.7242 | -0.00093127 | -0.002064 | -0.00025099 | 0 | 0 | 0.026311 | 0.0047471 | -0.00013912 | 0.0061576 | 0.0014141 | -2.0851e-05 | -0.00073629 | -0.00033396 | 0.0030973 | 0.00065039 | 0 | 0 | 0 | 0 | 0 | 0 | 0 | 0 | 0 | 0 | 0 | 0.45037 | 0 | 0 | 0 | 0 | 1.4472 | 0 | 0 | 0
11 | 334 | 12 | 65.84 | 1.7737 | 65.992 | 0 | 2.7506 | 0.044957 | 0 | 68.7242 | 69.2751 | 69.2751 | -0.00050681 | -0.0011233 | -0.00013659 | 0 | 0 | 0.027315 | 0.0053865 | -7.5927e-05 | 0.0083614 | 0.0013706 | -1.1347e-05 | -0.0004007 | -0.00022032 | 0.0041315 | 0.0008666 | 0 | 0 | 0 | 0 | 0 | 0 | 0 | 0 | 0 | 0 | 0 | 0.32657 | 0 | 0 | 0 | 0 | 1.4472 | 0 | 0 | 0
11 | 334 | 13 | 68 | 1.7406 | 65.992 | 0 | 2.7506 | 0.045979 | 0 | 69.2751 | 69.8386 | 69.8386 | -0.00022406 | -0.0004966 | -6.0389e-05 | 0 | 0 | 0.027069 | 0.0052952 | -3.3397e-05 | 0.0090221 | 0.0019122 | -5.0168e-06 | -0.00017715 | -7.0228e-05 | 0.0030973 | 0.00065039 | 0 | 0 | 0 | 0 | 0 | 0 | 0 | 0 | 0 | 0 | 0 | 0.3263 | 0 | 0 | 0 | 0 | 1.4143 | 0 | 0 | 0
11 | 334 | 14 | 68.54 | 1.6489 | 65.992 | 0 | 2.2124 | 0.042001 | 0 | 69.8386 | 70.3533 | 70.3533 | -0.00022819 | -0.00050574 | -6.1501e-05 | 0 | 0 | 0.025161 | 0.0044931 | -3.421e-05 | 0.0080285 | 0.0023109 | -5.1092e-06 | -0.00018041 | -0.00010298 | 0.0025838 | 0.00054141 | 0 | 0 | 0 | 0 | 0 | 0 | 0 | 0 | 0 | 0 | 0 | 0.26753 | 0 | 0 | 0 | 0 | 1.3814 | 0 | 0 | 0
11 | 334 | 15 | 68.9 | 1.6158 | 65.992 | 0 | 2.2124 | 0.034556 | 0 | 70.3533 | 70.7768 | 70.7768 | -0.00025538 | -0.000566 | -6.8829e-05 | 0 | 0 | 0.021481 | 0.0030707 | -3.8518e-05 | 0.0057586 | 0.0022858 | -5.7179e-06 | -0.00020191 | -0.00015398 | 0.0026854 | 0.00056426 | 0 | 0 | 0 | 0 | 0 | 0 | 0 | 0 | 0 | 0 | 0 | 0.26732 | 0 | 0 | 0 | 0 | 1.3485 | 0 | 0 | 0
11 | 334 | 16 | 68 | 1.6815 | 65.992 | 0 | 2.2124 | 0.015757 | 0 | 70.7768 | 70.9699 | 70.9699 | -0.00048794 | -0.0010814 | -0.00013151 | 0 | 0 | 0.0096851 | 0.0013833 | -7.307e-05 | 0.0022332 | 0.0015884 | -1.0925e-05 | -0.00038578 | -0.00021158 | 0.0026854 | 0.00056426 | 0 | 0 | 0 | 0 | 0 | 0 | 0 | 0 | 0 | 0 | 0 | 0.26723 | 0 | 0 | 0 | 0 | 1.4143 | 0 | 0 | 0
11 | 334 | 17 | 65.84 | 1.9446 | 65.992 | 0 | 2.2124 | 0.002542 | 0 | 70.9699 | 71.0011 | 71.0011 | -0.00090143 | -0.0019979 | -0.00024295 | 0 | 0 | 0.0050338 | 0.00026899 | -0.0001354 | -0.0020743 | -0.00014126 | -2.0183e-05 | -0.0007127 | -0.00046103 | 0.0039265 | 0.00082442 | 0 | 0 | 0 | 0 | 0 | 0 | 0 | 0 | 0 | 0 | 0 | 0.26721 | 0 | 0 | 0 | 0 | 1.6774 | 0 | 0 | 0
11 | 334 | 18 | 63.86 | 2.5413 | 65.992 | 0 | 3.7671 | -0.0086244 | 0 | 71.0011 | 70.8954 | 70.8954 | -0.0012548 | -0.0027811 | -0.0003382 | 0 | 0 | 0.00037537 | 6.9094e-05 | -0.00018668 | -0.0046826 | -0.0026222 | -2.8096e-05 | -0.00099212 | -0.0004179 | 0.0042349 | 0.00088946 | 0 | 0 | 0 | 0 | 0 | 0 | 0 | 0 | 0 | 0 | 0 | 0.43631 | 0 | 0 | 0 | 0 | 2.105 | 0 | 0 | 0
11 | 334 | 19 | 61.88 | 2.5084 | 65.992 | 0 | 3.7671 | -0.0071941 | 0 | 70.8954 | 70.8072 | 70.8072 | -0.0015842 | -0.0035111 | -0.00042697 | 0 | 0 | 0 | 0 | -0.00023746 | -0.0024304 | -0.0014746 | -3.547e-05 | -0.0012525 | -0.00078648 | 0.0045452 | 0.0009545 | 0 | 0 | 0 | 0 | 0 | 0 | 0 | 0 | 0 | 0 | 0 | 0.43636 | 0 | 0 | 0 | 0 | 2.0721 | 0 | 0 | 0
11 | 334 | 20 | 59.9 | 2.3769 | 65.992 | 0 | 3.7671 | -0.0072105 | 0 | 70.8072 | 70.7188 | 70.7188 | -0.0019166 | -0.0042479 | -0.00051657 | 0 | 0 | 0 | 0 | -0.00028798 | -0.0029404 | -0.0017843 | -4.2914e-05 | -0.0015153 | -0.0010856 | 0.0071272 | 0.0014959 | 0 | 0 | 0 | 0 | 0 | 0 | 0 | 0 | 0 | 0 | 0 | 0.4364 | 0 | 0 | 0 | 0 | 1.9405 | 0 | 0 | 0
11 | 334 | 21 | 57.92 | 2.2783 | 65.992 | 0 | 3.7671 | -0.0093076 | 0 | 70.7188 | 70.6048 | 70.6048 | -0.002249 | -0.0049846 | -0.00060615 | 0 | 0 | 0 | 0 | -0.00033478 | -0.0034504 | -0.0020929 | -5.0356e-05 | -0.0017782 | -0.0008884 | 0.0071272 | 0.0014959 | 0 | 0 | 0 | 0 | 0 | 0 | 0 | 0 | 0 | 0 | 0 | 0.43645 | 0 | 0 | 0 | 0 | 1.8419 | 0 | 0 | 0
11 | 334 | 22 | 57.02 | 2.1017 | 65.992 | 0 | 3.0496 | -0.0098896 | 0 | 70.6048 | 70.4836 | 70.4836 | -0.0023871 | -0.0052907 | -0.00064337 | 0 | 0 | 0 | 0 | -0.00035393 | -0.0036623 | -0.002221 | -5.3448e-05 | -0.0018873 | -0.00083144 | 0.0074411 | 0.0015609 | 0 | 0 | 0 | 0 | 0 | 0 | 0 | 0 | 0 | 0 | 0 | 0.35849 | 0 | 0 | 0 | 0 | 1.7432 | 0 | 0 | 0
11 | 334 | 23 | 56.12 | 1.8386 | 65.992 | 0 | 3.0496 | -0.010799 | 0 | 70.4836 | 70.3512 | 70.3512 | -0.002524 | -0.005594 | -0.00068026 | 0 | 0 | 0 | 0 | -0.00037314 | -0.0038722 | -0.002348 | -5.6512e-05 | -0.0019955 | -0.00079639 | 0.0074411 | 0.0015609 | 0 | 0 | 0 | 0 | 0 | 0 | 0 | 0 | 0 | 0 | 0 | 0.35856 | 0 | 0 | 0 | 0 | 1.4801 | 0 | 0 | 0
11 | 334 | 24 | 55.22 | 1.2992 | 65.992 | 0 | 0.50826 | -0.012413 | 0 | 70.3512 | 70.1991 | 70.1991 | -0.0026589 | -0.005893 | -0.00071661 | 0 | 0 | 0 | 0 | -0.00039179 | -0.0040792 | -0.0024731 | -5.9533e-05 | -0.0021022 | -0.00075389 | 0.0067153 | 0.0014098 | 0 | 0 | 0 | 0 | 0 | 0 | 0 | 0 | 0 | 0 | 0 | 0.082308 | 0 | 0 | 0 | 0 | 1.2169 | 0 | 0 | 0
12 | 335 | 1 | 54.5 | 1.0036 | 65.7938 | 0 | 0.50902 | -0.017719 | 0 | 70.1991 | 69.982 | 69.982 | -0.0027587 | -0.0061141 | -0.00074351 | 0 | 0 | 0 | 0 | -0.00040536 | -0.0042323 | -0.0025656 | -6.1767e-05 | -0.0021811 | -0.00072353 | 0.0020667 | 0.00043418 | 0 | 0 | 0 | 0 | 0 | 0 | 0 | 0 | 0 | 0 | 0 | 0.082683 | 0 | 0 | 0 | 0 | 0.92093 | 0 | 0 | 0
12 | 335 | 2 | 53.6 | 0.93794 | 65.7938 | 0 | 0.50902 | -0.018534 | 0 | 69.982 | 69.7548 | 69.7548 | -0.0028787 | -0.0063801 | -0.00077585 | 0 | 0 | 0 | 0 | -0.000422 | -0.0044164 | -0.002677 | -6.4454e-05 | -0.002276 | -0.0007101 | 0.0020667 | 0.00043418 | 0 | 0 | 0 | 0 | 0 | 0 | 0 | 0 | 0 | 0 | 0 | 0.082795 | 0 | 0 | 0 | 0 | 0.85515 | 0 | 0 | 0
12 | 335 | 3 | 52.7 | 0.90517 | 65.7938 | 0 | 0.50902 | -0.019366 | 0 | 69.7548 | 69.5175 | 69.5175 | -0.0029969 | -0.0066421 | -0.00080772 | 0 | 0 | 0 | 0 | -0.00043871 | -0.0045978 | -0.0027867 | -6.7101e-05 | -0.0023694 | -0.0007264 | 0.0020667 | 0.00043418 | 0 | 0 | 0 | 0 | 0 | 0 | 0 | 0 | 0 | 0 | 0 | 0.082912 | 0 | 0 | 0 | 0 | 0.82226 | 0 | 0 | 0
12 | 335 | 4 | 51.8 | 0.8724 | 65.7938 | 0 | 0.50902 | -0.020208 | 0 | 69.5175 | 69.2698 | 69.2698 | -0.0031133 | -0.0069002 | -0.0008391 | 0 | 0 | 0 | 0 | -0.00045554 | -0.0047764 | -0.0028949 | -6.9708e-05 | -0.0024615 | -0.00076393 | 0.0020667 | 0.00043418 | 0 | 0 | 0 | 0 | 0 | 0 | 0 | 0 | 0 | 0 | 0 | 0.083034 | 0 | 0 | 0 | 0 | 0.78937 | 0 | 0 | 0
12 | 335 | 5 | 50 | 0.87253 | 65.7938 | 0 | 0.50902 | -0.022224 | 0 | 69.2698 | 68.9975 | 68.9975 | -0.0033861 | -0.0075048 | -0.00091262 | 0 | 0 | 0 | 0 | -0.0004963 | -0.0051949 | -0.0031488 | -7.5816e-05 | -0.0026772 | -0.00089446 | 0.0020667 | 0.00043418 | 0 | 0 | 0 | 0 | 0 | 0 | 0 | 0 | 0 | 0 | 0 | 0.083168 | 0 | 0 | 0 | 0 | 0.78937 | 0 | 0 | 0
12 | 335 | 6 | 48.2 | 0.98114 | 65.7938 | 0 | 0.59884 | -0.02283 | 0 | 68.9975 | 68.7177 | 68.7177 | -0.0036546 | -0.0080997 | -0.00098497 | 0 | 0 | 0 | 0 | -0.00053585 | -0.0056067 | -0.0033985 | -8.1826e-05 | -0.0028894 | -0.0010317 | 0.0034529 | 0.00072422 | 0 | 0 | 0 | 0 | 0 | 0 | 0 | 0 | 0 | 0 | 0 | 0.093105 | 0 | 0 | 0 | 0 | 0.88804 | 0 | 0 | 0
12 | 335 | 7 | 48.2 | 1.669 | 65.7938 | 0 | 4.4913 | -0.021578 | 0 | 68.7177 | 68.4532 | 68.4532 | -0.0036054 | -0.0079908 | -0.00097172 | 0 | 0 | 0 | 0 | -0.00052729 | -0.0055313 | -0.0033524 | -8.0725e-05 | -0.0028505 | -0.001006 | 0.0043383 | 0.00091055 | 0 | 0 | 0 | 0 | 0 | 0 | 0 | 0 | 0 | 0 | 0 | 0.51788 | 0 | 0 | 0 | 0 | 1.1512 | 0 | 0 | 0
12 | 335 | 8 | 50 | 1.8665 | 65.7938 | 0 | 4.4913 | -0.014549 | 0 | 68.4532 | 68.2749 | 68.2749 | -0.0032426 | -0.0071867 | -0.00087395 | 0 | 0 | 0 | 0 | -0.00047234 | -0.0049748 | -0.0030145 | -7.2603e-05 | -0.0025637 | -0.00082466 | 0.0086767 | 0.0018211 | 0 | 0 | 0 | 0 | 0 | 0 | 0 | 0 | 0 | 0 | 0 | 0.51797 | 0 | 0 | 0 | 0 | 1.3485 | 0 | 0 | 0
12 | 335 | 9 | 57.2 | 1.834 | 65.7938 | 0 | 3.8925 | 0.0093919 | 0 | 68.2749 | 68.39 | 68.39 | -0.0019461 | -0.0043132 | -0.00052451 | 0 | 0 | 0.010692 | 0.0018698 | -0.00028467 | -0.00071956 | 0.00038953 | -4.3573e-05 | -0.0015387 | -0.00031298 | 0.0050623 | 0.0010617 | 0 | 0 | 0 | 0 | 0 | 0 | 0 | 0 | 0 | 0 | 0 | 0.45258 | 0 | 0 | 0 | 0 | 1.3814 | 0 | 0 | 0
12 | 335 | 10 | 64.4 | 1.8667 | 65.7938 | 0 | 3.8925 | 0.03491 | 0 | 68.39 | 68.8179 | 68.8179 | -0.00070113 | -0.0015539 | -0.00018897 | 0 | 0 | 0.024014 | 0.0035545 | -0.0001028 | 0.0046378 | 0.0021159 | -1.5698e-05 | -0.00055434 | -4.3082e-05 | 0.0030973 | 0.00065039 | 0 | 0 | 0 | 0 | 0 | 0 | 0 | 0 | 0 | 0 | 0 | 0.45238 | 0 | 0 | 0 | 0 | 1.4143 | 0 | 0 | 0
12 | 335 | 11 | 66.2 | 1.8993 | 65.7938 | 0 | 3.8925 | 0.042724 | 0 | 68.8179 | 69.3414 | 69.3414 | -0.00046001 | -0.0010195 | -0.00012398 | 0 | 0 | 0.026651 | 0.0047835 | -6.836e-05 | 0.007499 | 0.002218 | -1.03e-05 | -0.0003637 | -0.00012922 | 0.0030973 | 0.00065039 | 0 | 0 | 0 | 0 | 0 | 0 | 0 | 0 | 0 | 0 | 0 | 0.45212 | 0 | 0 | 0 | 0 | 1.4472 | 0 | 0 | 0
12 | 335 | 12 | 68 | 1.7749 | 65.7938 | 0 | 2.7547 | 0.048512 | 0 | 69.3414 | 69.936 | 69.936 | -0.00023572 | -0.00052243 | -6.3531e-05 | 0 | 0 | 0.027288 | 0.0053517 | -3.4847e-05 | 0.0097149 | 0.0022495 | -5.2778e-06 | -0.00018637 | -4.2033e-05 | 0.0041315 | 0.0008666 | 0 | 0 | 0 | 0 | 0 | 0 | 0 | 0 | 0 | 0 | 0 | 0.3277 | 0 | 0 | 0 | 0 | 1.4472 | 0 | 0 | 0
12 | 335 | 13 | 69.8 | 1.7417 | 65.7938 | 0 | 2.7547 | 0.04837 | 0 | 69.936 | 70.5287 | 70.5287 | -2.3891e-05 | -5.2951e-05 | -6.4392e-06 | 0 | 0 | 0.026551 | 0.0051701 | -3.5421e-06 | 0.010248 | 0.0027643 | -5.3493e-07 | -1.8889e-05 | -4.9003e-06 | 0.0030973 | 0.00065039 | 0 | 0 | 0 | 0 | 0 | 0 | 0 | 0 | 0 | 0 | 0 | 0.32741 | 0 | 0 | 0 | 0 | 1.4143 | 0 | 0 | 0
12 | 335 | 14 | 69.8 | 1.6497 | 65.7938 | 0 | 2.2157 | 0.043394 | 0 | 70.5287 | 71.0605 | 71.0605 | -0.00012806 | -0.00028382 | -3.4514e-05 | 0 | 0 | 0.024856 | 0.0044377 | -1.8731e-05 | 0.0087625 | 0.0027906 | -2.8672e-06 | -0.00010125 | -8.82e-06 | 0.0025838 | 0.00054141 | 0 | 0 | 0 | 0 | 0 | 0 | 0 | 0 | 0 | 0 | 0 | 0.26835 | 0 | 0 | 0 | 0 | 1.3814 | 0 | 0 | 0
12 | 335 | 15 | 71.6 | 1.6166 | 65.7938 | 0 | 2.2157 | 0.036403 | 0 | 71.0605 | 71.5067 | 71.5067 | 9.4794e-05 | 0.00021009 | 2.5549e-05 | 0 | 0 | 0.020331 | 0.0029795 | 1.3979e-05 | 0.0066208 | 0.002789 | 2.1224e-06 | 7.4947e-05 | 1.2255e-05 | 0.0026854 | 0.00056426 | 0 | 0 | 0 | 0 | 0 | 0 | 0 | 0 | 0 | 0 | 0 | 0.26814 | 0 | 0 | 0 | 0 | 1.3485 | 0 | 0 | 0
12 | 335 | 16 | 71.6 | 1.6823 | 65.7938 | 0 | 2.2157 | 0.02009 | 0 | 71.5067 | 71.7529 | 71.7529 | 1.6399e-05 | 3.6346e-05 | 4.4199e-06 | 0 | 0 | 0.0096251 | 0.0013981 | 2.4068e-06 | 0.003487 | 0.0022554 | 3.6718e-07 | 1.2966e-05 | 1.4564e-06 | 0.0026854 | 0.00056426 | 0 | 0 | 0 | 0 | 0 | 0 | 0 | 0 | 0 | 0 | 0 | 0.26802 | 0 | 0 | 0 | 0 | 1.4143 | 0 | 0 | 0
12 | 335 | 17 | 69.8 | 1.9454 | 65.7938 | 0 | 2.2157 | 0.0080945 | 0 | 71.7529 | 71.8521 | 71.8521 | -0.00034316 | -0.00076056 | -9.2488e-05 | 0 | 0 | 0.0043328 | 0.00034293 | -5.0885e-05 | -0.00027429 | 0.0005465 | -7.6834e-06 | -0.00027132 | -7.8215e-05 | 0.0039265 | 0.00082442 | 0 | 0 | 0 | 0 | 0 | 0 | 0 | 0 | 0 | 0 | 0 | 0.26797 | 0 | 0 | 0 | 0 | 1.6774 | 0 | 0 | 0
12 | 335 | 18 | 64.4 | 2.5428 | 65.7938 | 0 | 3.7727 | -0.0051502 | 0 | 71.8521 | 71.789 | 71.789 | -0.0013095 | -0.0029023 | -0.00035293 | 0 | 0 | 0 | 0 | -0.00019427 | -0.002009 | -0.0012185 | -2.932e-05 | -0.0010353 | -0.00033398 | 0.0042349 | 0.00088946 | 0 | 0 | 0 | 0 | 0 | 0 | 0 | 0 | 0 | 0 | 0 | 0.43787 | 0 | 0 | 0 | 0 | 2.105 | 0 | 0 | 0
12 | 335 | 19 | 64.4 | 2.51 | 65.7938 | 0 | 3.7727 | -0.0046711 | 0 | 71.789 | 71.7317 | 71.7317 | -0.0012984 | -0.0028777 | -0.00034994 | 0 | 0 | 0 | 0 | -0.00019085 | -0.001992 | -0.0012076 | -2.9071e-05 | -0.0010266 | -0.00024427 | 0.0045452 | 0.0009545 | 0 | 0 | 0 | 0 | 0 | 0 | 0 | 0 | 0 | 0 | 0 | 0.4379 | 0 | 0 | 0 | 0 | 2.0721 | 0 | 0 | 0
12 | 335 | 20 | 62.6 | 2.3784 | 65.7938 | 0 | 3.7727 | -0.0042574 | 0 | 71.7317 | 71.6795 | 71.6795 | -0.0016046 | -0.0035564 | -0.00043248 | 0 | 0 | 0 | 0 | -0.00023582 | -0.0024618 | -0.0014924 | -3.5928e-05 | -0.0012687 | -0.00029642 | 0.0071272 | 0.0014959 | 0 | 0 | 0 | 0 | 0 | 0 | 0 | 0 | 0 | 0 | 0 | 0.43792 | 0 | 0 | 0 | 0 | 1.9405 | 0 | 0 | 0
12 | 335 | 21 | 60.8 | 2.2798 | 65.7938 | 0 | 3.7727 | -0.0065282 | 0 | 71.6795 | 71.5995 | 71.5995 | -0.0019118 | -0.0042371 | -0.00051525 | 0 | 0 | 0 | 0 | -0.00028172 | -0.002933 | -0.0017782 | -4.2805e-05 | -0.0015115 | -0.000444 | 0.0071272 | 0.0014959 | 0 | 0 | 0 | 0 | 0 | 0 | 0 | 0 | 0 | 0 | 0 | 0.43796 | 0 | 0 | 0 | 0 | 1.8419 | 0 | 0 | 0
12 | 335 | 22 | 60.8 | 2.1028 | 65.7938 | 0 | 3.0541 | -0.0059673 | 0 | 71.5995 | 71.5264 | 71.5264 | -0.0018977 | -0.004206 | -0.00051147 | 0 | 0 | 0 | 0 | -0.00027642 | -0.0029114 | -0.0017642 | -4.249e-05 | -0.0015004 | -0.00029823 | 0.0074411 | 0.0015609 | 0 | 0 | 0 | 0 | 0 | 0 | 0 | 0 | 0 | 0 | 0 | 0.35959 | 0 | 0 | 0 | 0 | 1.7432 | 0 | 0 | 0
12 | 335 | 23 | 55.4 | 1.8397 | 65.7938 | 0 | 3.0541 | -0.012849 | 0 | 71.5264 | 71.3689 | 71.3689 | -0.0028338 | -0.0062805 | -0.00076375 | 0 | 0 | 0 | 0 | -0.00041764 | -0.0043475 | -0.0026358 | -6.3448e-05 | -0.0022405 | -0.0007067 | 0.0074411 | 0.0015609 | 0 | 0 | 0 | 0 | 0 | 0 | 0 | 0 | 0 | 0 | 0 | 0.35967 | 0 | 0 | 0 | 0 | 1.4801 | 0 | 0 | 0
12 | 335 | 24 | 55.4 | 1.299 | 65.7938 | 0 | 0.50902 | -0.013579 | 0 | 71.3689 | 71.2025 | 71.2025 | -0.0028061 | -0.0062192 | -0.00075629 | 0 | 0 | 0 | 0 | -0.00041428 | -0.004305 | -0.0026103 | -6.2829e-05 | -0.0022186 | -0.00090181 | 0.0067153 | 0.0014098 | 0 | 0 | 0 | 0 | 0 | 0 | 0 | 0 | 0 | 0 | 0 | 0.082082 | 0 | 0 | 0 | 0 | 1.2169 | 0 | 0 | 0
12 | 336 | 1 | 55.4 | 1.0034 | 65.5978 | 0 | 0.50976 | -0.018101 | 0 | 71.2025 | 70.9807 | 70.9807 | -0.0027768 | -0.0061544 | -0.00074841 | 0 | 0 | 0 | 0 | -0.000411 | -0.0042602 | -0.0025834 | -6.2174e-05 | -0.0021955 | -0.00097633 | 0.0020667 | 0.00043418 | 0 | 0 | 0 | 0 | 0 | 0 | 0 | 0 | 0 | 0 | 0 | 0.082457 | 0 | 0 | 0 | 0 | 0.92093 | 0 | 0 | 0
12 | 336 | 2 | 55.4 | 0.93771 | 65.5978 | 0 | 0.50976 | -0.017644 | 0 | 70.9807 | 70.7645 | 70.7645 | -0.0027379 | -0.006068 | -0.0007379 | 0 | 0 | 0 | 0 | -0.00040313 | -0.0042004 | -0.0025465 | -6.1301e-05 | -0.0021646 | -0.00079074 | 0.0020667 | 0.00043418 | 0 | 0 | 0 | 0 | 0 | 0 | 0 | 0 | 0 | 0 | 0 | 0.082563 | 0 | 0 | 0 | 0 | 0.85515 | 0 | 0 | 0
12 | 336 | 3 | 57.2 | 0.90491 | 65.5978 | 0 | 0.50976 | -0.01492 | 0 | 70.7645 | 70.5816 | 70.5816 | -0.0023836 | -0.0052828 | -0.00064241 | 0 | 0 | 0 | 0 | -0.00034799 | -0.0036568 | -0.0022161 | -5.3368e-05 | -0.0018845 | -0.00051901 | 0.0020667 | 0.00043418 | 0 | 0 | 0 | 0 | 0 | 0 | 0 | 0 | 0 | 0 | 0 | 0.082653 | 0 | 0 | 0 | 0 | 0.82226 | 0 | 0 | 0
12 | 336 | 4 | 55.4 | 0.87212 | 65.5978 | 0 | 0.50976 | -0.017204 | 0 | 70.5816 | 70.3708 | 70.3708 | -0.0026677 | -0.0059126 | -0.000719 | 0 | 0 | 0 | 0 | -0.00039439 | -0.0040928 | -0.0024817 | -5.9731e-05 | -0.0021092 | -0.00083336 | 0.0020667 | 0.00043418 | 0 | 0 | 0 | 0 | 0 | 0 | 0 | 0 | 0 | 0 | 0 | 0.082757 | 0 | 0 | 0 | 0 | 0.78937 | 0 | 0 | 0
12 | 336 | 5 | 53.6 | 0.87224 | 65.5978 | 0 | 0.50976 | -0.019274 | 0 | 70.3708 | 70.1346 | 70.1346 | -0.002947 | -0.0065315 | -0.00079426 | 0 | 0 | 0 | 0 | -0.00043572 | -0.0045212 | -0.0027415 | -6.5983e-05 | -0.00233 | -0.00097387 | 0.0020667 | 0.00043418 | 0 | 0 | 0 | 0 | 0 | 0 | 0 | 0 | 0 | 0 | 0 | 0.082873 | 0 | 0 | 0 | 0 | 0.78937 | 0 | 0 | 0
12 | 336 | 6 | 57.2 | 0.98083 | 65.5978 | 0 | 0.59972 | -0.012905 | 0 | 70.1346 | 69.9764 | 69.9764 | -0.0022729 | -0.0050375 | -0.00061258 | 0 | 0 | 0 | 0 | -0.00033485 | -0.003487 | -0.0021141 | -5.089e-05 | -0.001797 | -0.00065075 | 0.0034529 | 0.00072422 | 0 | 0 | 0 | 0 | 0 | 0 | 0 | 0 | 0 | 0 | 0 | 0.092798 | 0 | 0 | 0 | 0 | 0.88804 | 0 | 0 | 0
12 | 336 | 7 | 57.2 | 1.6707 | 65.5978 | 0 | 4.4979 | -0.011749 | 0 | 69.9764 | 69.8324 | 69.8324 | -0.0022451 | -0.0049759 | -0.00060509 | 0 | 0 | 0 | 0 | -0.00033041 | -0.0034444 | -0.0020881 | -5.0268e-05 | -0.001775 | -0.00057349 | 0.0043383 | 0.00091055 | 0 | 0 | 0 | 0 | 0 | 0 | 0 | 0 | 0 | 0 | 0 | 0.51956 | 0 | 0 | 0 | 0 | 1.1512 | 0 | 0 | 0
12 | 336 | 8 | 57.2 | 1.8681 | 65.5978 | 0 | 4.4979 | -0.0073662 | 0 | 69.8324 | 69.7422 | 69.7422 | -0.0022198 | -0.0049198 | -0.00059827 | 0 | 0 | 0 | 0 | -0.00032841 | -0.0034055 | -0.0020651 | -4.9701e-05 | -0.001755 | -0.00070131 | 0.0086767 | 0.0018211 | 0 | 0 | 0 | 0 | 0 | 0 | 0 | 0 | 0 | 0 | 0 | 0.5196 | 0 | 0 | 0 | 0 | 1.3485 | 0 | 0 | 0
12 | 336 | 9 | 60.8 | 1.8353 | 65.5978 | 0 | 3.8982 | 0.01017 | 0 | 69.7422 | 69.8668 | 69.8668 | -0.0015713 | -0.0034826 | -0.0004235 | 0 | 0 | 0.009827 | 0.0017348 | -0.00023167 | -0.00049174 | 0.00033659 | -3.5182e-05 | -0.0012423 | -0.00037453 | 0.0050623 | 0.0010617 | 0 | 0 | 0 | 0 | 0 | 0 | 0 | 0 | 0 | 0 | 0 | 0.45389 | 0 | 0 | 0 | 0 | 1.3814 | 0 | 0 | 0
12 | 336 | 10 | 62.6 | 1.868 | 65.5978 | 0 | 3.8982 | 0.031459 | 0 | 69.8668 | 70.2523 | 70.2523 | -0.0012769 | -0.0028301 | -0.00034415 | 0 | 0 | 0.022476 | 0.0033536 | -0.00018614 | 0.0052442 | 0.0024862 | -2.8591e-05 | -0.0010096 | -0.00017288 | 0.0030973 | 0.00065039 | 0 | 0 | 0 | 0 | 0 | 0 | 0 | 0 | 0 | 0 | 0 | 0.45371 | 0 | 0 | 0 | 0 | 1.4143 | 0 | 0 | 0
12 | 336 | 11 | 66.2 | 1.9006 | 65.5978 | 0 | 3.8982 | 0.040291 | 0 | 70.2523 | 70.7461 | 70.7461 | -0.00071208 | -0.0015782 | -0.00019192 | 0 | 0 | 0.025183 | 0.0045638 | -0.00010617 | 0.0077502 | 0.0024587 | -1.5944e-05 | -0.00056299 | -0.00024553 | 0.0030973 | 0.00065039 | 0 | 0 | 0 | 0 | 0 | 0 | 0 | 0 | 0 | 0 | 0 | 0.45347 | 0 | 0 | 0 | 0 | 1.4472 | 0 | 0 | 0
12 | 336 | 12 | 71.6 | 1.7757 | 65.5978 | 0 | 2.7587 | 0.04364 | 0 | 70.7461 | 71.2809 | 71.2809 | 0.00015005 | 0.00033256 | 4.0441e-05 | 0 | 0 | 0.022018 | 0.0044906 | 2.235e-05 | 0.0088186 | 0.0026082 | 3.3596e-06 | 0.00011863 | 3.8995e-05 | 0.0041315 | 0.0008666 | 0 | 0 | 0 | 0 | 0 | 0 | 0 | 0 | 0 | 0 | 0 | 0.32848 | 0 | 0 | 0 | 0 | 1.4472 | 0 | 0 | 0
12 | 336 | 13 | 73.4 | 1.7425 | 65.5978 | 0 | 2.7587 | 0.044444 | 0 | 71.2809 | 71.8256 | 71.8256 | 0.00037237 | 0.0008253 | 0.00010036 | 0 | 0 | 0.022141 | 0.0044836 | 5.5676e-05 | 0.0093341 | 0.0029376 | 8.3374e-06 | 0.00029441 | 0.00014306 | 0.0030973 | 0.00065039 | 0 | 0 | 0 | 0 | 0 | 0 | 0 | 0 | 0 | 0 | 0 | 0.32822 | 0 | 0 | 0 | 0 | 1.4143 | 0 | 0 | 0
12 | 336 | 14 | 73.4 | 1.6503 | 65.5978 | 0 | 2.219 | 0.041692 | 0 | 71.8256 | 72.3365 | 72.3365 | 0.00027666 | 0.00061317 | 7.4565e-05 | 0 | 0 | 0.021307 | 0.0040027 | 4.1436e-05 | 0.0087775 | 0.0031292 | 6.1945e-06 | 0.00021874 | 0.00011953 | 0.0025838 | 0.00054141 | 0 | 0 | 0 | 0 | 0 | 0 | 0 | 0 | 0 | 0 | 0 | 0.26888 | 0 | 0 | 0 | 0 | 1.3814 | 0 | 0 | 0
12 | 336 | 15 | 71.6 | 1.6172 | 65.5978 | 0 | 2.219 | 0.03575 | 0 | 72.3365 | 72.7746 | 72.7746 | -0.00012942 | -0.00028684 | -3.4882e-05 | 0 | 0 | 0.019877 | 0.0029783 | -1.9395e-05 | 0.0071823 | 0.003093 | -2.8978e-06 | -0.00010233 | -5.4789e-05 | 0.0026854 | 0.00056426 | 0 | 0 | 0 | 0 | 0 | 0 | 0 | 0 | 0 | 0 | 0 | 0.26867 | 0 | 0 | 0 | 0 | 1.3485 | 0 | 0 | 0
12 | 336 | 16 | 73.4 | 1.6828 | 65.5978 | 0 | 2.219 | 0.02189 | 0 | 72.7746 | 73.0429 | 73.0429 | 0.00010989 | 0.00024355 | 2.9617e-05 | 0 | 0 | 0.0094423 | 0.0014232 | 1.6468e-05 | 0.0044904 | 0.0027489 | 2.4604e-06 | 8.6882e-05 | 4.6393e-05 | 0.0026854 | 0.00056426 | 0 | 0 | 0 | 0 | 0 | 0 | 0 | 0 | 0 | 0 | 0 | 0.26854 | 0 | 0 | 0 | 0 | 1.4143 | 0 | 0 | 0
12 | 336 | 17 | 71.6 | 1.9459 | 65.5978 | 0 | 2.219 | 0.0098773 | 0 | 73.0429 | 73.1639 | 73.1639 | -0.00025355 | -0.00056195 | -6.8336e-05 | 0 | 0 | 0.0045796 | 0.00031371 | -3.7694e-05 | 0.00035993 | 0.0010686 | -5.677e-06 | -0.00020046 | -6.7685e-05 | 0.0039265 | 0.00082442 | 0 | 0 | 0 | 0 | 0 | 0 | 0 | 0 | 0 | 0 | 0 | 0.26848 | 0 | 0 | 0 | 0 | 1.6774 | 0 | 0 | 0
12 | 336 | 18 | 71.6 | 2.5441 | 65.5978 | 0 | 3.7782 | 0.0022481 | 0 | 73.1639 | 73.1915 | 73.1915 | -0.00027482 | -0.00060909 | -7.4069e-05 | 0 | 0 | 0 | 0 | -4.0926e-05 | -0.00042162 | -0.00025578 | -6.1532e-06 | -0.00021728 | -8.7045e-05 | 0.0042349 | 0.00088946 | 0 | 0 | 0 | 0 | 0 | 0 | 0 | 0 | 0 | 0 | 0 | 0.43915 | 0 | 0 | 0 | 0 | 2.105 | 0 | 0 | 0
12 | 336 | 19 | 71.6 | 2.5112 | 65.5978 | 0 | 3.7782 | 0.002506 | 0 | 73.1915 | 73.2222 | 73.2222 | -0.00027966 | -0.00061982 | -7.5373e-05 | 0 | 0 | 0 | 0 | -4.1778e-05 | -0.00042905 | -0.00026028 | -6.2616e-06 | -0.00022111 | -0.00010585 | 0.0045452 | 0.0009545 | 0 | 0 | 0 | 0 | 0 | 0 | 0 | 0 | 0 | 0 | 0 | 0.43914 | 0 | 0 | 0 | 0 | 2.0721 | 0 | 0 | 0
12 | 336 | 20 | 69.8 | 2.3796 | 65.5978 | 0 | 3.7782 | 0.0026983 | 0 | 73.2222 | 73.2553 | 73.2553 | -0.00060136 | -0.0013328 | -0.00016208 | 0 | 0 | 0 | 0 | -9.0137e-05 | -0.00092258 | -0.00055977 | -1.3464e-05 | -0.00047545 | -0.00027121 | 0.0071272 | 0.0014959 | 0 | 0 | 0 | 0 | 0 | 0 | 0 | 0 | 0 | 0 | 0 | 0.43912 | 0 | 0 | 0 | 0 | 1.9405 | 0 | 0 | 0
12 | 336 | 21 | 68 | 2.281 | 65.5978 | 0 | 3.7782 | 0.00035738 | 0 | 73.2553 | 73.2597 | 73.2597 | -0.00092347 | -0.0020467 | -0.00024889 | 0 | 0 | 0 | 0 | -0.0001381 | -0.0014168 | -0.00085952 | -2.0677e-05 | -0.00073012 | -0.00038554 | 0.0071272 | 0.0014959 | 0 | 0 | 0 | 0 | 0 | 0 | 0 | 0 | 0 | 0 | 0 | 0.43912 | 0 | 0 | 0 | 0 | 1.8419 | 0 | 0 | 0
12 | 336 | 22 | 66.2 | 2.1035 | 65.5978 | 0 | 3.0586 | -0.0018073 | 0 | 73.2597 | 73.2375 | 73.2375 | -0.0012405 | -0.0027494 | -0.00033435 | 0 | 0 | 0 | 0 | -0.00018643 | -0.0019032 | -0.0011549 | -2.7776e-05 | -0.00098081 | -0.00067098 | 0.0074411 | 0.0015609 | 0 | 0 | 0 | 0 | 0 | 0 | 0 | 0 | 0 | 0 | 0 | 0.36035 | 0 | 0 | 0 | 0 | 1.7432 | 0 | 0 | 0
12 | 336 | 23 | 64.4 | 1.8404 | 65.5978 | 0 | 3.0586 | -0.0042478 | 0 | 73.2375 | 73.1855 | 73.1855 | -0.0015529 | -0.0034418 | -0.00041854 | 0 | 0 | 0 | 0 | -0.00023393 | -0.0023825 | -0.0014459 | -3.4771e-05 | -0.0012278 | -0.00095073 | 0.0074411 | 0.0015609 | 0 | 0 | 0 | 0 | 0 | 0 | 0 | 0 | 0 | 0 | 0 | 0.36038 | 0 | 0 | 0 | 0 | 1.4801 | 0 | 0 | 0
12 | 336 | 24 | 64.4 | 1.2983 | 65.5978 | 0 | 0.50976 | -0.004819 | 0 | 73.1855 | 73.1264 | 73.1264 | -0.0015438 | -0.0034216 | -0.00041608 | 0 | 0 | 0 | 0 | -0.00023188 | -0.0023684 | -0.0014372 | -3.4566e-05 | -0.0012206 | -0.00086017 | 0.0067153 | 0.0014098 | 0 | 0 | 0 | 0 | 0 | 0 | 0 | 0 | 0 | 0 | 0 | 0.0814 | 0 | 0 | 0 | 0 | 1.2169 | 0 | 0 | 0
12 | 337 | 1 | 64.4 | 1.0026 | 65.4043 | 0 | 0.51049 | -0.0093892 | 0 | 73.1264 | 73.0113 | 73.0113 | -0.0015334 | -0.0033986 | -0.00041328 | 0 | 0 | 0 | 0 | -0.00023032 | -0.0023525 | -0.0014275 | -3.4333e-05 | -0.0012124 | -0.00085354 | 0.0020667 | 0.00043418 | 0 | 0 | 0 | 0 | 0 | 0 | 0 | 0 | 0 | 0 | 0 | 0.081719 | 0 | 0 | 0 | 0 | 0.92093 | 0 | 0 | 0
12 | 337 | 2 | 64.4 | 0.93692 | 65.4043 | 0 | 0.51049 | -0.0088574 | 0 | 73.0113 | 72.9028 | 72.9028 | -0.0015132 | -0.0033537 | -0.00040783 | 0 | 0 | 0 | 0 | -0.00022431 | -0.0023215 | -0.0014079 | -3.3881e-05 | -0.0011964 | -0.00046531 | 0.0020667 | 0.00043418 | 0 | 0 | 0 | 0 | 0 | 0 | 0 | 0 | 0 | 0 | 0 | 0.081772 | 0 | 0 | 0 | 0 | 0.85515 | 0 | 0 | 0
12 | 337 | 3 | 64.4 | 0.90408 | 65.4043 | 0 | 0.51049 | -0.0089365 | 0 | 72.9028 | 72.7933 | 72.7933 | -0.0014941 | -0.0033115 | -0.00040269 | 0 | 0 | 0 | 0 | -0.00022334 | -0.0022922 | -0.0013906 | -3.3454e-05 | -0.0011813 | -0.00067388 | 0.0020667 | 0.00043418 | 0 | 0 | 0 | 0 | 0 | 0 | 0 | 0 | 0 | 0 | 0 | 0.081826 | 0 | 0 | 0 | 0 | 0.82226 | 0 | 0 | 0
12 | 337 | 4 | 64.4 | 0.87124 | 65.4043 | 0 | 0.51049 | -0.0087071 | 0 | 72.7933 | 72.6866 | 72.6866 | -0.0014749 | -0.0032688 | -0.0003975 | 0 | 0 | 0 | 0 | -0.00021979 | -0.0022627 | -0.0013725 | -3.3023e-05 | -0.0011661 | -0.0005784 | 0.0020667 | 0.00043418 | 0 | 0 | 0 | 0 | 0 | 0 | 0 | 0 | 0 | 0 | 0 | 0.081879 | 0 | 0 | 0 | 0 | 0.78937 | 0 | 0 | 0
12 | 337 | 5 | 64.4 | 0.8713 | 65.4043 | 0 | 0.51049 | -0.0086534 | 0 | 72.6866 | 72.5805 | 72.5805 | -0.0014561 | -0.0032273 | -0.00039245 | 0 | 0 | 0 | 0 | -0.00021765 | -0.0022339 | -0.0013553 | -3.2603e-05 | -0.0011513 | -0.00065354 | 0.0020667 | 0.00043418 | 0 | 0 | 0 | 0 | 0 | 0 | 0 | 0 | 0 | 0 | 0 | 0.081931 | 0 | 0 | 0 | 0 | 0.78937 | 0 | 0 | 0
12 | 337 | 6 | 66.2 | 0.97989 | 65.4043 | 0 | 0.60058 | -0.0048983 | 0 | 72.5805 | 72.5205 | 72.5205 | -0.0011212 | -0.0024849 | -0.00030218 | 0 | 0 | 0 | 0 | -0.00016834 | -0.0017201 | -0.0010437 | -2.5104e-05 | -0.00088645 | -0.00059918 | 0.0034529 | 0.00072422 | 0 | 0 | 0 | 0 | 0 | 0 | 0 | 0 | 0 | 0 | 0 | 0.091854 | 0 | 0 | 0 | 0 | 0.88804 | 0 | 0 | 0
12 | 337 | 7 | 64.4 | 1.6718 | 65.4043 | 0 | 4.5043 | -0.0061647 | 0 | 72.5205 | 72.4449 | 72.4449 | -0.0014269 | -0.0031626 | -0.00038459 | 0 | 0 | 0 | 0 | -0.00021344 | -0.0021892 | -0.0013281 | -3.1949e-05 | -0.0011282 | -0.00063802 | 0.0043383 | 0.00091055 | 0 | 0 | 0 | 0 | 0 | 0 | 0 | 0 | 0 | 0 | 0 | 0.5206 | 0 | 0 | 0 | 0 | 1.1512 | 0 | 0 | 0
12 | 337 | 8 | 66.2 | 1.8691 | 65.4043 | 0 | 4.5043 | 0.00085235 | 0 | 72.4449 | 72.4554 | 72.4554 | -0.0010974 | -0.0024321 | -0.00029576 | 0 | 0 | 0.00019821 | 4.4257e-05 | -0.00016163 | -0.001829 | -0.0011342 | -2.457e-05 | -0.00086761 | -0.00022457 | 0.0086767 | 0.0018211 | 0 | 0 | 0 | 0 | 0 | 0 | 0 | 0 | 0 | 0 | 0 | 0.5206 | 0 | 0 | 0 | 0 | 1.3485 | 0 | 0 | 0
12 | 337 | 9 | 66.2 | 1.836 | 65.4043 | 0 | 3.9038 | 0.0027045 | 0 | 72.4554 | 72.4885 | 72.4885 | -0.0010992 | -0.0024362 | -0.00029625 | 0 | 0 | 0.0029731 | 0.00066386 | -0.00016335 | -0.00022557 | -0.00052547 | -2.4611e-05 | -0.00086907 | -0.00035506 | 0.0050623 | 0.0010617 | 0 | 0 | 0 | 0 | 0 | 0 | 0 | 0 | 0 | 0 | 0 | 0.45463 | 0 | 0 | 0 | 0 | 1.3814 | 0 | 0 | 0
12 | 337 | 10 | 69.8 | 1.8688 | 65.4043 | 0 | 3.9038 | 0.012138 | 0 | 72.4885 | 72.6373 | 72.6373 | -0.00047243 | -0.0010471 | -0.00012733 | 0 | 0 | 0.0062853 | 0.0013991 | -7.0828e-05 | 0.0023267 | 0.00069017 | -1.0578e-05 | -0.00037352 | -0.00020952 | 0.0030973 | 0.00065039 | 0 | 0 | 0 | 0 | 0 | 0 | 0 | 0 | 0 | 0 | 0 | 0.45455 | 0 | 0 | 0 | 0 | 1.4143 | 0 | 0 | 0
12 | 337 | 11 | 69.8 | 1.9016 | 65.4043 | 0 | 3.9038 | 0.016058 | 0 | 72.6373 | 72.8341 | 72.8341 | -0.00049857 | -0.001105 | -0.00013437 | 0 | 0 | 0.0086074 | 0.0019206 | -7.4856e-05 | 0.0032495 | 0.0010001 | -1.1163e-05 | -0.00039418 | -0.00024936 | 0.0030973 | 0.00065039 | 0 | 0 | 0 | 0 | 0 | 0 | 0 | 0 | 0 | 0 | 0 | 0.45446 | 0 | 0 | 0 | 0 | 1.4472 | 0 | 0 | 0
12 | 337 | 12 | 71.24 | 1.7762 | 65.4043 | 0 | 2.7627 | 0.013824 | 0 | 72.8341 | 73.0035 | 73.0035 | -0.00028011 | -0.00062082 | -7.5495e-05 | 0 | 0 | 0.0058669 | 0.00131 | -4.2006e-05 | 0.0023527 | 0.00066959 | -6.2717e-06 | -0.00022146 | -0.00012725 | 0.0041315 | 0.0008666 | 0 | 0 | 0 | 0 | 0 | 0 | 0 | 0 | 0 | 0 | 0 | 0.32906 | 0 | 0 | 0 | 0 | 1.4472 | 0 | 0 | 0
12 | 337 | 13 | 72.68 | 1.7432 | 65.4043 | 0 | 2.7627 | 0.030875 | 0 | 73.0035 | 73.3819 | 73.3819 | -5.6841e-05 | -0.00012598 | -1.532e-05 | 0 | 0 | 0.015133 | 0.0032908 | -8.5082e-06 | 0.0065872 | 0.0023918 | -1.2727e-06 | -4.494e-05 | -2.2569e-05 | 0.0030973 | 0.00065039 | 0 | 0 | 0 | 0 | 0 | 0 | 0 | 0 | 0 | 0 | 0 | 0.32888 | 0 | 0 | 0 | 0 | 1.4143 | 0 | 0 | 0
12 | 337 | 14 | 73.4 | 1.6508 | 65.4043 | 0 | 2.2221 | 0.016343 | 0 | 73.3819 | 73.5821 | 73.5821 | 3.1886e-06 | 7.067e-06 | 8.5939e-07 | 0 | 0 | 0.0071355 | 0.0015933 | 4.7644e-07 | 0.0033539 | 0.0011197 | 7.1393e-08 | 2.521e-06 | 1.1522e-06 | 0.0025838 | 0.00054141 | 0 | 0 | 0 | 0 | 0 | 0 | 0 | 0 | 0 | 0 | 0 | 0.26942 | 0 | 0 | 0 | 0 | 1.3814 | 0 | 0 | 0
12 | 337 | 15 | 73.4 | 1.6178 | 65.4043 | 0 | 2.2221 | 0.013536 | 0 | 73.5821 | 73.748 | 73.748 | -3.2006e-05 | -7.0935e-05 | -8.6261e-06 | 0 | 0 | 0.005748 | 0.0012835 | -4.7806e-06 | 0.002582 | 0.00082734 | -7.1661e-07 | -2.5305e-05 | -1.1623e-05 | 0.0026854 | 0.00056426 | 0 | 0 | 0 | 0 | 0 | 0 | 0 | 0 | 0 | 0 | 0 | 0.26933 | 0 | 0 | 0 | 0 | 1.3485 | 0 | 0 | 0
12 | 337 | 16 | 73.4 | 1.6835 | 65.4043 | 0 | 2.2221 | 0.014628 | 0 | 73.748 | 73.9273 | 73.9273 | -6.1156e-05 | -0.00013554 | -1.6483e-05 | 0 | 0 | 0.0063727 | 0.0013685 | -9.1349e-06 | 0.0028076 | 0.0011237 | -1.3693e-06 | -4.8352e-05 | -2.232e-05 | 0.0026854 | 0.00056426 | 0 | 0 | 0 | 0 | 0 | 0 | 0 | 0 | 0 | 0 | 0 | 0.26925 | 0 | 0 | 0 | 0 | 1.4143 | 0 | 0 | 0
12 | 337 | 17 | 71.6 | 1.9466 | 65.4043 | 0 | 2.2221 | 0.0076706 | 0 | 73.9273 | 74.0213 | 74.0213 | -0.00040896 | -0.00090638 | -0.00011022 | 0 | 0 | 0.0032335 | 0.00046114 | -6.1144e-05 | 0.00066543 | 0.00053688 | -9.1566e-06 | -0.00032333 | -0.00015803 | 0.0039265 | 0.00082442 | 0 | 0 | 0 | 0 | 0 | 0 | 0 | 0 | 0 | 0 | 0 | 0.2692 | 0 | 0 | 0 | 0 | 1.6774 | 0 | 0 | 0
12 | 337 | 18 | 68 | 2.5457 | 65.4043 | 0 | 3.7836 | -0.0033295 | 0 | 74.0213 | 73.9805 | 73.9805 | -0.0010581 | -0.002345 | -0.00028517 | 0 | 0 | 0 | 0 | -0.00015676 | -0.0016233 | -0.00098452 | -2.369e-05 | -0.00083655 | -0.00025139 | 0.0042349 | 0.00088946 | 0 | 0 | 0 | 0 | 0 | 0 | 0 | 0 | 0 | 0 | 0 | 0.44071 | 0 | 0 | 0 | 0 | 2.105 | 0 | 0 | 0
12 | 337 | 19 | 68 | 2.5128 | 65.4043 | 0 | 3.7836 | -0.0032215 | 0 | 73.9805 | 73.941 | 73.941 | -0.0010509 | -0.0023291 | -0.00028324 | 0 | 0 | 0 | 0 | -0.00015744 | -0.0016123 | -0.00097821 | -2.353e-05 | -0.00083088 | -0.00050106 | 0.0045452 | 0.0009545 | 0 | 0 | 0 | 0 | 0 | 0 | 0 | 0 | 0 | 0 | 0 | 0.44073 | 0 | 0 | 0 | 0 | 2.0721 | 0 | 0 | 0
12 | 337 | 20 | 66.2 | 2.3813 | 65.4043 | 0 | 3.7836 | -0.0025775 | 0 | 73.941 | 73.9094 | 73.9094 | -0.0013603 | -0.0030148 | -0.00036661 | 0 | 0 | 0 | 0 | -0.00020081 | -0.0020869 | -0.0012654 | -3.0456e-05 | -0.0010755 | -0.00030399 | 0.0071272 | 0.0014959 | 0 | 0 | 0 | 0 | 0 | 0 | 0 | 0 | 0 | 0 | 0 | 0.44075 | 0 | 0 | 0 | 0 | 1.9405 | 0 | 0 | 0
12 | 337 | 21 | 66.2 | 2.2826 | 65.4043 | 0 | 3.7836 | -0.0029081 | 0 | 73.9094 | 73.8738 | 73.8738 | -0.0013547 | -0.0030025 | -0.00036512 | 0 | 0 | 0 | 0 | -0.00020299 | -0.0020784 | -0.001261 | -3.0332e-05 | -0.0010711 | -0.00066914 | 0.0071272 | 0.0014959 | 0 | 0 | 0 | 0 | 0 | 0 | 0 | 0 | 0 | 0 | 0 | 0.44076 | 0 | 0 | 0 | 0 | 1.8419 | 0 | 0 | 0
12 | 337 | 22 | 60.8 | 2.1049 | 65.4043 | 0 | 3.0629 | -0.0092609 | 0 | 73.8738 | 73.7603 | 73.7603 | -0.0022973 | -0.0050917 | -0.00061917 | 0 | 0 | 0 | 0 | -0.00034181 | -0.0035245 | -0.0021378 | -5.1438e-05 | -0.0018164 | -0.00082188 | 0.0074411 | 0.0015609 | 0 | 0 | 0 | 0 | 0 | 0 | 0 | 0 | 0 | 0 | 0 | 0.36167 | 0 | 0 | 0 | 0 | 1.7432 | 0 | 0 | 0
12 | 337 | 23 | 60.8 | 1.8418 | 65.4043 | 0 | 3.0629 | -0.0092045 | 0 | 73.7603 | 73.6475 | 73.6475 | -0.0022774 | -0.0050475 | -0.0006138 | 0 | 0 | 0 | 0 | -0.00033867 | -0.0034939 | -0.0021192 | -5.0991e-05 | -0.0018006 | -0.00090352 | 0.0074411 | 0.0015609 | 0 | 0 | 0 | 0 | 0 | 0 | 0 | 0 | 0 | 0 | 0 | 0.36172 | 0 | 0 | 0 | 0 | 1.4801 | 0 | 0 | 0
12 | 337 | 24 | 60.8 | 1.2984 | 65.4043 | 0 | 0.51049 | -0.0096063 | 0 | 73.6475 | 73.5298 | 73.5298 | -0.0022576 | -0.0050035 | -0.00060846 | 0 | 0 | 0 | 0 | -0.00033397 | -0.0034635 | -0.0021002 | -5.0547e-05 | -0.0017849 | -0.0007188 | 0.0067153 | 0.0014098 | 0 | 0 | 0 | 0 | 0 | 0 | 0 | 0 | 0 | 0 | 0 | 0.081463 | 0 | 0 | 0 | 0 | 1.2169 | 0 | 0 | 0
12 | 338 | 1 | 62.6 | 1.0027 | 65.2132 | 0 | 0.51121 | -0.011776 | 0 | 73.5298 | 73.3855 | 73.3855 | -0.0019206 | -0.0042567 | -0.00051763 | 0 | 0 | 0 | 0 | -0.00028367 | -0.0029465 | -0.0017866 | -4.3002e-05 | -0.0015185 | -0.00056907 | 0.0020667 | 0.00043418 | 0 | 0 | 0 | 0 | 0 | 0 | 0 | 0 | 0 | 0 | 0 | 0.081793 | 0 | 0 | 0 | 0 | 0.92093 | 0 | 0 | 0
12 | 338 | 2 | 62.6 | 0.93701 | 65.2132 | 0 | 0.51121 | -0.011373 | 0 | 73.3855 | 73.2461 | 73.2461 | -0.0018952 | -0.0042005 | -0.0005108 | 0 | 0 | 0 | 0 | -0.00027722 | -0.0029076 | -0.0017623 | -4.2435e-05 | -0.0014984 | -0.00034543 | 0.0020667 | 0.00043418 | 0 | 0 | 0 | 0 | 0 | 0 | 0 | 0 | 0 | 0 | 0 | 0.081862 | 0 | 0 | 0 | 0 | 0.85515 | 0 | 0 | 0
12 | 338 | 3 | 62.6 | 0.90419 | 65.2132 | 0 | 0.51121 | -0.011147 | 0 | 73.2461 | 73.1095 | 73.1095 | -0.0018707 | -0.0041462 | -0.0005042 | 0 | 0 | 0 | 0 | -0.00027254 | -0.00287 | -0.0017392 | -4.1886e-05 | -0.0014791 | -0.00029016 | 0.0020667 | 0.00043418 | 0 | 0 | 0 | 0 | 0 | 0 | 0 | 0 | 0 | 0 | 0 | 0.081929 | 0 | 0 | 0 | 0 | 0.82226 | 0 | 0 | 0
12 | 338 | 4 | 62.6 | 0.87136 | 65.2132 | 0 | 0.51121 | -0.010974 | 0 | 73.1095 | 72.975 | 72.975 | -0.0018467 | -0.004093 | -0.00049773 | 0 | 0 | 0 | 0 | -0.00026905 | -0.0028332 | -0.0017169 | -4.1349e-05 | -0.0014601 | -0.00028306 | 0.0020667 | 0.00043418 | 0 | 0 | 0 | 0 | 0 | 0 | 0 | 0 | 0 | 0 | 0 | 0.081995 | 0 | 0 | 0 | 0 | 0.78937 | 0 | 0 | 0
12 | 338 | 5 | 62.6 | 0.87143 | 65.2132 | 0 | 0.51121 | -0.010852 | 0 | 72.975 | 72.842 | 72.842 | -0.0018231 | -0.0040406 | -0.00049136 | 0 | 0 | 0 | 0 | -0.0002667 | -0.002797 | -0.0016952 | -4.082e-05 | -0.0014414 | -0.00032253 | 0.0020667 | 0.00043418 | 0 | 0 | 0 | 0 | 0 | 0 | 0 | 0 | 0 | 0 | 0 | 0.082061 | 0 | 0 | 0 | 0 | 0.78937 | 0 | 0 | 0
12 | 338 | 6 | 62.6 | 0.98009 | 65.2132 | 0 | 0.60142 | -0.0092497 | 0 | 72.842 | 72.7286 | 72.7286 | -0.0017997 | -0.0039888 | -0.00048506 | 0 | 0 | 0 | 0 | -0.00026214 | -0.0027611 | -0.0016732 | -4.0296e-05 | -0.0014229 | -0.00026939 | 0.0034529 | 0.00072422 | 0 | 0 | 0 | 0 | 0 | 0 | 0 | 0 | 0 | 0 | 0 | 0.092056 | 0 | 0 | 0 | 0 | 0.88804 | 0 | 0 | 0
12 | 338 | 7 | 60.8 | 1.674 | 65.2132 | 0 | 4.5107 | -0.010558 | 0 | 72.7286 | 72.5992 | 72.5992 | -0.0020961 | -0.0046457 | -0.00056494 | 0 | 0 | 0 | 0 | -0.00030751 | -0.0032158 | -0.0019493 | -4.6932e-05 | -0.0016573 | -0.00041296 | 0.0043383 | 0.00091055 | 0 | 0 | 0 | 0 | 0 | 0 | 0 | 0 | 0 | 0 | 0 | 0.52281 | 0 | 0 | 0 | 0 | 1.1512 | 0 | 0 | 0
12 | 338 | 8 | 62.6 | 1.8713 | 65.2132 | 0 | 4.5107 | -0.003283 | 0 | 72.5992 | 72.559 | 72.559 | -0.0017571 | -0.0038943 | -0.00047356 | 0 | 0 | 0.0025668 | 0.00015675 | -0.0002595 | -0.0045304 | -0.0018384 | -3.9341e-05 | -0.0013892 | -0.0005015 | 0.0086767 | 0.0018211 | 0 | 0 | 0 | 0 | 0 | 0 | 0 | 0 | 0 | 0 | 0 | 0.52283 | 0 | 0 | 0 | 0 | 1.3485 | 0 | 0 | 0
12 | 338 | 9 | 64.4 | 1.8379 | 65.2132 | 0 | 3.9092 | 0.012522 | 0 | 72.559 | 72.7125 | 72.7125 | -0.0014337 | -0.0031776 | -0.00038641 | 0 | 0 | 0.010698 | 0.0018104 | -0.0002117 | -0.00015209 | 0.00079485 | -3.2101e-05 | -0.0011335 | -0.00037787 | 0.0050623 | 0.0010617 | 0 | 0 | 0 | 0 | 0 | 0 | 0 | 0 | 0 | 0 | 0 | 0.4565 | 0 | 0 | 0 | 0 | 1.3814 | 0 | 0 | 0
12 | 338 | 10 | 66.2 | 1.8706 | 65.2132 | 0 | 3.9092 | 0.030599 | 0 | 72.7125 | 73.0875 | 73.0875 | -0.0011444 | -0.0025363 | -0.00030843 | 0 | 0 | 0.023712 | 0.0034253 | -0.00016951 | 0.00357 | 0.0015572 | -2.5623e-05 | -0.00090478 | -0.00032392 | 0.0030973 | 0.00065039 | 0 | 0 | 0 | 0 | 0 | 0 | 0 | 0 | 0 | 0 | 0 | 0.45631 | 0 | 0 | 0 | 0 | 1.4143 | 0 | 0 | 0
12 | 338 | 11 | 71.6 | 1.9032 | 65.2132 | 0 | 3.9092 | 0.042994 | 0 | 73.0875 | 73.6144 | 73.6144 | -0.00026138 | -0.0005793 | -7.0446e-05 | 0 | 0 | 0.025913 | 0.004587 | -3.8829e-05 | 0.0075572 | 0.0024097 | -5.8523e-06 | -0.00020665 | -5.8059e-05 | 0.0030973 | 0.00065039 | 0 | 0 | 0 | 0 | 0 | 0 | 0 | 0 | 0 | 0 | 0 | 0.45606 | 0 | 0 | 0 | 0 | 1.4472 | 0 | 0 | 0
12 | 338 | 12 | 73.4 | 1.777 | 65.2132 | 0 | 2.7665 | 0.048769 | 0 | 73.6144 | 74.212 | 74.212 | -3.7667e-05 | -8.3482e-05 | -1.0152e-05 | 0 | 0 | 0.026684 | 0.0051643 | -5.6446e-06 | 0.0096788 | 0.0024266 | -8.4337e-07 | -2.9781e-05 | -1.574e-05 | 0.0041315 | 0.0008666 | 0 | 0 | 0 | 0 | 0 | 0 | 0 | 0 | 0 | 0 | 0 | 0.32987 | 0 | 0 | 0 | 0 | 1.4472 | 0 | 0 | 0
12 | 338 | 13 | 75.2 | 1.7439 | 65.2132 | 0 | 2.7665 | 0.048869 | 0 | 74.212 | 74.8109 | 74.8109 | 0.00017361 | 0.00038477 | 4.6791e-05 | 0 | 0 | 0.026312 | 0.0050592 | 2.608e-05 | 0.010105 | 0.0027898 | 3.8871e-06 | 0.00013726 | 8.3662e-05 | 0.0030973 | 0.00065039 | 0 | 0 | 0 | 0 | 0 | 0 | 0 | 0 | 0 | 0 | 0 | 0.32958 | 0 | 0 | 0 | 0 | 1.4143 | 0 | 0 | 0
12 | 338 | 14 | 77 | 1.6511 | 65.2132 | 0 | 2.2253 | 0.046316 | 0 | 74.8109 | 75.3785 | 75.3785 | 0.00038467 | 0.00085255 | 0.00010367 | 0 | 0 | 0.024253 | 0.0042937 | 5.7655e-05 | 0.0094438 | 0.0033206 | 8.6127e-06 | 0.00030413 | 0.00016863 | 0.0025838 | 0.00054141 | 0 | 0 | 0 | 0 | 0 | 0 | 0 | 0 | 0 | 0 | 0 | 0.26966 | 0 | 0 | 0 | 0 | 1.3814 | 0 | 0 | 0
12 | 338 | 15 | 77 | 1.6179 | 65.2132 | 0 | 2.2253 | 0.040563 | 0 | 75.3785 | 75.8756 | 75.8756 | 0.00028493 | 0.00063149 | 7.6792e-05 | 0 | 0 | 0.022011 | 0.0030806 | 4.2674e-05 | 0.0074767 | 0.0033544 | 6.3795e-06 | 0.00022527 | 0.00012324 | 0.0026854 | 0.00056426 | 0 | 0 | 0 | 0 | 0 | 0 | 0 | 0 | 0 | 0 | 0 | 0.26942 | 0 | 0 | 0 | 0 | 1.3485 | 0 | 0 | 0
12 | 338 | 16 | 77 | 1.6836 | 65.2132 | 0 | 2.2253 | 0.022765 | 0 | 75.8756 | 76.1546 | 76.1546 | 0.00019757 | 0.00043789 | 5.3249e-05 | 0 | 0 | 0.0098651 | 0.0013759 | 2.9423e-05 | 0.0044127 | 0.0029213 | 4.4237e-06 | 0.00015621 | 6.1584e-05 | 0.0026854 | 0.00056426 | 0 | 0 | 0 | 0 | 0 | 0 | 0 | 0 | 0 | 0 | 0 | 0.26929 | 0 | 0 | 0 | 0 | 1.4143 | 0 | 0 | 0
12 | 338 | 17 | 75.2 | 1.9466 | 65.2132 | 0 | 2.2253 | 0.010136 | 0 | 76.1546 | 76.2789 | 76.2789 | -0.00016775 | -0.00037179 | -4.5212e-05 | 0 | 0 | 0.0048823 | 0.00028528 | -2.5002e-05 | 8.7487e-06 | 0.0010067 | -3.7559e-06 | -0.00013263 | -5.1961e-05 | 0.0039265 | 0.00082442 | 0 | 0 | 0 | 0 | 0 | 0 | 0 | 0 | 0 | 0 | 0 | 0.26922 | 0 | 0 | 0 | 0 | 1.6774 | 0 | 0 | 0
12 | 338 | 18 | 71.6 | 2.5465 | 65.2132 | 0 | 3.7889 | -0.0016628 | 0 | 76.2789 | 76.2585 | 76.2585 | -0.00082218 | -0.0018222 | -0.00022159 | 0 | 0 | 0 | 0 | -0.00012209 | -0.0012614 | -0.00076511 | -1.8409e-05 | -0.00065004 | -0.00021478 | 0.0042349 | 0.00088946 | 0 | 0 | 0 | 0 | 0 | 0 | 0 | 0 | 0 | 0 | 0 | 0.44152 | 0 | 0 | 0 | 0 | 2.105 | 0 | 0 | 0
12 | 338 | 19 | 71.6 | 2.5136 | 65.2132 | 0 | 3.7889 | -0.0012928 | 0 | 76.2585 | 76.2426 | 76.2426 | -0.00081859 | -0.0018143 | -0.00022063 | 0 | 0 | 0 | 0 | -0.00012095 | -0.0012559 | -0.00076151 | -1.8328e-05 | -0.00064721 | -0.00018066 | 0.0045452 | 0.0009545 | 0 | 0 | 0 | 0 | 0 | 0 | 0 | 0 | 0 | 0 | 0 | 0.44153 | 0 | 0 | 0 | 0 | 2.0721 | 0 | 0 | 0
12 | 338 | 20 | 68 | 2.3821 | 65.2132 | 0 | 3.7889 | -0.0033236 | 0 | 76.2426 | 76.2019 | 76.2019 | -0.0014484 | -0.0032102 | -0.00039037 | 0 | 0 | 0 | 0 | -0.00021518 | -0.0022221 | -0.0013477 | -3.243e-05 | -0.0011452 | -0.00043922 | 0.0071272 | 0.0014959 | 0 | 0 | 0 | 0 | 0 | 0 | 0 | 0 | 0 | 0 | 0 | 0.44155 | 0 | 0 | 0 | 0 | 1.9405 | 0 | 0 | 0
12 | 338 | 21 | 68 | 2.2834 | 65.2132 | 0 | 3.7889 | -0.0032142 | 0 | 76.2019 | 76.1625 | 76.1625 | -0.0014413 | -0.0031943 | -0.00038844 | 0 | 0 | 0 | 0 | -0.00021306 | -0.0022111 | -0.0013408 | -3.227e-05 | -0.0011395 | -0.0003806 | 0.0071272 | 0.0014959 | 0 | 0 | 0 | 0 | 0 | 0 | 0 | 0 | 0 | 0 | 0 | 0.44157 | 0 | 0 | 0 | 0 | 1.8419 | 0 | 0 | 0
12 | 338 | 22 | 68 | 2.1053 | 65.2132 | 0 | 3.0672 | -0.0028499 | 0 | 76.1625 | 76.1276 | 76.1276 | -0.0014343 | -0.0031789 | -0.00038658 | 0 | 0 | 0 | 0 | -0.00021205 | -0.0022005 | -0.0013343 | -3.2115e-05 | -0.001134 | -0.0003781 | 0.0074411 | 0.0015609 | 0 | 0 | 0 | 0 | 0 | 0 | 0 | 0 | 0 | 0 | 0 | 0.36207 | 0 | 0 | 0 | 0 | 1.7432 | 0 | 0 | 0
12 | 338 | 23 | 68 | 1.8421 | 65.2132 | 0 | 3.0672 | -0.0029223 | 0 | 76.1276 | 76.0918 | 76.0918 | -0.0014282 | -0.0031653 | -0.00038492 | 0 | 0 | 0 | 0 | -0.00021228 | -0.0021911 | -0.0013289 | -3.1977e-05 | -0.0011292 | -0.00049142 | 0.0074411 | 0.0015609 | 0 | 0 | 0 | 0 | 0 | 0 | 0 | 0 | 0 | 0 | 0 | 0.36209 | 0 | 0 | 0 | 0 | 1.4801 | 0 | 0 | 0
12 | 338 | 24 | 66.2 | 1.2974 | 65.2132 | 0 | 0.51121 | -0.005859 | 0 | 76.0918 | 76.02 | 76.02 | -0.0017382 | -0.0038524 | -0.00046847 | 0 | 0 | 0 | 0 | -0.00025801 | -0.0026667 | -0.0016173 | -3.8918e-05 | -0.0013743 | -0.00055996 | 0.0067153 | 0.0014098 | 0 | 0 | 0 | 0 | 0 | 0 | 0 | 0 | 0 | 0 | 0 | 0.080496 | 0 | 0 | 0 | 0 | 1.2169 | 0 | 0 | 0
12 | 339 | 1 | 66.2 | 1.0017 | 65.0245 | 0 | 0.51191 | -0.010487 | 0 | 76.02 | 75.8914 | 75.8914 | -0.0017256 | -0.0038245 | -0.00046507 | 0 | 0 | 0 | 0 | -0.00025653 | -0.0026473 | -0.0016057 | -3.8636e-05 | -0.0013643 | -0.00062603 | 0.0020667 | 0.00043418 | 0 | 0 | 0 | 0 | 0 | 0 | 0 | 0 | 0 | 0 | 0 | 0.080815 | 0 | 0 | 0 | 0 | 0.92093 | 0 | 0 | 0
12 | 339 | 2 | 69.8 | 0.936 | 65.0245 | 0 | 0.51191 | -0.0057896 | 0 | 75.8914 | 75.8205 | 75.8205 | -0.0010704 | -0.0023724 | -0.00028849 | 0 | 0 | 0 | 0 | -0.00016005 | -0.0016422 | -0.00099628 | -2.3966e-05 | -0.00084629 | -0.00045622 | 0.0020667 | 0.00043418 | 0 | 0 | 0 | 0 | 0 | 0 | 0 | 0 | 0 | 0 | 0 | 0.08085 | 0 | 0 | 0 | 0 | 0.85515 | 0 | 0 | 0
12 | 339 | 3 | 68 | 0.90315 | 65.0245 | 0 | 0.51191 | -0.0079006 | 0 | 75.8205 | 75.7237 | 75.7237 | -0.0013742 | -0.0030457 | -0.00037038 | 0 | 0 | 0 | 0 | -0.00020444 | -0.0021083 | -0.0012788 | -3.0769e-05 | -0.0010865 | -0.00046814 | 0.0020667 | 0.00043418 | 0 | 0 | 0 | 0 | 0 | 0 | 0 | 0 | 0 | 0 | 0 | 0.080897 | 0 | 0 | 0 | 0 | 0.82226 | 0 | 0 | 0
12 | 339 | 4 | 64.4 | 0.87034 | 65.0245 | 0 | 0.51191 | -0.01236 | 0 | 75.7237 | 75.5722 | 75.5722 | -0.0019898 | -0.0044101 | -0.00053629 | 0 | 0 | 0 | 0 | -0.00029571 | -0.0030527 | -0.0018515 | -4.4552e-05 | -0.0015732 | -0.00067318 | 0.0020667 | 0.00043418 | 0 | 0 | 0 | 0 | 0 | 0 | 0 | 0 | 0 | 0 | 0 | 0.080972 | 0 | 0 | 0 | 0 | 0.78937 | 0 | 0 | 0
12 | 339 | 5 | 66.2 | 0.8704 | 65.0245 | 0 | 0.51191 | -0.0098366 | 0 | 75.5722 | 75.4516 | 75.4516 | -0.0016469 | -0.0036501 | -0.00044387 | 0 | 0 | 0 | 0 | -0.00024388 | -0.0025266 | -0.0015322 | -3.6874e-05 | -0.0013021 | -0.0005208 | 0.0020667 | 0.00043418 | 0 | 0 | 0 | 0 | 0 | 0 | 0 | 0 | 0 | 0 | 0 | 0.081031 | 0 | 0 | 0 | 0 | 0.78937 | 0 | 0 | 0
12 | 339 | 6 | 68 | 0.97909 | 65.0245 | 0 | 0.60225 | -0.0059822 | 0 | 75.4516 | 75.3783 | 75.3783 | -0.0013094 | -0.0029021 | -0.00035291 | 0 | 0 | 0 | 0 | -0.00019393 | -0.0020089 | -0.0012182 | -2.9318e-05 | -0.0010353 | -0.00038505 | 0.0034529 | 0.00072422 | 0 | 0 | 0 | 0 | 0 | 0 | 0 | 0 | 0 | 0 | 0 | 0.091052 | 0 | 0 | 0 | 0 | 0.88804 | 0 | 0 | 0
12 | 339 | 7 | 68 | 1.6749 | 65.0245 | 0 | 4.5169 | -0.0049053 | 0 | 75.3783 | 75.3182 | 75.3182 | -0.0012965 | -0.0028735 | -0.00034944 | 0 | 0 | 0 | 0 | -0.00019112 | -0.0019891 | -0.001206 | -2.9029e-05 | -0.0010251 | -0.00028387 | 0.0043383 | 0.00091055 | 0 | 0 | 0 | 0 | 0 | 0 | 0 | 0 | 0 | 0 | 0 | 0.52375 | 0 | 0 | 0 | 0 | 1.1512 | 0 | 0 | 0
12 | 339 | 8 | 69.8 | 1.8722 | 65.0245 | 0 | 4.5169 | 0.0034825 | 0 | 75.3182 | 75.3609 | 75.3609 | -0.00096967 | -0.0021491 | -0.00026134 | 0 | 0 | 0.0013763 | 0.0001173 | -0.00014404 | -0.0015311 | -0.00053912 | -2.1711e-05 | -0.00076665 | -0.00030507 | 0.0086767 | 0.0018211 | 0 | 0 | 0 | 0 | 0 | 0 | 0 | 0 | 0 | 0 | 0 | 0.52373 | 0 | 0 | 0 | 0 | 1.3485 | 0 | 0 | 0
12 | 339 | 9 | 71.6 | 1.8385 | 65.0245 | 0 | 3.9146 | 0.01757 | 0 | 75.3609 | 75.5762 | 75.5762 | -0.00066087 | -0.0014647 | -0.00017812 | 0 | 0 | 0.0087265 | 0.00165 | -9.8455e-05 | 0.002593 | 0.0016414 | -1.4797e-05 | -0.00052251 | -0.00022572 | 0.0050623 | 0.0010617 | 0 | 0 | 0 | 0 | 0 | 0 | 0 | 0 | 0 | 0 | 0 | 0.45706 | 0 | 0 | 0 | 0 | 1.3814 | 0 | 0 | 0
12 | 339 | 10 | 73.4 | 1.8713 | 65.0245 | 0 | 3.9146 | 0.0066912 | 0 | 75.5762 | 75.6582 | 75.6582 | -0.00038241 | -0.00084754 | -0.00010307 | 0 | 0 | 0.0030128 | 0.00067271 | -5.6831e-05 | 0.00090499 | 0.00015926 | -8.5622e-06 | -0.00030234 | -0.00010542 | 0.0030973 | 0.00065039 | 0 | 0 | 0 | 0 | 0 | 0 | 0 | 0 | 0 | 0 | 0 | 0.45702 | 0 | 0 | 0 | 0 | 1.4143 | 0 | 0 | 0
12 | 339 | 11 | 73.4 | 1.904 | 65.0245 | 0 | 3.9146 | 0.032844 | 0 | 75.6582 | 76.0607 | 76.0607 | -0.00039682 | -0.00087948 | -0.00010695 | 0 | 0 | 0.017926 | 0.0036689 | -5.9432e-05 | 0.0068982 | 0.0025429 | -8.8848e-06 | -0.00031374 | -0.00017424 | 0.0030973 | 0.00065039 | 0 | 0 | 0 | 0 | 0 | 0 | 0 | 0 | 0 | 0 | 0 | 0.45683 | 0 | 0 | 0 | 0 | 1.4472 | 0 | 0 | 0
12 | 339 | 12 | 75.2 | 1.7774 | 65.0245 | 0 | 2.7703 | 0.015433 | 0 | 76.0607 | 76.2499 | 76.2499 | -0.00015125 | -0.00033521 | -4.0764e-05 | 0 | 0 | 0.0061048 | 0.0013631 | -2.2718e-05 | 0.0027986 | 0.00091427 | -3.3864e-06 | -0.00011958 | -7.2695e-05 | 0.0041315 | 0.0008666 | 0 | 0 | 0 | 0 | 0 | 0 | 0 | 0 | 0 | 0 | 0 | 0.33026 | 0 | 0 | 0 | 0 | 1.4472 | 0 | 0 | 0
12 | 339 | 13 | 75.2 | 1.7445 | 65.0245 | 0 | 2.7703 | 0.014441 | 0 | 76.2499 | 76.4268 | 76.4268 | -0.00018448 | -0.00040888 | -4.9721e-05 | 0 | 0 | 0.0064219 | 0.0014339 | -2.7627e-05 | 0.0028377 | 0.00089906 | -4.1306e-06 | -0.00014586 | -7.8699e-05 | 0.0030973 | 0.00065039 | 0 | 0 | 0 | 0 | 0 | 0 | 0 | 0 | 0 | 0 | 0 | 0.33017 | 0 | 0 | 0 | 0 | 1.4143 | 0 | 0 | 0
12 | 339 | 14 | 75.2 | 1.6515 | 65.0245 | 0 | 2.2283 | 0.027523 | 0 | 76.4268 | 76.7641 | 76.7641 | -0.00021558 | -0.0004778 | -5.8103e-05 | 0 | 0 | 0.014358 | 0.0030531 | -3.2285e-05 | 0.0058878 | 0.0021497 | -4.8269e-06 | -0.00017045 | -9.2362e-05 | 0.0025838 | 0.00054141 | 0 | 0 | 0 | 0 | 0 | 0 | 0 | 0 | 0 | 0 | 0 | 0.2701 | 0 | 0 | 0 | 0 | 1.3814 | 0 | 0 | 0
12 | 339 | 15 | 75.2 | 1.6185 | 65.0245 | 0 | 2.2283 | 0.017951 | 0 | 76.7641 | 76.9841 | 76.9841 | -0.00027485 | -0.00060916 | -7.4077e-05 | 0 | 0 | 0.0094398 | 0.0020596 | -4.1263e-05 | 0.0034637 | 0.0010954 | -6.154e-06 | -0.00021731 | -0.00013402 | 0.0026854 | 0.00056426 | 0 | 0 | 0 | 0 | 0 | 0 | 0 | 0 | 0 | 0 | 0 | 0.26999 | 0 | 0 | 0 | 0 | 1.3485 | 0 | 0 | 0
12 | 339 | 16 | 75.2 | 1.6842 | 65.0245 | 0 | 2.2283 | 0.011978 | 0 | 76.9841 | 77.1309 | 77.1309 | -0.00031351 | -0.00069484 | -8.4496e-05 | 0 | 0 | 0.0063762 | 0.0013677 | -4.7615e-05 | 0.0019989 | 0.00063246 | -7.0195e-06 | -0.00024787 | -0.00025155 | 0.0026854 | 0.00056426 | 0 | 0 | 0 | 0 | 0 | 0 | 0 | 0 | 0 | 0 | 0 | 0.26992 | 0 | 0 | 0 | 0 | 1.4143 | 0 | 0 | 0
12 | 339 | 17 | 75.2 | 1.9473 | 65.0245 | 0 | 2.2283 | 0.0017272 | 0 | 77.1309 | 77.1521 | 77.1521 | -0.0003393 | -0.00075201 | -9.1448e-05 | 0 | 0 | 0.00079283 | 0.00017703 | -5.1061e-05 | -0.00085539 | -0.00061793 | -7.5971e-06 | -0.00026827 | -0.00018611 | 0.0039265 | 0.00082442 | 0 | 0 | 0 | 0 | 0 | 0 | 0 | 0 | 0 | 0 | 0 | 0.26991 | 0 | 0 | 0 | 0 | 1.6774 | 0 | 0 | 0
12 | 339 | 18 | 73.4 | 2.548 | 65.0245 | 0 | 3.7942 | -0.00065942 | 0 | 77.1521 | 77.144 | 77.144 | -0.00065932 | -0.0014613 | -0.0001777 | 0 | 0 | 0 | 0 | -9.906e-05 | -0.0010115 | -0.00061378 | -1.4762e-05 | -0.00052128 | -0.00033565 | 0.0042349 | 0.00088946 | 0 | 0 | 0 | 0 | 0 | 0 | 0 | 0 | 0 | 0 | 0 | 0.44299 | 0 | 0 | 0 | 0 | 2.105 | 0 | 0 | 0
12 | 339 | 19 | 73.4 | 2.5151 | 65.0245 | 0 | 3.7942 | -0.00033849 | 0 | 77.144 | 77.1399 | 77.1399 | -0.0006579 | -0.0014581 | -0.00017732 | 0 | 0 | 0 | 0 | -9.8785e-05 | -0.0010093 | -0.00061246 | -1.4731e-05 | -0.00052016 | -0.00033488 | 0.0045452 | 0.0009545 | 0 | 0 | 0 | 0 | 0 | 0 | 0 | 0 | 0 | 0 | 0 | 0.44299 | 0 | 0 | 0 | 0 | 2.0721 | 0 | 0 | 0
12 | 339 | 20 | 71.6 | 2.3835 | 65.0245 | 0 | 3.7942 | -6.3103e-05 | 0 | 77.1399 | 77.1391 | 77.1391 | -0.00097347 | -0.0021575 | -0.00026237 | 0 | 0 | 0 | 0 | -0.00014593 | -0.0014935 | -0.00090616 | -2.1796e-05 | -0.00076966 | -0.00045986 | 0.0071272 | 0.0014959 | 0 | 0 | 0 | 0 | 0 | 0 | 0 | 0 | 0 | 0 | 0 | 0.44299 | 0 | 0 | 0 | 0 | 1.9405 | 0 | 0 | 0
12 | 339 | 21 | 71.6 | 2.2848 | 65.0245 | 0 | 3.7942 | -0.00016969 | 0 | 77.1391 | 77.137 | 77.137 | -0.00097334 | -0.0021572 | -0.00026233 | 0 | 0 | 0 | 0 | -0.00014651 | -0.0014933 | -0.0009062 | -2.1793e-05 | -0.00076955 | -0.00056663 | 0.0071272 | 0.0014959 | 0 | 0 | 0 | 0 | 0 | 0 | 0 | 0 | 0 | 0 | 0 | 0.44299 | 0 | 0 | 0 | 0 | 1.8419 | 0 | 0 | 0
12 | 339 | 22 | 69.8 | 2.1063 | 65.0245 | 0 | 3.0715 | -0.0021048 | 0 | 77.137 | 77.1112 | 77.1112 | -0.0012893 | -0.0028574 | -0.00034748 | 0 | 0 | 0 | 0 | -0.0001933 | -0.001978 | -0.0012001 | -2.8867e-05 | -0.0010193 | -0.00063208 | 0.0074411 | 0.0015609 | 0 | 0 | 0 | 0 | 0 | 0 | 0 | 0 | 0 | 0 | 0 | 0.36312 | 0 | 0 | 0 | 0 | 1.7432 | 0 | 0 | 0
12 | 339 | 23 | 69.8 | 1.8432 | 65.0245 | 0 | 3.0715 | -0.0022846 | 0 | 77.1112 | 77.0832 | 77.0832 | -0.0012847 | -0.0028474 | -0.00034626 | 0 | 0 | 0 | 0 | -0.00019384 | -0.001971 | -0.0011962 | -2.8765e-05 | -0.0010158 | -0.00084166 | 0.0074411 | 0.0015609 | 0 | 0 | 0 | 0 | 0 | 0 | 0 | 0 | 0 | 0 | 0 | 0.36314 | 0 | 0 | 0 | 0 | 1.4801 | 0 | 0 | 0
12 | 339 | 24 | 68 | 1.2972 | 65.0245 | 0 | 0.51191 | -0.0053021 | 0 | 77.0832 | 77.0182 | 77.0182 | -0.0015961 | -0.0035375 | -0.00043018 | 0 | 0 | 0 | 0 | -0.00024043 | -0.0024487 | -0.0014861 | -3.5737e-05 | -0.0012619 | -0.00098069 | 0.0067153 | 0.0014098 | 0 | 0 | 0 | 0 | 0 | 0 | 0 | 0 | 0 | 0 | 0 | 0.08026 | 0 | 0 | 0 | 0 | 1.2169 | 0 | 0 | 0
12 | 340 | 1 | 68 | 1.0015 | 64.8384 | 0 | 0.5126 | -0.010045 | 0 | 77.0182 | 76.8951 | 76.8951 | -0.0015847 | -0.0035122 | -0.0004271 | 0 | 0 | 0 | 0 | -0.00023964 | -0.0024312 | -0.0014757 | -3.5482e-05 | -0.0012529 | -0.001153 | 0.0020667 | 0.00043418 | 0 | 0 | 0 | 0 | 0 | 0 | 0 | 0 | 0 | 0 | 0 | 0.080572 | 0 | 0 | 0 | 0 | 0.92093 | 0 | 0 | 0
12 | 340 | 2 | 68 | 0.93578 | 64.8384 | 0 | 0.5126 | -0.0098784 | 0 | 76.8951 | 76.7741 | 76.7741 | -0.0015631 | -0.0034643 | -0.00042127 | 0 | 0 | 0 | 0 | -0.00023637 | -0.002398 | -0.0014556 | -3.4997e-05 | -0.0012358 | -0.0011357 | 0.0020667 | 0.00043418 | 0 | 0 | 0 | 0 | 0 | 0 | 0 | 0 | 0 | 0 | 0 | 0.080632 | 0 | 0 | 0 | 0 | 0.85515 | 0 | 0 | 0
12 | 340 | 3 | 69.8 | 0.90293 | 64.8384 | 0 | 0.5126 | -0.0073524 | 0 | 76.7741 | 76.684 | 76.684 | -0.0012255 | -0.0027161 | -0.00033029 | 0 | 0 | 0 | 0 | -0.00018567 | -0.0018801 | -0.0011413 | -2.7439e-05 | -0.00096891 | -0.00094371 | 0.0020667 | 0.00043418 | 0 | 0 | 0 | 0 | 0 | 0 | 0 | 0 | 0 | 0 | 0 | 0.080676 | 0 | 0 | 0 | 0 | 0.82226 | 0 | 0 | 0
12 | 340 | 4 | 69.8 | 0.87009 | 64.8384 | 0 | 0.5126 | -0.0072298 | 0 | 76.684 | 76.5954 | 76.5954 | -0.0012097 | -0.002681 | -0.00032602 | 0 | 0 | 0 | 0 | -0.0001833 | -0.0018558 | -0.0011266 | -2.7084e-05 | -0.0009564 | -0.00093064 | 0.0020667 | 0.00043418 | 0 | 0 | 0 | 0 | 0 | 0 | 0 | 0 | 0 | 0 | 0 | 0.08072 | 0 | 0 | 0 | 0 | 0.78937 | 0 | 0 | 0
12 | 340 | 5 | 69.8 | 0.87013 | 64.8384 | 0 | 0.5126 | -0.0070376 | 0 | 76.5954 | 76.5091 | 76.5091 | -0.0011941 | -0.0026465 | -0.00032183 | 0 | 0 | 0 | 0 | -0.00018055 | -0.0018319 | -0.001112 | -2.6736e-05 | -0.00094409 | -0.00084658 | 0.0020667 | 0.00043418 | 0 | 0 | 0 | 0 | 0 | 0 | 0 | 0 | 0 | 0 | 0 | 0.080763 | 0 | 0 | 0 | 0 | 0.78937 | 0 | 0 | 0
12 | 340 | 6 | 69.8 | 0.97886 | 64.8384 | 0 | 0.60306 | -0.0056058 | 0 | 76.5091 | 76.4404 | 76.4404 | -0.0011789 | -0.0026129 | -0.00031774 | 0 | 0 | 0 | 0 | -0.00017864 | -0.0018087 | -0.0010979 | -2.6396e-05 | -0.0009321 | -0.00090533 | 0.0034529 | 0.00072422 | 0 | 0 | 0 | 0 | 0 | 0 | 0 | 0 | 0 | 0 | 0 | 0.090826 | 0 | 0 | 0 | 0 | 0.88804 | 0 | 0 | 0
12 | 340 | 7 | 69.8 | 1.6766 | 64.8384 | 0 | 4.5229 | -0.0047128 | 0 | 76.4404 | 76.3827 | 76.3827 | -0.0011669 | -0.0025862 | -0.00031449 | 0 | 0 | 0 | 0 | -0.00017725 | -0.0017902 | -0.0010868 | -2.6126e-05 | -0.00092256 | -0.00098073 | 0.0043383 | 0.00091055 | 0 | 0 | 0 | 0 | 0 | 0 | 0 | 0 | 0 | 0 | 0 | 0.52546 | 0 | 0 | 0 | 0 | 1.1512 | 0 | 0 | 0
12 | 340 | 8 | 69.8 | 1.874 | 64.8384 | 0 | 4.5229 | -0.00020589 | 0 | 76.3827 | 76.3801 | 76.3801 | -0.0011567 | -0.0025637 | -0.00031175 | 0 | 0 | 7.9283e-05 | 1.7703e-05 | -0.0001749 | -0.0018697 | -0.0011444 | -2.5899e-05 | -0.00091454 | -0.000818 | 0.0086767 | 0.0018211 | 0 | 0 | 0 | 0 | 0 | 0 | 0 | 0 | 0 | 0 | 0 | 0.52546 | 0 | 0 | 0 | 0 | 1.3485 | 0 | 0 | 0
12 | 340 | 9 | 69.8 | 1.84 | 64.8384 | 0 | 3.9199 | -0.0012343 | 0 | 76.3801 | 76.365 | 76.365 | -0.0011563 | -0.0025627 | -0.00031164 | 0 | 0 | 0.0013478 | 0.00030095 | -0.00017405 | -0.0012075 | -0.00090895 | -2.5889e-05 | -0.00091418 | -0.00068418 | 0.0050623 | 0.0010617 | 0 | 0 | 0 | 0 | 0 | 0 | 0 | 0 | 0 | 0 | 0 | 0.4586 | 0 | 0 | 0 | 0 | 1.3814 | 0 | 0 | 0
12 | 340 | 10 | 71.6 | 1.8729 | 64.8384 | 0 | 3.9199 | 0.00055313 | 0 | 76.365 | 76.3718 | 76.3718 | -0.00083731 | -0.0018558 | -0.00022567 | 0 | 0 | 0.0021803 | 0.00048683 | -0.00012603 | -0.00044873 | -0.00055553 | -1.8748e-05 | -0.00066201 | -0.00048145 | 0.0030973 | 0.00065039 | 0 | 0 | 0 | 0 | 0 | 0 | 0 | 0 | 0 | 0 | 0 | 0.4586 | 0 | 0 | 0 | 0 | 1.4143 | 0 | 0 | 0
12 | 340 | 11 | 73.4 | 1.9056 | 64.8384 | 0 | 3.9199 | 0.033042 | 0 | 76.3718 | 76.7767 | 76.7767 | -0.00052221 | -0.0011574 | -0.00014074 | 0 | 0 | 0.019253 | 0.0037538 | -7.9131e-05 | 0.0066644 | 0.0023326 | -1.1692e-05 | -0.00041287 | -0.00038502 | 0.0030973 | 0.00065039 | 0 | 0 | 0 | 0 | 0 | 0 | 0 | 0 | 0 | 0 | 0 | 0.4584 | 0 | 0 | 0 | 0 | 1.4472 | 0 | 0 | 0
12 | 340 | 12 | 66.2 | 1.7784 | 64.8384 | 0 | 2.7741 | 0.029501 | 0 | 76.7767 | 77.1383 | 77.1383 | -0.0018586 | -0.0041192 | -0.00050091 | 0 | 0 | 0.02142 | 0.0043345 | -0.00027791 | 0.0064564 | 0.0013321 | -4.1613e-05 | -0.0014694 | -0.00077185 | 0.0041315 | 0.0008666 | 0 | 0 | 0 | 0 | 0 | 0 | 0 | 0 | 0 | 0 | 0 | 0.33119 | 0 | 0 | 0 | 0 | 1.4472 | 0 | 0 | 0
12 | 340 | 13 | 69.8 | 1.7452 | 64.8384 | 0 | 2.7741 | 0.038524 | 0 | 77.1383 | 77.6104 | 77.6104 | -0.0012895 | -0.0028579 | -0.00034754 | 0 | 0 | 0.025938 | 0.0049855 | -0.00019173 | 0.0082867 | 0.0017334 | -2.8872e-05 | -0.0010195 | -0.0004323 | 0.0030973 | 0.00065039 | 0 | 0 | 0 | 0 | 0 | 0 | 0 | 0 | 0 | 0 | 0 | 0.33096 | 0 | 0 | 0 | 0 | 1.4143 | 0 | 0 | 0
12 | 340 | 14 | 73.4 | 1.6519 | 64.8384 | 0 | 2.2313 | 0.03888 | 0 | 77.6104 | 78.0869 | 78.0869 | -0.00073986 | -0.0016398 | -0.0001994 | 0 | 0 | 0.024869 | 0.0043362 | -0.00011004 | 0.0077686 | 0.0022933 | -1.6565e-05 | -0.00058495 | -0.00022162 | 0.0025838 | 0.00054141 | 0 | 0 | 0 | 0 | 0 | 0 | 0 | 0 | 0 | 0 | 0 | 0.27055 | 0 | 0 | 0 | 0 | 1.3814 | 0 | 0 | 0
12 | 340 | 15 | 73.4 | 1.6191 | 64.8384 | 0 | 2.2313 | 0.032485 | 0 | 78.0869 | 78.485 | 78 | -0.00082358 | -0.0018253 | -0.00022197 | 0 | 0 | 0.021619 | 0.0030095 | -0.00012236 | 0.0060166 | 0.0025049 | -1.844e-05 | -0.00065115 | -0.00025124 | 0.0026854 | 0.00056426 | 0 | 0 | 0 | 0 | 0 | 0 | 0 | 0 | 0 | 0 | 0 | 0.27059 | 0 | 0 | 0 | 0 | 1.3485 | 0 | 0 | 0
12 | 340 | 16 | 73.4 | 1.6849 | 64.8384 | 0 | 2.2313 | 0.0147 | 0 | 78 | 78.1802 | 78 | -0.00080832 | -0.0017915 | -0.00021786 | 0 | 0 | 0.0097796 | 0.0013737 | -0.00011977 | 0.0024253 | 0.0016767 | -1.8098e-05 | -0.00063908 | -0.00021039 | 0.0026854 | 0.00056426 | 0 | 0 | 0 | 0 | 0 | 0 | 0 | 0 | 0 | 0 | 0 | 0.27059 | 0 | 0 | 0 | 0 | 1.4143 | 0 | 0 | 0
12 | 340 | 17 | 73.4 | 1.948 | 64.8384 | 0 | 2.2313 | 0.0052814 | 0 | 78 | 78.0647 | 78 | -0.00080832 | -0.0017915 | -0.00021786 | 0 | 0 | 0.0051721 | 0.00025215 | -0.00011977 | -0.0014009 | 0.00031225 | -1.8098e-05 | -0.00063908 | -0.00021039 | 0.0039265 | 0.00082442 | 0 | 0 | 0 | 0 | 0 | 0 | 0 | 0 | 0 | 0 | 0 | 0.27059 | 0 | 0 | 0 | 0 | 1.6774 | 0 | 0 | 0
12 | 340 | 18 | 69.8 | 2.5495 | 64.8384 | 0 | 3.7993 | -0.0061048 | 0 | 78 | 77.9252 | 77.9252 | -0.0014409 | -0.0031935 | -0.00038835 | 0 | 0 | 0 | 0 | -0.00021355 | -0.0022106 | -0.0013408 | -3.2262e-05 | -0.0011392 | -0.00038048 | 0.0042349 | 0.00088946 | 0 | 0 | 0 | 0 | 0 | 0 | 0 | 0 | 0 | 0 | 0 | 0.44448 | 0 | 0 | 0 | 0 | 2.105 | 0 | 0 | 0
12 | 340 | 19 | 66.2 | 2.5166 | 64.8384 | 0 | 3.7993 | -0.010255 | 0 | 77.9252 | 77.7995 | 77.7995 | -0.0020604 | -0.0045665 | -0.0005553 | 0 | 0 | 0 | 0 | -0.00030479 | -0.003161 | -0.0019168 | -4.6132e-05 | -0.001629 | -0.00056044 | 0.0045452 | 0.0009545 | 0 | 0 | 0 | 0 | 0 | 0 | 0 | 0 | 0 | 0 | 0 | 0.44454 | 0 | 0 | 0 | 0 | 2.0721 | 0 | 0 | 0
12 | 340 | 20 | 62.6 | 2.3851 | 64.8384 | 0 | 3.7993 | -0.012167 | 0 | 77.7995 | 77.6504 | 77.6504 | -0.0026709 | -0.0059196 | -0.00071985 | 0 | 0 | 0 | 0 | -0.00039531 | -0.0040976 | -0.0024848 | -5.9801e-05 | -0.0021117 | -0.00083489 | 0.0071272 | 0.0014959 | 0 | 0 | 0 | 0 | 0 | 0 | 0 | 0 | 0 | 0 | 0 | 0.44461 | 0 | 0 | 0 | 0 | 1.9405 | 0 | 0 | 0
12 | 340 | 21 | 60.8 | 2.2865 | 64.8384 | 0 | 3.7993 | -0.014413 | 0 | 77.6504 | 77.4738 | 77.4738 | -0.002961 | -0.0065625 | -0.00079803 | 0 | 0 | 0 | 0 | -0.00043883 | -0.0045427 | -0.0027548 | -6.6297e-05 | -0.002341 | -0.0010753 | 0.0071272 | 0.0014959 | 0 | 0 | 0 | 0 | 0 | 0 | 0 | 0 | 0 | 0 | 0 | 0.44469 | 0 | 0 | 0 | 0 | 1.8419 | 0 | 0 | 0
12 | 340 | 22 | 57.2 | 2.1078 | 64.8384 | 0 | 3.0756 | -0.018868 | 0 | 77.4738 | 77.2425 | 77.2425 | -0.0035625 | -0.0078958 | -0.00096017 | 0 | 0 | 0 | 0 | -0.00053118 | -0.0054655 | -0.0033154 | -7.9766e-05 | -0.0028167 | -0.0016824 | 0.0074411 | 0.0015609 | 0 | 0 | 0 | 0 | 0 | 0 | 0 | 0 | 0 | 0 | 0 | 0.36457 | 0 | 0 | 0 | 0 | 1.7432 | 0 | 0 | 0
12 | 340 | 23 | 51.8 | 1.8448 | 64.8384 | 0 | 3.0756 | -0.025804 | 0 | 77.2425 | 76.9263 | 76.9263 | -0.0044708 | -0.0099088 | -0.001205 | 0 | 0 | 0 | 0 | -0.00066745 | -0.006859 | -0.0041609 | -0.0001001 | -0.0035348 | -0.0023382 | 0.0074411 | 0.0015609 | 0 | 0 | 0 | 0 | 0 | 0 | 0 | 0 | 0 | 0 | 0 | 0.36472 | 0 | 0 | 0 | 0 | 1.4801 | 0 | 0 | 0
12 | 340 | 24 | 51.8 | 1.2977 | 64.8384 | 0 | 0.5126 | -0.025938 | 0 | 76.9263 | 76.6084 | 76.6084 | -0.0044152 | -0.0097856 | -0.00119 | 0 | 0 | 0 | 0 | -0.00065581 | -0.0067737 | -0.0041082 | -9.8858e-05 | -0.0034908 | -0.0021352 | 0.0067153 | 0.0014098 | 0 | 0 | 0 | 0 | 0 | 0 | 0 | 0 | 0 | 0 | 0 | 0.080714 | 0 | 0 | 0 | 0 | 1.2169 | 0 | 0 | 0
12 | 341 | 1 | 51.8 | 1.0021 | 64.6549 | 0 | 0.51327 | -0.030719 | 0 | 76.6084 | 76.2319 | 76.2319 | -0.0043594 | -0.0096618 | -0.0011749 | 0 | 0 | 0 | 0 | -0.00065252 | -0.006688 | -0.0040577 | -9.7607e-05 | -0.0034467 | -0.0026474 | 0.0020667 | 0.00043418 | 0 | 0 | 0 | 0 | 0 | 0 | 0 | 0 | 0 | 0 | 0 | 0.081147 | 0 | 0 | 0 | 0 | 0.92093 | 0 | 0 | 0
12 | 341 | 2 | 51.8 | 0.93647 | 64.6549 | 0 | 0.51327 | -0.029814 | 0 | 76.2319 | 75.8666 | 75.8666 | -0.0042932 | -0.0095152 | -0.0011571 | 0 | 0 | 0 | 0 | -0.00063917 | -0.0065865 | -0.0039951 | -9.6126e-05 | -0.0033944 | -0.0022034 | 0.0020667 | 0.00043418 | 0 | 0 | 0 | 0 | 0 | 0 | 0 | 0 | 0 | 0 | 0 | 0.081327 | 0 | 0 | 0 | 0 | 0.85515 | 0 | 0 | 0
12 | 341 | 3 | 50 | 0.90378 | 64.6549 | 0 | 0.51327 | -0.032368 | 0 | 75.8666 | 75.4699 | 75.4699 | -0.0045453 | -0.010074 | -0.001225 | 0 | 0 | 0 | 0 | -0.0006824 | -0.0069733 | -0.0042313 | -0.00010177 | -0.0035937 | -0.0030079 | 0.0020667 | 0.00043418 | 0 | 0 | 0 | 0 | 0 | 0 | 0 | 0 | 0 | 0 | 0 | 0.081523 | 0 | 0 | 0 | 0 | 0.82226 | 0 | 0 | 0
12 | 341 | 4 | 50 | 0.87108 | 64.6549 | 0 | 0.51327 | -0.031391 | 0 | 75.4699 | 75.0852 | 75.0852 | -0.0044756 | -0.0099194 | -0.0012063 | 0 | 0 | 0 | 0 | -0.00066798 | -0.0068664 | -0.0041653 | -0.00010021 | -0.0035386 | -0.0025176 | 0.0020667 | 0.00043418 | 0 | 0 | 0 | 0 | 0 | 0 | 0 | 0 | 0 | 0 | 0 | 0.081712 | 0 | 0 | 0 | 0 | 0.78937 | 0 | 0 | 0
12 | 341 | 5 | 50 | 0.87126 | 64.6549 | 0 | 0.51327 | -0.030532 | 0 | 75.0852 | 74.711 | 74.711 | -0.004408 | -0.0097696 | -0.001188 | 0 | 0 | 0 | 0 | -0.00065475 | -0.0067626 | -0.0041015 | -9.8696e-05 | -0.0034851 | -0.0021299 | 0.0020667 | 0.00043418 | 0 | 0 | 0 | 0 | 0 | 0 | 0 | 0 | 0 | 0 | 0 | 0.081896 | 0 | 0 | 0 | 0 | 0.78937 | 0 | 0 | 0
12 | 341 | 6 | 48.2 | 0.98019 | 64.6549 | 0 | 0.60385 | -0.030911 | 0 | 74.711 | 74.3322 | 74.3322 | -0.0046586 | -0.010325 | -0.0012556 | 0 | 0 | 0 | 0 | -0.00069125 | -0.007147 | -0.0043344 | -0.00010431 | -0.0036832 | -0.0021643 | 0.0034529 | 0.00072422 | 0 | 0 | 0 | 0 | 0 | 0 | 0 | 0 | 0 | 0 | 0 | 0.092156 | 0 | 0 | 0 | 0 | 0.88804 | 0 | 0 | 0
12 | 341 | 7 | 48.2 | 1.68 | 64.6549 | 0 | 4.5289 | -0.029668 | 0 | 74.3322 | 73.9686 | 73.9686 | -0.004592 | -0.010177 | -0.0012376 | 0 | 0 | 0 | 0 | -0.00068222 | -0.0070449 | -0.0042727 | -0.00010282 | -0.0036306 | -0.0022664 | 0.0043383 | 0.00091055 | 0 | 0 | 0 | 0 | 0 | 0 | 0 | 0 | 0 | 0 | 0 | 0.52882 | 0 | 0 | 0 | 0 | 1.1512 | 0 | 0 | 0
12 | 341 | 8 | 48.2 | 1.8775 | 64.6549 | 0 | 4.5289 | -0.024375 | 0 | 73.9686 | 73.6699 | 73.6699 | -0.0045281 | -0.010036 | -0.0012204 | 0 | 0 | 0.00058983 | 6.251e-05 | -0.00067592 | -0.00694 | -0.004063 | -0.00010138 | -0.0035801 | -0.0025598 | 0.0086767 | 0.0018211 | 0 | 0 | 0 | 0 | 0 | 0 | 0 | 0 | 0 | 0 | 0 | 0.52896 | 0 | 0 | 0 | 0 | 1.3485 | 0 | 0 | 0
12 | 341 | 9 | 50 | 1.8433 | 64.6549 | 0 | 3.925 | -0.015355 | 0 | 73.6699 | 73.4817 | 73.4817 | -0.0041593 | -0.0092184 | -0.001121 | 0 | 0 | 0.0053534 | 0.0010892 | -0.0006138 | -0.004074 | -0.0026039 | -9.3127e-05 | -0.0032885 | -0.0016877 | 0.0050623 | 0.0010617 | 0 | 0 | 0 | 0 | 0 | 0 | 0 | 0 | 0 | 0 | 0 | 0.4619 | 0 | 0 | 0 | 0 | 1.3814 | 0 | 0 | 0
12 | 341 | 10 | 50 | 1.8763 | 64.6549 | 0 | 3.925 | -0.023564 | 0 | 73.4817 | 73.1929 | 73.1929 | -0.0041262 | -0.0091451 | -0.0011121 | 0 | 0 | 0.0021803 | 0.00048683 | -0.00061585 | -0.0052505 | -0.0034796 | -9.2387e-05 | -0.0032623 | -0.0022439 | 0.0030973 | 0.00065039 | 0 | 0 | 0 | 0 | 0 | 0 | 0 | 0 | 0 | 0 | 0 | 0.46204 | 0 | 0 | 0 | 0 | 1.4143 | 0 | 0 | 0
12 | 341 | 11 | 48.2 | 1.9092 | 64.6549 | 0 | 3.925 | -0.0016291 | 0 | 73.1929 | 73.173 | 73.173 | -0.0043918 | -0.0097337 | -0.0011837 | 0 | 0 | 0.015459 | 0.0031435 | -0.00065602 | 4.8308e-05 | -0.0013901 | -9.8333e-05 | -0.0034723 | -0.0024509 | 0.0030973 | 0.00065039 | 0 | 0 | 0 | 0 | 0 | 0 | 0 | 0 | 0 | 0 | 0 | 0.46205 | 0 | 0 | 0 | 0 | 1.4472 | 0 | 0 | 0
12 | 341 | 12 | 48.2 | 1.7817 | 64.6549 | 0 | 2.7777 | -0.01313 | 0 | 73.173 | 73.0121 | 73.0121 | -0.0043883 | -0.0097259 | -0.0011827 | 0 | 0 | 0.00854 | 0.001911 | -0.0006613 | -0.0024104 | -0.0024814 | -9.8254e-05 | -0.0034695 | -0.0032949 | 0.0041315 | 0.0008666 | 0 | 0 | 0 | 0 | 0 | 0 | 0 | 0 | 0 | 0 | 0 | 0.33454 | 0 | 0 | 0 | 0 | 1.4472 | 0 | 0 | 0
12 | 341 | 13 | 46.4 | 1.749 | 64.6549 | 0 | 2.7777 | -0.025325 | 0 | 73.0121 | 72.7017 | 72.7017 | -0.0046763 | -0.010364 | -0.0012603 | 0 | 0 | 0.0035677 | 0.00079663 | -0.00069691 | -0.005606 | -0.0038829 | -0.0001047 | -0.0036972 | -0.0024981 | 0.0030973 | 0.00065039 | 0 | 0 | 0 | 0 | 0 | 0 | 0 | 0 | 0 | 0 | 0 | 0.3347 | 0 | 0 | 0 | 0 | 1.4143 | 0 | 0 | 0
12 | 341 | 14 | 44.6 | 1.6558 | 64.6549 | 0 | 2.2342 | -0.027979 | 0 | 72.7017 | 72.3588 | 72.3588 | -0.0049381 | -0.010944 | -0.0013309 | 0 | 0 | 0.0034488 | 0.00077007 | -0.00073983 | -0.0057262 | -0.003943 | -0.00011056 | -0.0039042 | -0.0031445 | 0.0025838 | 0.00054141 | 0 | 0 | 0 | 0 | 0 | 0 | 0 | 0 | 0 | 0 | 0 | 0.27443 | 0 | 0 | 0 | 0 | 1.3814 | 0 | 0 | 0
12 | 341 | 15 | 46.4 | 1.6231 | 64.6549 | 0 | 2.2342 | -0.025922 | 0 | 72.3588 | 72.0411 | 72.0411 | -0.0045615 | -0.01011 | -0.0012294 | 0 | 0 | 0.002656 | 0.00059305 | -0.00067683 | -0.0055816 | -0.0037447 | -0.00010213 | -0.0036065 | -0.0022436 | 0.0026854 | 0.00056426 | 0 | 0 | 0 | 0 | 0 | 0 | 0 | 0 | 0 | 0 | 0 | 0.27458 | 0 | 0 | 0 | 0 | 1.3485 | 0 | 0 | 0
12 | 341 | 16 | 46.4 | 1.689 | 64.6549 | 0 | 2.2342 | -0.025276 | 0 | 72.0411 | 71.7314 | 71.7314 | -0.0045057 | -0.0099861 | -0.0012144 | 0 | 0 | 0.002656 | 0.00059305 | -0.00066616 | -0.005537 | -0.0037165 | -0.00010088 | -0.0035624 | -0.0019214 | 0.0026854 | 0.00056426 | 0 | 0 | 0 | 0 | 0 | 0 | 0 | 0 | 0 | 0 | 0 | 0.27474 | 0 | 0 | 0 | 0 | 1.4143 | 0 | 0 | 0
12 | 341 | 17 | 48.2 | 1.9523 | 64.6549 | 0 | 2.2342 | -0.02342 | 0 | 71.7314 | 71.4444 | 71.4444 | -0.004135 | -0.0091645 | -0.0011144 | 0 | 0 | 0.0019601 | 0.00042073 | -0.00061845 | -0.0053864 | -0.0034834 | -9.2582e-05 | -0.0032692 | -0.0024632 | 0.0039265 | 0.00082442 | 0 | 0 | 0 | 0 | 0 | 0 | 0 | 0 | 0 | 0 | 0 | 0.27488 | 0 | 0 | 0 | 0 | 1.6774 | 0 | 0 | 0
12 | 341 | 18 | 48.2 | 2.5546 | 64.6549 | 0 | 3.8043 | -0.026048 | 0 | 71.4444 | 71.1251 | 71.1251 | -0.0040845 | -0.0090527 | -0.0011009 | 0 | 0 | 0 | 0 | -0.00060804 | -0.0062664 | -0.0038011 | -9.1453e-05 | -0.0032294 | -0.002049 | 0.0042349 | 0.00088946 | 0 | 0 | 0 | 0 | 0 | 0 | 0 | 0 | 0 | 0 | 0 | 0.44962 | 0 | 0 | 0 | 0 | 2.105 | 0 | 0 | 0
12 | 341 | 19 | 48.2 | 2.5219 | 64.6549 | 0 | 3.8043 | -0.025869 | 0 | 71.1251 | 70.8081 | 70.8081 | -0.0040284 | -0.0089284 | -0.0010857 | 0 | 0 | 0 | 0 | -0.00060429 | -0.0061803 | -0.00375 | -9.0197e-05 | -0.003185 | -0.0025617 | 0.0045452 | 0.0009545 | 0 | 0 | 0 | 0 | 0 | 0 | 0 | 0 | 0 | 0 | 0 | 0.44977 | 0 | 0 | 0 | 0 | 2.0721 | 0 | 0 | 0
12 | 341 | 20 | 46.4 | 2.3904 | 64.6549 | 0 | 3.8043 | -0.025517 | 0 | 70.8081 | 70.4954 | 70.4954 | -0.004289 | -0.0095059 | -0.001156 | 0 | 0 | 0 | 0 | -0.00064525 | -0.0065801 | -0.0039931 | -9.6032e-05 | -0.003391 | -0.0029877 | 0.0071272 | 0.0014959 | 0 | 0 | 0 | 0 | 0 | 0 | 0 | 0 | 0 | 0 | 0 | 0.44992 | 0 | 0 | 0 | 0 | 1.9405 | 0 | 0 | 0
12 | 341 | 21 | 46.4 | 2.2919 | 64.6549 | 0 | 3.8043 | -0.025519 | 0 | 70.4954 | 70.1827 | 70.1827 | -0.0042341 | -0.0093841 | -0.0011412 | 0 | 0 | 0 | 0 | -0.00063939 | -0.0064958 | -0.0039426 | -9.4802e-05 | -0.0033476 | -0.0033669 | 0.0071272 | 0.0014959 | 0 | 0 | 0 | 0 | 0 | 0 | 0 | 0 | 0 | 0 | 0 | 0.45007 | 0 | 0 | 0 | 0 | 1.8419 | 0 | 0 | 0
12 | 341 | 22 | 46.4 | 2.1128 | 64.6549 | 0 | 3.0796 | -0.024142 | 0 | 70.1827 | 69.8868 | 69.8868 | -0.0041791 | -0.0092623 | -0.0011263 | 0 | 0 | 0 | 0 | -0.00062684 | -0.0064115 | -0.0038902 | -9.3571e-05 | -0.0033042 | -0.0026892 | 0.0074411 | 0.0015609 | 0 | 0 | 0 | 0 | 0 | 0 | 0 | 0 | 0 | 0 | 0 | 0.36964 | 0 | 0 | 0 | 0 | 1.7432 | 0 | 0 | 0
12 | 341 | 23 | 46.4 | 1.8498 | 64.6549 | 0 | 3.0796 | -0.023938 | 0 | 69.8868 | 69.5934 | 69.5934 | -0.0041271 | -0.0091471 | -0.0011123 | 0 | 0 | 0 | 0 | -0.00062049 | -0.0063317 | -0.0038422 | -9.2407e-05 | -0.003263 | -0.0028425 | 0.0074411 | 0.0015609 | 0 | 0 | 0 | 0 | 0 | 0 | 0 | 0 | 0 | 0 | 0 | 0.36978 | 0 | 0 | 0 | 0 | 1.4801 | 0 | 0 | 0
12 | 341 | 24 | 46.4 | 1.3015 | 64.6549 | 0 | 0.51327 | -0.023876 | 0 | 69.5934 | 69.3008 | 69.3008 | -0.0040756 | -0.0090328 | -0.0010984 | 0 | 0 | 0 | 0 | -0.00060988 | -0.0062526 | -0.0037935 | -9.1253e-05 | -0.0032223 | -0.0024152 | 0.0067153 | 0.0014098 | 0 | 0 | 0 | 0 | 0 | 0 | 0 | 0 | 0 | 0 | 0 | 0.08456 | 0 | 0 | 0 | 0 | 1.2169 | 0 | 0 | 0
12 | 342 | 1 | 44.6 | 1.0059 | 64.474 | 0 | 0.51393 | -0.03098 | 0 | 69.3008 | 68.9212 | 68.9212 | -0.0043405 | -0.0096199 | -0.0011698 | 0 | 0 | 0 | 0 | -0.00065301 | -0.006659 | -0.004041 | -9.7184e-05 | -0.0034317 | -0.0030343 | 0.0020667 | 0.00043418 | 0 | 0 | 0 | 0 | 0 | 0 | 0 | 0 | 0 | 0 | 0 | 0.084992 | 0 | 0 | 0 | 0 | 0.92093 | 0 | 0 | 0
12 | 342 | 2 | 44.6 | 0.94032 | 64.474 | 0 | 0.51393 | -0.030056 | 0 | 68.9212 | 68.5528 | 68.5528 | -0.0042738 | -0.009472 | -0.0011518 | 0 | 0 | 0 | 0 | -0.00063959 | -0.0065567 | -0.0039779 | -9.569e-05 | -0.003379 | -0.0025766 | 0.0020667 | 0.00043418 | 0 | 0 | 0 | 0 | 0 | 0 | 0 | 0 | 0 | 0 | 0 | 0.085173 | 0 | 0 | 0 | 0 | 0.85515 | 0 | 0 | 0
12 | 342 | 3 | 44.6 | 0.90761 | 64.474 | 0 | 0.51393 | -0.029952 | 0 | 68.5528 | 68.1857 | 68.1857 | -0.004209 | -0.0093286 | -0.0011344 | 0 | 0 | 0 | 0 | -0.00063283 | -0.0064574 | -0.0039185 | -9.4241e-05 | -0.0033278 | -0.0029156 | 0.0020667 | 0.00043418 | 0 | 0 | 0 | 0 | 0 | 0 | 0 | 0 | 0 | 0 | 0 | 0.085354 | 0 | 0 | 0 | 0 | 0.82226 | 0 | 0 | 0
12 | 342 | 4 | 44.6 | 0.87489 | 64.474 | 0 | 0.51393 | -0.028521 | 0 | 68.1857 | 67.8362 | 67.8362 | -0.0041445 | -0.0091856 | -0.001117 | 0 | 0 | 0 | 0 | -0.00061543 | -0.0063584 | -0.0038563 | -9.2796e-05 | -0.0032768 | -0.0019406 | 0.0020667 | 0.00043418 | 0 | 0 | 0 | 0 | 0 | 0 | 0 | 0 | 0 | 0 | 0 | 0.085526 | 0 | 0 | 0 | 0 | 0.78937 | 0 | 0 | 0
12 | 342 | 5 | 44.6 | 0.87506 | 64.474 | 0 | 0.51393 | -0.028371 | 0 | 67.8362 | 67.4885 | 67.4885 | -0.0040831 | -0.0090495 | -0.0011005 | 0 | 0 | 0 | 0 | -0.00060936 | -0.0062642 | -0.0038 | -9.1421e-05 | -0.0032282 | -0.0022109 | 0.0020667 | 0.00043418 | 0 | 0 | 0 | 0 | 0 | 0 | 0 | 0 | 0 | 0 | 0 | 0.085697 | 0 | 0 | 0 | 0 | 0.78937 | 0 | 0 | 0
12 | 342 | 6 | 44.6 | 6.3903 | 64.474 | 0 | 0.60463 | -0.026911 | -0.068646 | 67.4885 | 67.1587 | 68 | -0.004022 | -0.0089141 | -0.001084 | 0 | 0 | 0 | 0 | -0.00060331 | -0.0061705 | -0.003744 | -9.0053e-05 | -0.0031799 | -0.0025563 | 0.0034529 | 0.00072422 | 0 | 5.4067 | 0 | 0 | 0 | 0 | 0 | 0 | 0 | 0 | 0 | 0.09556 | 0 | 0 | 0 | 0 | 0.88804 | 0 | 0 | 0
12 | 342 | 7 | 44.6 | 3.7449 | 64.474 | 0 | 4.5347 | -0.026154 | -0.026154 | 68 | 67.6795 | 68 | -0.0041119 | -0.0091133 | -0.0011082 | 0 | 0 | 0 | 0 | -0.00061204 | -0.0063083 | -0.0038263 | -9.2066e-05 | -0.003251 | -0.002069 | 0.0043383 | 0.00091055 | 0 | 2.0599 | 0 | 0 | 0 | 0 | 0 | 0 | 0 | 0 | 0 | 0.53386 | 0 | 0 | 0 | 0 | 1.1512 | 0 | 0 | 0
12 | 342 | 8 | 42.8 | 3.77 | 64.474 | 0 | 4.5347 | -0.023967 | -0.023967 | 68 | 67.7063 | 68 | -0.0044282 | -0.0098143 | -0.0011935 | 0 | 0 | 0.0019837 | 0.00010938 | -0.00066328 | -0.0081347 | -0.0041974 | -9.9148e-05 | -0.0035011 | -0.0027049 | 0.0086767 | 0.0018211 | 0 | 1.8876 | 0 | 0 | 0 | 0 | 0 | 0 | 0 | 0 | 0 | 0.53386 | 0 | 0 | 0 | 0 | 1.3485 | 0 | 0 | 0
12 | 342 | 9 | 43.52 | 2.692 | 64.474 | 0 | 3.9301 | -0.010718 | -0.010718 | 68 | 67.8686 | 68 | -0.0043017 | -0.0095339 | -0.0011594 | 0 | 0 | 0.010197 | 0.0016906 | -0.0006436 | -0.0041959 | -0.0017372 | -9.6315e-05 | -0.003401 | -0.0025996 | 0.0050623 | 0.0010617 | 0 | 0.84419 | 0 | 0 | 0 | 0 | 0 | 0 | 0 | 0 | 0 | 0.46643 | 0 | 0 | 0 | 0 | 1.3814 | 0 | 0 | 0
12 | 342 | 10 | 44.6 | 1.8807 | 64.474 | 0 | 3.9301 | 0.0050846 | 0 | 68 | 68.0623 | 68.0623 | -0.0041119 | -0.0091133 | -0.0011082 | 0 | 0 | 0.021334 | 0.003097 | -0.00061507 | -0.0010989 | -0.0012592 | -9.2066e-05 | -0.003251 | -0.0024445 | 0.0030973 | 0.00065039 | 0 | 0 | 0 | 0 | 0 | 0 | 0 | 0 | 0 | 0 | 0 | 0.4664 | 0 | 0 | 0 | 0 | 1.4143 | 0 | 0 | 0
12 | 342 | 11 | 46.4 | 1.9135 | 64.474 | 0 | 3.9301 | 0.01281 | 0 | 68.0623 | 68.2193 | 68.2193 | -0.0038065 | -0.0084365 | -0.0010259 | 0 | 0 | 0.023831 | 0.0042092 | -0.00056599 | 0.0011539 | -0.0013517 | -8.5229e-05 | -0.0030096 | -0.0018503 | 0.0030973 | 0.00065039 | 0 | 0 | 0 | 0 | 0 | 0 | 0 | 0 | 0 | 0 | 0 | 0.46633 | 0 | 0 | 0 | 0 | 1.4472 | 0 | 0 | 0
12 | 342 | 12 | 50 | 1.7852 | 64.474 | 0 | 2.7813 | 0.023932 | 0 | 68.2193 | 68.5126 | 68.5126 | -0.0032015 | -0.0070956 | -0.00086287 | 0 | 0 | 0.026448 | 0.0050396 | -0.00047541 | 0.0040956 | -0.00096546 | -7.1682e-05 | -0.0025312 | -0.0014455 | 0.0041315 | 0.0008666 | 0 | 0 | 0 | 0 | 0 | 0 | 0 | 0 | 0 | 0 | 0 | 0.33806 | 0 | 0 | 0 | 0 | 1.4472 | 0 | 0 | 0
12 | 342 | 13 | 51.8 | 1.7522 | 64.474 | 0 | 2.7813 | 0.024702 | 0 | 68.5126 | 68.8153 | 68.8153 | -0.0029368 | -0.0065088 | -0.00079151 | 0 | 0 | 0.026461 | 0.0050086 | -0.00044002 | 0.004779 | -0.00052657 | -6.5754e-05 | -0.0023219 | -0.0017025 | 0.0030973 | 0.00065039 | 0 | 0 | 0 | 0 | 0 | 0 | 0 | 0 | 0 | 0 | 0 | 0.33791 | 0 | 0 | 0 | 0 | 1.4143 | 0 | 0 | 0
12 | 342 | 14 | 51.8 | 1.6585 | 64.474 | 0 | 2.2371 | 0.021461 | 0 | 68.8153 | 69.0783 | 69.0783 | -0.00299 | -0.0066267 | -0.00080585 | 0 | 0 | 0.024712 | 0.0042855 | -0.0004425 | 0.0038626 | -0.00013669 | -6.6945e-05 | -0.002364 | -0.0010912 | 0.0025838 | 0.00054141 | 0 | 0 | 0 | 0 | 0 | 0 | 0 | 0 | 0 | 0 | 0 | 0.2771 | 0 | 0 | 0 | 0 | 1.3814 | 0 | 0 | 0
12 | 342 | 15 | 53.6 | 1.6255 | 64.474 | 0 | 2.2371 | 0.017047 | 0 | 69.0783 | 69.2872 | 69.2872 | -0.0027199 | -0.0060281 | -0.00073305 | 0 | 0 | 0.021381 | 0.0029761 | -0.0003997 | 0.0021777 | 0.00013762 | -6.0898e-05 | -0.0021504 | -0.00078228 | 0.0026854 | 0.00056426 | 0 | 0 | 0 | 0 | 0 | 0 | 0 | 0 | 0 | 0 | 0 | 0.277 | 0 | 0 | 0 | 0 | 1.3485 | 0 | 0 | 0
12 | 342 | 16 | 53.6 | 1.6913 | 64.474 | 0 | 2.2371 | -0.0011312 | 0 | 69.2872 | 69.2734 | 69.2734 | -0.0027566 | -0.0061095 | -0.00074295 | 0 | 0 | 0.0098641 | 0.0013852 | -0.00041009 | -0.0011482 | -0.00048468 | -6.172e-05 | -0.0021794 | -0.0011728 | 0.0026854 | 0.00056426 | 0 | 0 | 0 | 0 | 0 | 0 | 0 | 0 | 0 | 0 | 0 | 0.277 | 0 | 0 | 0 | 0 | 1.4143 | 0 | 0 | 0
12 | 342 | 17 | 51.8 | 1.9545 | 64.474 | 0 | 2.2371 | -0.013464 | 0 | 69.2734 | 69.1084 | 69.1084 | -0.0030705 | -0.0068051 | -0.00082754 | 0 | 0 | 0.0049654 | 0.0002782 | -0.00045725 | -0.005404 | -0.0022106 | -6.8748e-05 | -0.0024276 | -0.0013629 | 0.0039265 | 0.00082442 | 0 | 0 | 0 | 0 | 0 | 0 | 0 | 0 | 0 | 0 | 0 | 0.27708 | 0 | 0 | 0 | 0 | 1.6774 | 0 | 0 | 0
12 | 342 | 18 | 50 | 2.5575 | 64.474 | 0 | 3.8092 | -0.020076 | 0 | 69.1084 | 68.8623 | 68.8623 | -0.0033578 | -0.0074419 | -0.00090497 | 0 | 0 | 0 | 0 | -0.00049545 | -0.0051514 | -0.0031237 | -7.518e-05 | -0.0026547 | -0.001106 | 0.0042349 | 0.00088946 | 0 | 0 | 0 | 0 | 0 | 0 | 0 | 0 | 0 | 0 | 0 | 0.45253 | 0 | 0 | 0 | 0 | 2.105 | 0 | 0 | 0
12 | 342 | 19 | 46.4 | 2.5248 | 64.474 | 0 | 3.8092 | -0.024009 | 0 | 68.8623 | 68.5681 | 68.5681 | -0.0039471 | -0.0087481 | -0.0010638 | 0 | 0 | 0 | 0 | -0.00058142 | -0.0060556 | -0.0036713 | -8.8376e-05 | -0.0031207 | -0.001278 | 0.0045452 | 0.0009545 | 0 | 0 | 0 | 0 | 0 | 0 | 0 | 0 | 0 | 0 | 0 | 0.45267 | 0 | 0 | 0 | 0 | 2.0721 | 0 | 0 | 0
12 | 342 | 20 | 44.6 | 2.3933 | 64.474 | 0 | 3.8092 | -0.023412 | 0 | 68.5681 | 68.2812 | 68.2812 | -0.0042117 | -0.0093345 | -0.0011351 | 0 | 0 | 0 | 0 | -0.00061954 | -0.0064615 | -0.0039172 | -9.4301e-05 | -0.0033299 | -0.0014351 | 0.0071272 | 0.0014959 | 0 | 0 | 0 | 0 | 0 | 0 | 0 | 0 | 0 | 0 | 0 | 0.45281 | 0 | 0 | 0 | 0 | 1.9405 | 0 | 0 | 0
12 | 342 | 21 | 42.8 | 2.4894 | 64.474 | 0 | 3.8092 | -0.025415 | -0.0024705 | 68.2812 | 67.9697 | 68 | -0.0044776 | -0.0099238 | -0.0012068 | 0 | 0 | 0 | 0 | -0.00065888 | -0.0068694 | -0.0041645 | -0.00010025 | -0.0035401 | -0.0016009 | 0.0071272 | 0.0014959 | 0 | 0.19458 | 0 | 0 | 0 | 0 | 0 | 0 | 0 | 0 | 0 | 0.45295 | 0 | 0 | 0 | 0 | 1.8419 | 0 | 0 | 0
12 | 342 | 22 | 41 | 4.2512 | 64.474 | 0 | 3.0836 | -0.02712 | -0.02712 | 68 | 67.6676 | 68 | -0.0047445 | -0.010515 | -0.0012787 | 0 | 0 | 0 | 0 | -0.00069836 | -0.0072789 | -0.0044128 | -0.00010623 | -0.0037511 | -0.0017751 | 0.0074411 | 0.0015609 | 0 | 2.136 | 0 | 0 | 0 | 0 | 0 | 0 | 0 | 0 | 0 | 0.37203 | 0 | 0 | 0 | 0 | 1.7432 | 0 | 0 | 0
12 | 342 | 23 | 37.4 | 1.8523 | 64.474 | 0 | 3.0836 | -0.031937 | 0 | 68 | 67.6086 | 67.6086 | -0.0053771 | -0.011917 | -0.0014492 | 0 | 0 | 0 | 0 | -0.00079325 | -0.0082494 | -0.0050017 | -0.00012039 | -0.0042513 | -0.0022186 | 0.0074411 | 0.0015609 | 0 | 0 | 0 | 0 | 0 | 0 | 0 | 0 | 0 | 0 | 0 | 0.37222 | 0 | 0 | 0 | 0 | 1.4801 | 0 | 0 | 0
12 | 342 | 24 | 35.6 | 1.3028 | 64.474 | 0 | 0.51393 | -0.034557 | 0 | 67.6086 | 67.1851 | 67.1851 | -0.0056246 | -0.012466 | -0.0015159 | 0 | 0 | 0 | 0 | -0.00082868 | -0.0086291 | -0.0052316 | -0.00012594 | -0.004447 | -0.0024035 | 0.0067153 | 0.0014098 | 0 | 0 | 0 | 0 | 0 | 0 | 0 | 0 | 0 | 0 | 0 | 0.085846 | 0 | 0 | 0 | 0 | 1.2169 | 0 | 0 | 0
12 | 343 | 1 | 37.4 | 1.0072 | 64.2959 | 0 | 0.51458 | -0.036102 | 0 | 67.1851 | 66.7427 | 66.7427 | -0.0052339 | -0.0116 | -0.0014106 | 0 | 0 | 0 | 0 | -0.00076553 | -0.0080297 | -0.0048666 | -0.00011719 | -0.0041381 | -0.0020072 | 0.0020667 | 0.00043418 | 0 | 0 | 0 | 0 | 0 | 0 | 0 | 0 | 0 | 0 | 0 | 0.086305 | 0 | 0 | 0 | 0 | 0.92093 | 0 | 0 | 0
12 | 343 | 2 | 35.6 | 0.94168 | 64.2959 | 0 | 0.51458 | -0.037927 | 0 | 66.7427 | 66.2779 | 66.2779 | -0.0054724 | -0.012129 | -0.0014749 | 0 | 0 | 0 | 0 | -0.00080454 | -0.0083957 | -0.0050896 | -0.00012253 | -0.0043267 | -0.0021782 | 0.0020667 | 0.00043418 | 0 | 0 | 0 | 0 | 0 | 0 | 0 | 0 | 0 | 0 | 0 | 0.086534 | 0 | 0 | 0 | 0 | 0.85515 | 0 | 0 | 0
12 | 343 | 3 | 37.4 | 1.8711 | 64.2959 | 0 | 0.51458 | -0.03489 | -0.012216 | 66.2779 | 65.8503 | 66 | -0.0050745 | -0.011247 | -0.0013677 | 0 | 0 | 0 | 0 | -0.00074209 | -0.0077851 | -0.0047183 | -0.00011362 | -0.004012 | -0.0018963 | 0.0020667 | 0.00043418 | 0 | 0.96216 | 0 | 0 | 0 | 0 | 0 | 0 | 0 | 0 | 0 | 0.086671 | 0 | 0 | 0 | 0 | 0.82226 | 0 | 0 | 0
12 | 343 | 4 | 37.4 | 3.595 | 64.2959 | 0 | 0.51458 | -0.034521 | -0.034521 | 66 | 65.5769 | 66 | -0.0050256 | -0.011138 | -0.0013545 | 0 | 0 | 0 | 0 | -0.00073686 | -0.0077102 | -0.0046735 | -0.00011252 | -0.0039734 | -0.0018628 | 0.0020667 | 0.00043418 | 0 | 2.7189 | 0 | 0 | 0 | 0 | 0 | 0 | 0 | 0 | 0 | 0.086671 | 0 | 0 | 0 | 0 | 0.78937 | 0 | 0 | 0
12 | 343 | 5 | 37.4 | 3.595 | 64.2959 | 0 | 0.51458 | -0.034521 | -0.034521 | 66 | 65.5769 | 66 | -0.0050256 | -0.011138 | -0.0013545 | 0 | 0 | 0 | 0 | -0.00073672 | -0.0077102 | -0.0046734 | -0.00011252 | -0.0039734 | -0.0018628 | 0.0020667 | 0.00043418 | 0 | 2.7189 | 0 | 0 | 0 | 0 | 0 | 0 | 0 | 0 | 0 | 0.086671 | 0 | 0 | 0 | 0 | 0.78937 | 0 | 0 | 0
12 | 343 | 6 | 35.6 | 16.6457 | 64.2959 | 0 | 0.60539 | -0.035655 | -0.19885 | 66 | 65.563 | 68 | -0.0053419 | -0.011839 | -0.0014397 | 0 | 0 | 0 | 0 | -0.00078688 | -0.0081954 | -0.0049686 | -0.00011961 | -0.0042235 | -0.0021929 | 0.0034529 | 0.00072422 | 0 | 15.6619 | 0 | 0 | 0 | 0 | 0 | 0 | 0 | 0 | 0 | 0.095844 | 0 | 0 | 0 | 0 | 0.88804 | 0 | 0 | 0
12 | 343 | 7 | 37.4 | 4.4548 | 64.2959 | 0 | 4.5404 | -0.03514 | -0.03514 | 68 | 67.5694 | 68 | -0.0053771 | -0.011917 | -0.0014492 | 0 | 0 | 0 | 0 | -0.0007906 | -0.0082494 | -0.0050009 | -0.00012039 | -0.0042513 | -0.002322 | 0.0043383 | 0.00091055 | 0 | 2.7677 | 0 | 0 | 0 | 0 | 0 | 0 | 0 | 0 | 0 | 0.53599 | 0 | 0 | 0 | 0 | 1.1512 | 0 | 0 | 0
12 | 343 | 8 | 37.4 | 4.2617 | 64.2959 | 0 | 4.5404 | -0.030183 | -0.030183 | 68 | 67.6301 | 68 | -0.0053771 | -0.011917 | -0.0014492 | 0 | 0 | 0.0018854 | 0.00010434 | -0.00079396 | -0.0094837 | -0.0050235 | -0.00012039 | -0.0042513 | -0.0024327 | 0.0086767 | 0.0018211 | 0 | 2.3772 | 0 | 0 | 0 | 0 | 0 | 0 | 0 | 0 | 0 | 0.53599 | 0 | 0 | 0 | 0 | 1.3485 | 0 | 0 | 0
12 | 343 | 9 | 42.62 | 2.748 | 64.2959 | 0 | 3.935 | -0.011406 | -0.011406 | 68 | 67.8602 | 68 | -0.0044598 | -0.0098844 | -0.001202 | 0 | 0 | 0.00989 | 0.0016253 | -0.00066041 | -0.0042416 | -0.0017411 | -9.9856e-05 | -0.0035261 | -0.002168 | 0.0050623 | 0.0010617 | 0 | 0.89833 | 0 | 0 | 0 | 0 | 0 | 0 | 0 | 0 | 0 | 0.46828 | 0 | 0 | 0 | 0 | 1.3814 | 0 | 0 | 0
12 | 343 | 10 | 48.2 | 1.8825 | 64.2959 | 0 | 3.935 | 0.0099128 | 0 | 68 | 68.1215 | 68.1215 | -0.0034793 | -0.0077112 | -0.00093773 | 0 | 0 | 0.020292 | 0.0031369 | -0.00052004 | 0.00060209 | -0.00043621 | -7.7902e-05 | -0.0027508 | -0.0019526 | 0.0030973 | 0.00065039 | 0 | 0 | 0 | 0 | 0 | 0 | 0 | 0 | 0 | 0 | 0 | 0.46822 | 0 | 0 | 0 | 0 | 1.4143 | 0 | 0 | 0
12 | 343 | 11 | 48.2 | 2.06 | 64.2959 | 0 | 3.935 | -0.011748 | -0.001835 | 68.1215 | 67.9775 | 68 | -0.0035006 | -0.0077586 | -0.00094348 | 0 | 0 | 0.0063823 | 0.0014251 | -0.00052373 | -0.0026483 | -0.002463 | -7.838e-05 | -0.0027677 | -0.0019686 | 0.0030973 | 0.00065039 | 0 | 0.14453 | 0 | 0 | 0 | 0 | 0 | 0 | 0 | 0 | 0 | 0.46828 | 0 | 0 | 0 | 0 | 1.4472 | 0 | 0 | 0
12 | 343 | 12 | 50 | 2.4325 | 64.2959 | 0 | 2.7848 | -0.0081982 | -0.0081982 | 68 | 67.8995 | 68 | -0.003163 | -0.0070102 | -0.00085248 | 0 | 0 | 0.0063823 | 0.0014251 | -0.00047508 | -0.0019812 | -0.0020559 | -7.082e-05 | -0.0025008 | -0.0020276 | 0.0041315 | 0.0008666 | 0 | 0.64571 | 0 | 0 | 0 | 0 | 0 | 0 | 0 | 0 | 0 | 0.33962 | 0 | 0 | 0 | 0 | 1.4472 | 0 | 0 | 0
12 | 343 | 13 | 50 | 1.9636 | 64.2959 | 0 | 2.7848 | -0.0026624 | -0.0026624 | 68 | 67.9674 | 68 | -0.003163 | -0.0070102 | -0.00085248 | 0 | 0 | 0.0095036 | 0.0021264 | -0.00046938 | -0.00055899 | -0.0014647 | -7.082e-05 | -0.0025008 | -0.0012993 | 0.0030973 | 0.00065039 | 0 | 0.20969 | 0 | 0 | 0 | 0 | 0 | 0 | 0 | 0 | 0 | 0.33962 | 0 | 0 | 0 | 0 | 1.4143 | 0 | 0 | 0
12 | 343 | 14 | 51.8 | 2.4986 | 64.2959 | 0 | 2.2399 | -0.010646 | -0.010646 | 68 | 67.8695 | 68 | -0.0028467 | -0.0063092 | -0.00076723 | 0 | 0 | 0.0043606 | 0.00097366 | -0.00042193 | -0.0026193 | -0.0021707 | -6.3738e-05 | -0.0022507 | -0.001115 | 0.0025838 | 0.00054141 | 0 | 0.83853 | 0 | 0 | 0 | 0 | 0 | 0 | 0 | 0 | 0 | 0.27867 | 0 | 0 | 0 | 0 | 1.3814 | 0 | 0 | 0
12 | 343 | 15 | 51.8 | 2.5201 | 64.2959 | 0 | 2.2399 | -0.011337 | -0.011337 | 68 | 67.8611 | 68 | -0.0028467 | -0.0063092 | -0.00076723 | 0 | 0 | 0.0039641 | 0.00088514 | -0.00042241 | -0.0028431 | -0.0022534 | -6.3738e-05 | -0.0022507 | -0.001115 | 0.0026854 | 0.00056426 | 0 | 0.8929 | 0 | 0 | 0 | 0 | 0 | 0 | 0 | 0 | 0 | 0.27867 | 0 | 0 | 0 | 0 | 1.3485 | 0 | 0 | 0
12 | 343 | 16 | 51.8 | 2.2293 | 64.2959 | 0 | 2.2399 | -0.0068095 | -0.0068095 | 68 | 67.9165 | 68 | -0.0028467 | -0.0063092 | -0.00076723 | 0 | 0 | 0.0064131 | 0.0013681 | -0.00042455 | -0.0016748 | -0.001593 | -6.3738e-05 | -0.0022507 | -0.0013462 | 0.0026854 | 0.00056426 | 0 | 0.53633 | 0 | 0 | 0 | 0 | 0 | 0 | 0 | 0 | 0 | 0.27867 | 0 | 0 | 0 | 0 | 1.4143 | 0 | 0 | 0
12 | 343 | 17 | 51.8 | 3.0441 | 64.2959 | 0 | 2.2399 | -0.013815 | -0.013815 | 68 | 67.8307 | 68 | -0.0028467 | -0.0063092 | -0.00076723 | 0 | 0 | 0.0021215 | 0.00045667 | -0.00042346 | -0.0038587 | -0.0025733 | -6.3738e-05 | -0.0022507 | -0.0012262 | 0.0039265 | 0.00082442 | 0 | 1.0881 | 0 | 0 | 0 | 0 | 0 | 0 | 0 | 0 | 0 | 0.27867 | 0 | 0 | 0 | 0 | 1.6774 | 0 | 0 | 0
12 | 343 | 18 | 51.8 | 3.8483 | 64.2959 | 0 | 3.814 | -0.016361 | -0.016361 | 68 | 67.7995 | 68 | -0.0028467 | -0.0063092 | -0.00076723 | 0 | 0 | 0 | 0 | -0.00042022 | -0.0043673 | -0.0026481 | -6.3738e-05 | -0.0022507 | -0.00092234 | 0.0042349 | 0.00088946 | 0 | 1.2886 | 0 | 0 | 0 | 0 | 0 | 0 | 0 | 0 | 0 | 0.45473 | 0 | 0 | 0 | 0 | 2.105 | 0 | 0 | 0
12 | 343 | 19 | 50 | 3.9931 | 64.2959 | 0 | 3.814 | -0.018617 | -0.018617 | 68 | 67.7718 | 68 | -0.003163 | -0.0070102 | -0.00085248 | 0 | 0 | 0 | 0 | -0.00046997 | -0.0048526 | -0.0029431 | -7.082e-05 | -0.0025008 | -0.0012993 | 0.0045452 | 0.0009545 | 0 | 1.4663 | 0 | 0 | 0 | 0 | 0 | 0 | 0 | 0 | 0 | 0.45473 | 0 | 0 | 0 | 0 | 2.0721 | 0 | 0 | 0
12 | 343 | 20 | 50 | 3.6493 | 64.2959 | 0 | 3.814 | -0.015922 | -0.015922 | 68 | 67.8049 | 68 | -0.003163 | -0.0070102 | -0.00085248 | 0 | 0 | 0 | 0 | -0.00046825 | -0.0048526 | -0.0029426 | -7.082e-05 | -0.0025008 | -0.0011883 | 0.0071272 | 0.0014959 | 0 | 1.254 | 0 | 0 | 0 | 0 | 0 | 0 | 0 | 0 | 0 | 0.45473 | 0 | 0 | 0 | 0 | 1.9405 | 0 | 0 | 0
12 | 343 | 21 | 50 | 3.5427 | 64.2959 | 0 | 3.814 | -0.015821 | -0.015821 | 68 | 67.8061 | 68 | -0.003163 | -0.0070102 | -0.00085248 | 0 | 0 | 0 | 0 | -0.00046708 | -0.0048526 | -0.0029423 | -7.082e-05 | -0.0025008 | -0.0010888 | 0.0071272 | 0.0014959 | 0 | 1.2461 | 0 | 0 | 0 | 0 | 0 | 0 | 0 | 0 | 0 | 0.45473 | 0 | 0 | 0 | 0 | 1.8419 | 0 | 0 | 0
12 | 343 | 22 | 48.2 | 3.5243 | 64.2959 | 0 | 3.0875 | -0.017872 | -0.017872 | 68 | 67.781 | 68 | -0.0034793 | -0.0077112 | -0.00093773 | 0 | 0 | 0 | 0 | -0.00051465 | -0.0053378 | -0.0032368 | -7.7902e-05 | -0.0027508 | -0.0012669 | 0.0074411 | 0.0015609 | 0 | 1.4076 | 0 | 0 | 0 | 0 | 0 | 0 | 0 | 0 | 0 | 0.37347 | 0 | 0 | 0 | 0 | 1.7432 | 0 | 0 | 0
12 | 343 | 23 | 48.2 | 1.8536 | 64.2959 | 0 | 3.0875 | -0.018102 | 0 | 68 | 67.7782 | 67.7782 | -0.0034793 | -0.0077112 | -0.00093773 | 0 | 0 | 0 | 0 | -0.00051652 | -0.0053378 | -0.0032373 | -7.7902e-05 | -0.0027508 | -0.0014947 | 0.0074411 | 0.0015609 | 0 | 0 | 0 | 0 | 0 | 0 | 0 | 0 | 0 | 0 | 0 | 0.37358 | 0 | 0 | 0 | 0 | 1.4801 | 0 | 0 | 0
12 | 343 | 24 | 48.2 | 1.3028 | 64.2959 | 0 | 0.51458 | -0.018305 | 0 | 67.7782 | 67.5538 | 67.5538 | -0.0034403 | -0.0076248 | -0.00092722 | 0 | 0 | 0 | 0 | -0.00050816 | -0.005278 | -0.0032003 | -7.7029e-05 | -0.00272 | -0.0012444 | 0.0067153 | 0.0014098 | 0 | 0 | 0 | 0 | 0 | 0 | 0 | 0 | 0 | 0 | 0 | 0.085906 | 0 | 0 | 0 | 0 | 1.2169 | 0 | 0 | 0
12 | 344 | 1 | 48.2 | 1.0072 | 64.1205 | 0 | 0.51522 | -0.022885 | 0 | 67.5538 | 67.2734 | 67.2734 | -0.0034009 | -0.0075375 | -0.0009166 | 0 | 0 | 0 | 0 | -0.00050488 | -0.0052175 | -0.0031643 | -7.6146e-05 | -0.0026888 | -0.0014452 | 0.0020667 | 0.00043418 | 0 | 0 | 0 | 0 | 0 | 0 | 0 | 0 | 0 | 0 | 0 | 0.086282 | 0 | 0 | 0 | 0 | 0.92093 | 0 | 0 | 0
12 | 344 | 2 | 48.2 | 0.94156 | 64.1205 | 0 | 0.51522 | -0.022514 | 0 | 67.2734 | 66.9974 | 66.9974 | -0.0033516 | -0.0074283 | -0.00090331 | 0 | 0 | 0 | 0 | -0.00049752 | -0.0051419 | -0.0031185 | -7.5043e-05 | -0.0026499 | -0.0014145 | 0.0020667 | 0.00043418 | 0 | 0 | 0 | 0 | 0 | 0 | 0 | 0 | 0 | 0 | 0 | 0.086417 | 0 | 0 | 0 | 0 | 0.85515 | 0 | 0 | 0
12 | 344 | 3 | 48.2 | 0.90881 | 64.1205 | 0 | 0.51522 | -0.022414 | 0 | 66.9974 | 66.7228 | 66.7228 | -0.0033031 | -0.0073208 | -0.00089025 | 0 | 0 | 0 | 0 | -0.00049275 | -0.0050676 | -0.003074 | -7.3957e-05 | -0.0026116 | -0.0016471 | 0.0020667 | 0.00043418 | 0 | 0 | 0 | 0 | 0 | 0 | 0 | 0 | 0 | 0 | 0 | 0.086553 | 0 | 0 | 0 | 0 | 0.82226 | 0 | 0 | 0
12 | 344 | 4 | 48.2 | 0.87605 | 64.1205 | 0 | 0.51522 | -0.022378 | 0 | 66.7228 | 66.4485 | 66.4485 | -0.0032548 | -0.0072138 | -0.00087724 | 0 | 0 | 0 | 0 | -0.00048808 | -0.0049935 | -0.0030298 | -7.2876e-05 | -0.0025734 | -0.001941 | 0.0020667 | 0.00043418 | 0 | 0 | 0 | 0 | 0 | 0 | 0 | 0 | 0 | 0 | 0 | 0.086688 | 0 | 0 | 0 | 0 | 0.78937 | 0 | 0 | 0
12 | 344 | 5 | 46.4 | 0.8762 | 64.1205 | 0 | 0.51522 | -0.023807 | 0 | 66.4485 | 66.1568 | 66.1568 | -0.003523 | -0.007808 | -0.0009495 | 0 | 0 | 0 | 0 | -0.0005235 | -0.0054048 | -0.0032781 | -7.8879e-05 | -0.0027854 | -0.0015225 | 0.0020667 | 0.00043418 | 0 | 0 | 0 | 0 | 0 | 0 | 0 | 0 | 0 | 0 | 0 | 0.086831 | 0 | 0 | 0 | 0 | 0.78937 | 0 | 0 | 0
12 | 344 | 6 | 44.6 | 14.7542 | 64.1205 | 0 | 0.60614 | -0.024426 | -0.17483 | 66.1568 | 65.8574 | 68 | -0.003788 | -0.0083954 | -0.0010209 | 0 | 0 | 0 | 0 | -0.00056304 | -0.0058114 | -0.0035247 | -8.4813e-05 | -0.0029949 | -0.0016958 | 0.0034529 | 0.00072422 | 0 | 13.77 | 0 | 0 | 0 | 0 | 0 | 0 | 0 | 0 | 0 | 0.096123 | 0 | 0 | 0 | 0 | 0.88804 | 0 | 0 | 0
12 | 344 | 7 | 42.8 | 3.9051 | 64.1205 | 0 | 4.546 | -0.028134 | -0.028134 | 68 | 67.6552 | 68 | -0.0044282 | -0.0098143 | -0.0011935 | 0 | 0 | 0 | 0 | -0.00065528 | -0.0067936 | -0.0041196 | -9.9148e-05 | -0.0035011 | -0.001868 | 0.0043383 | 0.00091055 | 0 | 2.2159 | 0 | 0 | 0 | 0 | 0 | 0 | 0 | 0 | 0 | 0.53808 | 0 | 0 | 0 | 0 | 1.1512 | 0 | 0 | 0
12 | 344 | 8 | 42.8 | 3.8211 | 64.1205 | 0 | 4.546 | -0.024562 | -0.024562 | 68 | 67.699 | 68 | -0.0044282 | -0.0098143 | -0.0011935 | 0 | 0 | 3.9641e-05 | 8.8514e-06 | -0.00065314 | -0.0073711 | -0.0044726 | -9.9148e-05 | -0.0035011 | -0.0017544 | 0.0086767 | 0.0018211 | 0 | 1.9346 | 0 | 0 | 0 | 0 | 0 | 0 | 0 | 0 | 0 | 0.53808 | 0 | 0 | 0 | 0 | 1.3485 | 0 | 0 | 0
12 | 344 | 9 | 42.8 | 3.9307 | 64.1205 | 0 | 3.9399 | -0.026399 | -0.026399 | 68 | 67.6765 | 68 | -0.0044282 | -0.0098143 | -0.0011935 | 0 | 0 | 0.0010307 | 0.00023014 | -0.00065785 | -0.0066882 | -0.0041954 | -9.9148e-05 | -0.0035011 | -0.0021447 | 0.0050623 | 0.0010617 | 0 | 2.0792 | 0 | 0 | 0 | 0 | 0 | 0 | 0 | 0 | 0 | 0.47009 | 0 | 0 | 0 | 0 | 1.3814 | 0 | 0 | 0
12 | 344 | 10 | 42.8 | 3.8886 | 64.1205 | 0 | 3.9399 | -0.025447 | -0.025447 | 68 | 67.6881 | 68 | -0.0044282 | -0.0098143 | -0.0011935 | 0 | 0 | 0.0021803 | 0.00048683 | -0.00065777 | -0.0056493 | -0.0037232 | -9.9148e-05 | -0.0035011 | -0.0021447 | 0.0030973 | 0.00065039 | 0 | 2.0042 | 0 | 0 | 0 | 0 | 0 | 0 | 0 | 0 | 0 | 0.47009 | 0 | 0 | 0 | 0 | 1.4143 | 0 | 0 | 0
12 | 344 | 11 | 44.6 | 3.5851 | 64.1205 | 0 | 3.9399 | -0.021176 | -0.021176 | 68 | 67.7405 | 68 | -0.0041119 | -0.0091133 | -0.0011082 | 0 | 0 | 0.0030524 | 0.00068156 | -0.00060841 | -0.0046872 | -0.0032557 | -9.2066e-05 | -0.003251 | -0.0017798 | 0.0030973 | 0.00065039 | 0 | 1.6679 | 0 | 0 | 0 | 0 | 0 | 0 | 0 | 0 | 0 | 0.47009 | 0 | 0 | 0 | 0 | 1.4472 | 0 | 0 | 0
12 | 344 | 12 | 44.6 | 3.3535 | 64.1205 | 0 | 2.7882 | -0.019875 | -0.019875 | 68 | 67.7564 | 68 | -0.0041119 | -0.0091133 | -0.0011082 | 0 | 0 | 0.0034488 | 0.00077007 | -0.00061367 | -0.004503 | -0.0031997 | -9.2066e-05 | -0.003251 | -0.0022329 | 0.0041315 | 0.0008666 | 0 | 1.5654 | 0 | 0 | 0 | 0 | 0 | 0 | 0 | 0 | 0 | 0.3409 | 0 | 0 | 0 | 0 | 1.4472 | 0 | 0 | 0
12 | 344 | 13 | 44.6 | 3.3562 | 64.1205 | 0 | 2.7882 | -0.020328 | -0.020328 | 68 | 67.7509 | 68 | -0.0041119 | -0.0091133 | -0.0011082 | 0 | 0 | 0.0035677 | 0.00079663 | -0.00061062 | -0.0044203 | -0.0031642 | -9.2066e-05 | -0.003251 | -0.0019176 | 0.0030973 | 0.00065039 | 0 | 1.601 | 0 | 0 | 0 | 0 | 0 | 0 | 0 | 0 | 0 | 0.3409 | 0 | 0 | 0 | 0 | 1.4143 | 0 | 0 | 0
12 | 344 | 14 | 44.6 | 3.415 | 64.1205 | 0 | 2.2427 | -0.022268 | -0.022268 | 68 | 67.7271 | 68 | -0.0041119 | -0.0091133 | -0.0011082 | 0 | 0 | 0.003211 | 0.00071697 | -0.00061683 | -0.0046165 | -0.0032381 | -9.2066e-05 | -0.003251 | -0.0026321 | 0.0025838 | 0.00054141 | 0 | 1.7539 | 0 | 0 | 0 | 0 | 0 | 0 | 0 | 0 | 0 | 0.27971 | 0 | 0 | 0 | 0 | 1.3814 | 0 | 0 | 0
12 | 344 | 15 | 44.6 | 3.4624 | 64.1205 | 0 | 2.2427 | -0.023288 | -0.023288 | 68 | 67.7146 | 68 | -0.0041119 | -0.0091133 | -0.0011082 | 0 | 0 | 0.002656 | 0.00059305 | -0.00061677 | -0.0049388 | -0.0033584 | -9.2066e-05 | -0.003251 | -0.0026321 | 0.0026854 | 0.00056426 | 0 | 1.8342 | 0 | 0 | 0 | 0 | 0 | 0 | 0 | 0 | 0 | 0.27971 | 0 | 0 | 0 | 0 | 1.3485 | 0 | 0 | 0
12 | 344 | 16 | 45.14 | 3.567 | 64.1205 | 0 | 2.2427 | -0.023781 | -0.023781 | 68 | 67.7086 | 68 | -0.004017 | -0.008903 | -0.0010826 | 0 | 0 | 0.0018235 | 0.00040717 | -0.00059864 | -0.0052828 | -0.0034524 | -8.9941e-05 | -0.003176 | -0.002095 | 0.0026854 | 0.00056426 | 0 | 1.8731 | 0 | 0 | 0 | 0 | 0 | 0 | 0 | 0 | 0 | 0.27971 | 0 | 0 | 0 | 0 | 1.4143 | 0 | 0 | 0
12 | 344 | 17 | 44.6 | 3.9227 | 64.1205 | 0 | 2.2427 | -0.024956 | -0.024956 | 68 | 67.6942 | 68 | -0.0041119 | -0.0091133 | -0.0011082 | 0 | 0 | 0.00079283 | 0.00017703 | -0.00060935 | -0.0060255 | -0.0037617 | -9.2066e-05 | -0.003251 | -0.0017798 | 0.0039265 | 0.00082442 | 0 | 1.9656 | 0 | 0 | 0 | 0 | 0 | 0 | 0 | 0 | 0 | 0.27971 | 0 | 0 | 0 | 0 | 1.6774 | 0 | 0 | 0
12 | 344 | 18 | 44.6 | 4.6295 | 64.1205 | 0 | 3.8187 | -0.026257 | -0.026257 | 68 | 67.6782 | 68 | -0.0041119 | -0.0091133 | -0.0011082 | 0 | 0 | 0 | 0 | -0.00061218 | -0.0063083 | -0.0038264 | -9.2066e-05 | -0.003251 | -0.002069 | 0.0042349 | 0.00088946 | 0 | 2.0681 | 0 | 0 | 0 | 0 | 0 | 0 | 0 | 0 | 0 | 0.45649 | 0 | 0 | 0 | 0 | 2.105 | 0 | 0 | 0
12 | 344 | 19 | 42.8 | 4.777 | 64.1205 | 0 | 3.8187 | -0.028547 | -0.028547 | 68 | 67.6502 | 68 | -0.0044282 | -0.0098143 | -0.0011935 | 0 | 0 | 0 | 0 | -0.00066147 | -0.0067936 | -0.0041213 | -9.9148e-05 | -0.0035011 | -0.0024798 | 0.0045452 | 0.0009545 | 0 | 2.2484 | 0 | 0 | 0 | 0 | 0 | 0 | 0 | 0 | 0 | 0.45649 | 0 | 0 | 0 | 0 | 2.0721 | 0 | 0 | 0
12 | 344 | 20 | 42.8 | 4.4758 | 64.1205 | 0 | 3.8187 | -0.026394 | -0.026394 | 68 | 67.6765 | 68 | -0.0044282 | -0.0098143 | -0.0011935 | 0 | 0 | 0 | 0 | -0.00066432 | -0.0067936 | -0.0041221 | -9.9148e-05 | -0.0035011 | -0.0029046 | 0.0071272 | 0.0014959 | 0 | 2.0788 | 0 | 0 | 0 | 0 | 0 | 0 | 0 | 0 | 0 | 0.45649 | 0 | 0 | 0 | 0 | 1.9405 | 0 | 0 | 0
12 | 344 | 21 | 42.8 | 4.3433 | 64.1205 | 0 | 3.8187 | -0.025964 | -0.025964 | 68 | 67.6818 | 68 | -0.0044282 | -0.0098143 | -0.0011935 | 0 | 0 | 0 | 0 | -0.00066087 | -0.0067936 | -0.0041212 | -9.9148e-05 | -0.0035011 | -0.0024798 | 0.0071272 | 0.0014959 | 0 | 2.045 | 0 | 0 | 0 | 0 | 0 | 0 | 0 | 0 | 0 | 0.45649 | 0 | 0 | 0 | 0 | 1.8419 | 0 | 0 | 0
12 | 344 | 22 | 42.8 | 4.0895 | 64.1205 | 0 | 3.0913 | -0.025031 | -0.025031 | 68 | 67.6932 | 68 | -0.0044282 | -0.0098143 | -0.0011935 | 0 | 0 | 0 | 0 | -0.00065454 | -0.0067936 | -0.0041194 | -9.9148e-05 | -0.0035011 | -0.001868 | 0.0074411 | 0.0015609 | 0 | 1.9715 | 0 | 0 | 0 | 0 | 0 | 0 | 0 | 0 | 0 | 0.3749 | 0 | 0 | 0 | 0 | 1.7432 | 0 | 0 | 0
12 | 344 | 23 | 42.8 | 1.8551 | 64.1205 | 0 | 3.0913 | -0.025651 | 0 | 68 | 67.6856 | 67.6856 | -0.0044282 | -0.0098143 | -0.0011935 | 0 | 0 | 0 | 0 | -0.00066099 | -0.0067936 | -0.0041212 | -9.9148e-05 | -0.0035011 | -0.0024798 | 0.0074411 | 0.0015609 | 0 | 0 | 0 | 0 | 0 | 0 | 0 | 0 | 0 | 0 | 0 | 0.37505 | 0 | 0 | 0 | 0 | 1.4801 | 0 | 0 | 0
12 | 344 | 24 | 42.8 | 1.3032 | 64.1205 | 0 | 0.51522 | -0.025223 | 0 | 67.6856 | 67.3765 | 67.3765 | -0.0043729 | -0.0096919 | -0.0011786 | 0 | 0 | 0 | 0 | -0.00064485 | -0.0067089 | -0.0040676 | -9.7911e-05 | -0.0034574 | -0.0017179 | 0.0067153 | 0.0014098 | 0 | 0 | 0 | 0 | 0 | 0 | 0 | 0 | 0 | 0 | 0 | 0.086231 | 0 | 0 | 0 | 0 | 1.2169 | 0 | 0 | 0
12 | 345 | 1 | 44.6 | 1.0076 | 63.9479 | 0 | 0.51584 | -0.02775 | 0 | 67.3765 | 67.0365 | 67.0365 | -0.0040023 | -0.0088705 | -0.0010787 | 0 | 0 | 0 | 0 | -0.00059682 | -0.0061403 | -0.0037247 | -8.9613e-05 | -0.0031644 | -0.0021497 | 0.0020667 | 0.00043418 | 0 | 0 | 0 | 0 | 0 | 0 | 0 | 0 | 0 | 0 | 0 | 0.086632 | 0 | 0 | 0 | 0 | 0.92093 | 0 | 0 | 0
12 | 345 | 2 | 44.6 | 0.94194 | 63.9479 | 0 | 0.51584 | -0.027133 | 0 | 67.0365 | 66.7039 | 66.7039 | -0.0039426 | -0.008738 | -0.0010626 | 0 | 0 | 0 | 0 | -0.00058688 | -0.0060486 | -0.0036688 | -8.8275e-05 | -0.0031171 | -0.0019465 | 0.0020667 | 0.00043418 | 0 | 0 | 0 | 0 | 0 | 0 | 0 | 0 | 0 | 0 | 0 | 0.086795 | 0 | 0 | 0 | 0 | 0.85515 | 0 | 0 | 0
12 | 345 | 3 | 44.6 | 0.90921 | 63.9479 | 0 | 0.51584 | -0.026408 | 0 | 66.7039 | 66.3803 | 66.3803 | -0.0038841 | -0.0086085 | -0.0010468 | 0 | 0 | 0 | 0 | -0.00057533 | -0.0059589 | -0.0036136 | -8.6966e-05 | -0.0030709 | -0.0016289 | 0.0020667 | 0.00043418 | 0 | 0 | 0 | 0 | 0 | 0 | 0 | 0 | 0 | 0 | 0 | 0.086955 | 0 | 0 | 0 | 0 | 0.82226 | 0 | 0 | 0
12 | 345 | 4 | 44.6 | 0.87648 | 63.9479 | 0 | 0.51584 | -0.026254 | 0 | 66.3803 | 66.0586 | 66.0586 | -0.0038273 | -0.0084825 | -0.0010315 | 0 | 0 | 0 | 0 | -0.00056973 | -0.0058717 | -0.0035615 | -8.5693e-05 | -0.003026 | -0.0018648 | 0.0020667 | 0.00043418 | 0 | 0 | 0 | 0 | 0 | 0 | 0 | 0 | 0 | 0 | 0 | 0.087113 | 0 | 0 | 0 | 0 | 0.78937 | 0 | 0 | 0
12 | 345 | 5 | 44.6 | 2.5228 | 63.9479 | 0 | 0.51584 | -0.025681 | -0.020902 | 66.0586 | 65.7438 | 66 | -0.0037707 | -0.0083572 | -0.0010163 | 0 | 0 | 0 | 0 | -0.00055987 | -0.005785 | -0.0035085 | -8.4427e-05 | -0.0029813 | -0.0016842 | 0.0020667 | 0.00043418 | 0 | 1.6463 | 0 | 0 | 0 | 0 | 0 | 0 | 0 | 0 | 0 | 0.087142 | 0 | 0 | 0 | 0 | 0.78937 | 0 | 0 | 0
12 | 345 | 6 | 44.6 | 15.7566 | 63.9479 | 0 | 0.60687 | -0.024359 | -0.18756 | 66 | 65.7015 | 68 | -0.0037604 | -0.0083344 | -0.0010135 | 0 | 0 | 0 | 0 | -0.00055973 | -0.0057692 | -0.0034993 | -8.4197e-05 | -0.0029731 | -0.0018181 | 0.0034529 | 0.00072422 | 0 | 14.7722 | 0 | 0 | 0 | 0 | 0 | 0 | 0 | 0 | 0 | 0.096398 | 0 | 0 | 0 | 0 | 0.88804 | 0 | 0 | 0
12 | 345 | 7 | 44.6 | 3.796 | 63.9479 | 0 | 4.5515 | -0.026723 | -0.026723 | 68 | 67.6725 | 68 | -0.0041119 | -0.0091133 | -0.0011082 | 0 | 0 | 0 | 0 | -0.00061673 | -0.0063083 | -0.0038276 | -9.2066e-05 | -0.003251 | -0.0026321 | 0.0043383 | 0.00091055 | 0 | 2.1047 | 0 | 0 | 0 | 0 | 0 | 0 | 0 | 0 | 0 | 0.54015 | 0 | 0 | 0 | 0 | 1.1512 | 0 | 0 | 0
12 | 345 | 8 | 42.8 | 3.8125 | 63.9479 | 0 | 4.5515 | -0.024426 | -0.024426 | 68 | 67.7007 | 68 | -0.0044282 | -0.0098143 | -0.0011935 | 0 | 0 | 3.9641e-05 | 8.8514e-06 | -0.00065534 | -0.0072135 | -0.004378 | -9.9148e-05 | -0.0035011 | -0.001868 | 0.0086767 | 0.0018211 | 0 | 1.9238 | 0 | 0 | 0 | 0 | 0 | 0 | 0 | 0 | 0 | 0.54015 | 0 | 0 | 0 | 0 | 1.3485 | 0 | 0 | 0
12 | 345 | 9 | 44.6 | 3.6823 | 63.9479 | 0 | 3.9446 | -0.023223 | -0.023223 | 68 | 67.7154 | 68 | -0.0041119 | -0.0091133 | -0.0011082 | 0 | 0 | 0.0013875 | 0.0003098 | -0.00061004 | -0.0059704 | -0.0038081 | -9.2066e-05 | -0.003251 | -0.0019176 | 0.0050623 | 0.0010617 | 0 | 1.8291 | 0 | 0 | 0 | 0 | 0 | 0 | 0 | 0 | 0 | 0.47188 | 0 | 0 | 0 | 0 | 1.3814 | 0 | 0 | 0
12 | 345 | 10 | 44.6 | 3.7816 | 63.9479 | 0 | 3.9446 | -0.024066 | -0.024066 | 68 | 67.7051 | 68 | -0.0041119 | -0.0091133 | -0.0011082 | 0 | 0 | 0.0027353 | 0.00061075 | -0.00062229 | -0.0052096 | -0.0035341 | -9.2066e-05 | -0.003251 | -0.0034665 | 0.0030973 | 0.00065039 | 0 | 1.8954 | 0 | 0 | 0 | 0 | 0 | 0 | 0 | 0 | 0 | 0.47188 | 0 | 0 | 0 | 0 | 1.4143 | 0 | 0 | 0
12 | 345 | 11 | 44.78 | 3.6873 | 63.9479 | 0 | 3.9446 | -0.022451 | -0.022451 | 68 | 67.7249 | 68 | -0.0040803 | -0.0090432 | -0.0010997 | 0 | 0 | 0.0030524 | 0.00068156 | -0.00061333 | -0.0049248 | -0.003403 | -9.1357e-05 | -0.003226 | -0.0028009 | 0.0030973 | 0.00065039 | 0 | 1.7683 | 0 | 0 | 0 | 0 | 0 | 0 | 0 | 0 | 0 | 0.47188 | 0 | 0 | 0 | 0 | 1.4472 | 0 | 0 | 0
12 | 345 | 12 | 44.6 | 3.3043 | 63.9479 | 0 | 2.7916 | -0.019234 | -0.019234 | 68 | 67.7643 | 68 | -0.0041119 | -0.0091133 | -0.0011082 | 0 | 0 | 0.0039245 | 0.00087629 | -0.0006136 | -0.0044269 | -0.0032169 | -9.2066e-05 | -0.003251 | -0.0022329 | 0.0041315 | 0.0008666 | 0 | 1.5149 | 0 | 0 | 0 | 0 | 0 | 0 | 0 | 0 | 0 | 0.34217 | 0 | 0 | 0 | 0 | 1.4472 | 0 | 0 | 0
12 | 345 | 13 | 44.6 | 3.3837 | 63.9479 | 0 | 2.7916 | -0.02066 | -0.02066 | 68 | 67.7468 | 68 | -0.0041119 | -0.0091133 | -0.0011082 | 0 | 0 | 0.0038056 | 0.00084974 | -0.00061536 | -0.0044565 | -0.0032199 | -9.2066e-05 | -0.003251 | -0.0024445 | 0.0030973 | 0.00065039 | 0 | 1.6272 | 0 | 0 | 0 | 0 | 0 | 0 | 0 | 0 | 0 | 0.34217 | 0 | 0 | 0 | 0 | 1.4143 | 0 | 0 | 0
12 | 345 | 14 | 44.6 | 3.3431 | 63.9479 | 0 | 2.2454 | -0.021342 | -0.021342 | 68 | 67.7384 | 68 | -0.0041119 | -0.0091133 | -0.0011082 | 0 | 0 | 0.0036867 | 0.00082318 | -0.00061534 | -0.0044808 | -0.0032187 | -9.2066e-05 | -0.003251 | -0.0024445 | 0.0025838 | 0.00054141 | 0 | 1.6809 | 0 | 0 | 0 | 0 | 0 | 0 | 0 | 0 | 0 | 0.28072 | 0 | 0 | 0 | 0 | 1.3814 | 0 | 0 | 0
12 | 345 | 15 | 42.8 | 3.4727 | 63.9479 | 0 | 2.2454 | -0.023406 | -0.023406 | 68 | 67.7132 | 68 | -0.0044282 | -0.0098143 | -0.0011935 | 0 | 0 | 0.0035281 | 0.00078778 | -0.00065837 | -0.0050349 | -0.0035332 | -9.9148e-05 | -0.0035011 | -0.0021447 | 0.0026854 | 0.00056426 | 0 | 1.8435 | 0 | 0 | 0 | 0 | 0 | 0 | 0 | 0 | 0 | 0.28072 | 0 | 0 | 0 | 0 | 1.3485 | 0 | 0 | 0
12 | 345 | 16 | 42.8 | 3.4306 | 63.9479 | 0 | 2.2454 | -0.022036 | -0.022036 | 68 | 67.7299 | 68 | -0.0044282 | -0.0098143 | -0.0011935 | 0 | 0 | 0.0040831 | 0.0009117 | -0.00065617 | -0.0046512 | -0.0033742 | -9.9148e-05 | -0.0035011 | -0.0019985 | 0.0026854 | 0.00056426 | 0 | 1.7356 | 0 | 0 | 0 | 0 | 0 | 0 | 0 | 0 | 0 | 0.28072 | 0 | 0 | 0 | 0 | 1.4143 | 0 | 0 | 0
12 | 345 | 17 | 42.8 | 3.9987 | 63.9479 | 0 | 2.2454 | -0.025908 | -0.025908 | 68 | 67.6825 | 68 | -0.0044282 | -0.0098143 | -0.0011935 | 0 | 0 | 0.0014271 | 0.00031865 | -0.00065464 | -0.0061176 | -0.0039043 | -9.9148e-05 | -0.0035011 | -0.001868 | 0.0039265 | 0.00082442 | 0 | 2.0406 | 0 | 0 | 0 | 0 | 0 | 0 | 0 | 0 | 0 | 0.28072 | 0 | 0 | 0 | 0 | 1.6774 | 0 | 0 | 0
12 | 345 | 18 | 42.8 | 4.7872 | 63.9479 | 0 | 3.8233 | -0.028237 | -0.028237 | 68 | 67.6539 | 68 | -0.0044282 | -0.0098143 | -0.0011935 | 0 | 0 | 0 | 0 | -0.00065467 | -0.0067936 | -0.0041196 | -9.9148e-05 | -0.0035011 | -0.001868 | 0.0042349 | 0.00088946 | 0 | 2.224 | 0 | 0 | 0 | 0 | 0 | 0 | 0 | 0 | 0 | 0.45822 | 0 | 0 | 0 | 0 | 2.105 | 0 | 0 | 0
12 | 345 | 19 | 42.8 | 4.7403 | 63.9479 | 0 | 3.8233 | -0.028059 | -0.028059 | 68 | 67.6561 | 68 | -0.0044282 | -0.0098143 | -0.0011935 | 0 | 0 | 0 | 0 | -0.00065624 | -0.0067936 | -0.0041199 | -9.9148e-05 | -0.0035011 | -0.0019985 | 0.0045452 | 0.0009545 | 0 | 2.21 | 0 | 0 | 0 | 0 | 0 | 0 | 0 | 0 | 0 | 0.45822 | 0 | 0 | 0 | 0 | 2.0721 | 0 | 0 | 0
12 | 345 | 20 | 42.8 | 4.4438 | 63.9479 | 0 | 3.8233 | -0.025965 | -0.025965 | 68 | 67.6818 | 68 | -0.0044282 | -0.0098143 | -0.0011935 | 0 | 0 | 0 | 0 | -0.00066097 | -0.0067936 | -0.0041212 | -9.9148e-05 | -0.0035011 | -0.0024798 | 0.0071272 | 0.0014959 | 0 | 2.045 | 0 | 0 | 0 | 0 | 0 | 0 | 0 | 0 | 0 | 0.45822 | 0 | 0 | 0 | 0 | 1.9405 | 0 | 0 | 0
12 | 345 | 21 | 42.8 | 4.3789 | 63.9479 | 0 | 3.8233 | -0.026394 | -0.026394 | 68 | 67.6765 | 68 | -0.0044282 | -0.0098143 | -0.0011935 | 0 | 0 | 0 | 0 | -0.00066433 | -0.0067936 | -0.0041221 | -9.9148e-05 | -0.0035011 | -0.0029046 | 0.0071272 | 0.0014959 | 0 | 2.0788 | 0 | 0 | 0 | 0 | 0 | 0 | 0 | 0 | 0 | 0.45822 | 0 | 0 | 0 | 0 | 1.8419 | 0 | 0 | 0
12 | 345 | 22 | 42.8 | 4.1398 | 63.9479 | 0 | 3.095 | -0.02565 | -0.02565 | 68 | 67.6856 | 68 | -0.0044282 | -0.0098143 | -0.0011935 | 0 | 0 | 0 | 0 | -0.00066087 | -0.0067936 | -0.0041212 | -9.9148e-05 | -0.0035011 | -0.0024798 | 0.0074411 | 0.0015609 | 0 | 2.0203 | 0 | 0 | 0 | 0 | 0 | 0 | 0 | 0 | 0 | 0.3763 | 0 | 0 | 0 | 0 | 1.7432 | 0 | 0 | 0
12 | 345 | 23 | 42.8 | 1.8565 | 63.9479 | 0 | 3.095 | -0.024915 | 0 | 68 | 67.6947 | 67.6947 | -0.0044282 | -0.0098143 | -0.0011935 | 0 | 0 | 0 | 0 | -0.000653 | -0.0067936 | -0.004119 | -9.9148e-05 | -0.0035011 | -0.0017544 | 0.0074411 | 0.0015609 | 0 | 0 | 0 | 0 | 0 | 0 | 0 | 0 | 0 | 0 | 0 | 0.37645 | 0 | 0 | 0 | 0 | 1.4801 | 0 | 0 | 0
12 | 345 | 24 | 42.8 | 1.3034 | 63.9479 | 0 | 0.51584 | -0.026388 | 0 | 67.6947 | 67.3713 | 67.3713 | -0.0043745 | -0.0096954 | -0.001179 | 0 | 0 | 0 | 0 | -0.00065636 | -0.0067113 | -0.0040722 | -9.7946e-05 | -0.0034586 | -0.0028577 | 0.0067153 | 0.0014098 | 0 | 0 | 0 | 0 | 0 | 0 | 0 | 0 | 0 | 0 | 0 | 0.086467 | 0 | 0 | 0 | 0 | 1.2169 | 0 | 0 | 0
12 | 346 | 1 | 42.8 | 1.0078 | 63.7782 | 0 | 0.51644 | -0.030001 | 0 | 67.3713 | 67.0036 | 67.0036 | -0.0043177 | -0.0095695 | -0.0011637 | 0 | 0 | 0 | 0 | -0.0006428 | -0.0066241 | -0.0040179 | -9.6674e-05 | -0.0034137 | -0.0022218 | 0.0020667 | 0.00043418 | 0 | 0 | 0 | 0 | 0 | 0 | 0 | 0 | 0 | 0 | 0 | 0.086878 | 0 | 0 | 0 | 0 | 0.92093 | 0 | 0 | 0
12 | 346 | 2 | 42.8 | 0.9422 | 63.7782 | 0 | 0.51644 | -0.029349 | 0 | 67.0036 | 66.6439 | 66.6439 | -0.0042531 | -0.0094263 | -0.0011463 | 0 | 0 | 0 | 0 | -0.0006317 | -0.006525 | -0.0039574 | -9.5227e-05 | -0.0033626 | -0.0020177 | 0.0020667 | 0.00043418 | 0 | 0 | 0 | 0 | 0 | 0 | 0 | 0 | 0 | 0 | 0 | 0.087055 | 0 | 0 | 0 | 0 | 0.85515 | 0 | 0 | 0
12 | 346 | 3 | 41 | 0.9095 | 63.7782 | 0 | 0.51644 | -0.031284 | 0 | 66.6439 | 66.2605 | 66.2605 | -0.0045062 | -0.0099872 | -0.0012145 | 0 | 0 | 0 | 0 | -0.0006701 | -0.0069133 | -0.0041931 | -0.00010089 | -0.0035627 | -0.0022023 | 0.0020667 | 0.00043418 | 0 | 0 | 0 | 0 | 0 | 0 | 0 | 0 | 0 | 0 | 0 | 0.087243 | 0 | 0 | 0 | 0 | 0.82226 | 0 | 0 | 0
12 | 346 | 4 | 41 | 1.6384 | 63.7782 | 0 | 0.51644 | -0.03093 | -0.0096704 | 66.2605 | 65.8815 | 66 | -0.0044388 | -0.0098379 | -0.0011963 | 0 | 0 | 0 | 0 | -0.00066097 | -0.0068099 | -0.0041306 | -9.9386e-05 | -0.0035095 | -0.0023137 | 0.0020667 | 0.00043418 | 0 | 0.76166 | 0 | 0 | 0 | 0 | 0 | 0 | 0 | 0 | 0 | 0.087372 | 0 | 0 | 0 | 0 | 0.78937 | 0 | 0 | 0
12 | 346 | 5 | 41 | 3.2852 | 63.7782 | 0 | 0.51644 | -0.030579 | -0.030579 | 66 | 65.6252 | 66 | -0.004393 | -0.0097364 | -0.001184 | 0 | 0 | 0 | 0 | -0.00065411 | -0.0067397 | -0.004088 | -9.8361e-05 | -0.0034733 | -0.0022788 | 0.0020667 | 0.00043418 | 0 | 2.4085 | 0 | 0 | 0 | 0 | 0 | 0 | 0 | 0 | 0 | 0.087372 | 0 | 0 | 0 | 0 | 0.78937 | 0 | 0 | 0
12 | 346 | 6 | 41 | 16.2015 | 63.7782 | 0 | 0.60758 | -0.030004 | -0.1932 | 66 | 65.6323 | 68 | -0.004393 | -0.0097364 | -0.001184 | 0 | 0 | 0 | 0 | -0.00066056 | -0.0067397 | -0.0040898 | -9.8361e-05 | -0.0034733 | -0.0030822 | 0.0034529 | 0.00072422 | 0 | 15.2168 | 0 | 0 | 0 | 0 | 0 | 0 | 0 | 0 | 0 | 0.096668 | 0 | 0 | 0 | 0 | 0.88804 | 0 | 0 | 0
12 | 346 | 7 | 41 | 4.1504 | 63.7782 | 0 | 4.5568 | -0.031196 | -0.031196 | 68 | 67.6177 | 68 | -0.0047445 | -0.010515 | -0.0012787 | 0 | 0 | 0 | 0 | -0.00070804 | -0.0072789 | -0.0044155 | -0.00010623 | -0.0037511 | -0.0027364 | 0.0043383 | 0.00091055 | 0 | 2.4571 | 0 | 0 | 0 | 0 | 0 | 0 | 0 | 0 | 0 | 0.54217 | 0 | 0 | 0 | 0 | 1.1512 | 0 | 0 | 0
12 | 346 | 8 | 39.2 | 4.2181 | 63.7782 | 0 | 4.5568 | -0.029551 | -0.029551 | 68 | 67.6378 | 68 | -0.0050608 | -0.011216 | -0.001364 | 0 | 0 | 7.9283e-05 | 1.7703e-05 | -0.00075822 | -0.0078087 | -0.0047482 | -0.00011331 | -0.0040012 | -0.0032539 | 0.0086767 | 0.0018211 | 0 | 2.3275 | 0 | 0 | 0 | 0 | 0 | 0 | 0 | 0 | 0 | 0.54217 | 0 | 0 | 0 | 0 | 1.3485 | 0 | 0 | 0
12 | 346 | 9 | 39.2 | 4.1533 | 63.7782 | 0 | 3.9493 | -0.02918 | -0.02918 | 68 | 67.6424 | 68 | -0.0050608 | -0.011216 | -0.001364 | 0 | 0 | 0.002101 | 0.00046913 | -0.00075765 | -0.006695 | -0.0043504 | -0.00011331 | -0.0040012 | -0.0032539 | 0.0050623 | 0.0010617 | 0 | 2.2983 | 0 | 0 | 0 | 0 | 0 | 0 | 0 | 0 | 0 | 0.47363 | 0 | 0 | 0 | 0 | 1.3814 | 0 | 0 | 0
12 | 346 | 10 | 42.8 | 3.2576 | 63.7782 | 0 | 3.9493 | -0.01739 | -0.01739 | 68 | 67.7869 | 68 | -0.0044282 | -0.0098143 | -0.0011935 | 0 | 0 | 0.0071797 | 0.0015393 | -0.00066656 | -0.0033952 | -0.002775 | -9.9148e-05 | -0.0035011 | -0.0033331 | 0.0030973 | 0.00065039 | 0 | 1.3696 | 0 | 0 | 0 | 0 | 0 | 0 | 0 | 0 | 0 | 0.47363 | 0 | 0 | 0 | 0 | 1.4143 | 0 | 0 | 0
12 | 346 | 11 | 42.8 | 3.8258 | 63.7782 | 0 | 3.9493 | -0.024186 | -0.024186 | 68 | 67.7036 | 68 | -0.0044282 | -0.0098143 | -0.0011935 | 0 | 0 | 0.0030524 | 0.00068156 | -0.00066084 | -0.0052437 | -0.0035971 | -9.9148e-05 | -0.0035011 | -0.0024798 | 0.0030973 | 0.00065039 | 0 | 1.905 | 0 | 0 | 0 | 0 | 0 | 0 | 0 | 0 | 0 | 0.47363 | 0 | 0 | 0 | 0 | 1.4472 | 0 | 0 | 0
12 | 346 | 12 | 44.6 | 2.7603 | 63.7782 | 0 | 2.7949 | -0.012312 | -0.012312 | 68 | 67.8491 | 68 | -0.0041119 | -0.0091133 | -0.0011082 | 0 | 0 | 0.0074127 | 0.0016605 | -0.00061308 | -0.0025467 | -0.0024475 | -9.2066e-05 | -0.003251 | -0.0022329 | 0.0041315 | 0.0008666 | 0 | 0.9697 | 0 | 0 | 0 | 0 | 0 | 0 | 0 | 0 | 0 | 0.34341 | 0 | 0 | 0 | 0 | 1.4472 | 0 | 0 | 0
12 | 346 | 13 | 48.2 | 1.7576 | 63.7782 | 0 | 2.7949 | 0.016906 | 0 | 68 | 68.2072 | 68.2072 | -0.0034793 | -0.0077112 | -0.00093773 | 0 | 0 | 0.02153 | 0.0044464 | -0.00052234 | 0.0046488 | 0.00029795 | -7.7902e-05 | -0.0027508 | -0.0022854 | 0.0030973 | 0.00065039 | 0 | 0 | 0 | 0 | 0 | 0 | 0 | 0 | 0 | 0 | 0 | 0.34331 | 0 | 0 | 0 | 0 | 1.4143 | 0 | 0 | 0
12 | 346 | 14 | 48.2 | 1.6631 | 63.7782 | 0 | 2.248 | -0.0093937 | 0 | 68.2072 | 68.0921 | 68.0921 | -0.0035157 | -0.0077919 | -0.00094754 | 0 | 0 | 0.0075529 | 0.0016832 | -0.00052443 | -0.0018046 | -0.0019764 | -7.8717e-05 | -0.0027796 | -0.0017946 | 0.0025838 | 0.00054141 | 0 | 0 | 0 | 0 | 0 | 0 | 0 | 0 | 0 | 0 | 0 | 0.28168 | 0 | 0 | 0 | 0 | 1.3814 | 0 | 0 | 0
12 | 346 | 15 | 51.8 | 1.6301 | 63.7782 | 0 | 2.248 | 0.01325 | 0 | 68.0921 | 68.2544 | 68.2544 | -0.0028629 | -0.0063451 | -0.00077159 | 0 | 0 | 0.019345 | 0.0030217 | -0.0004277 | 0.0020212 | -0.0001417 | -6.41e-05 | -0.0022635 | -0.0015116 | 0.0026854 | 0.00056426 | 0 | 0 | 0 | 0 | 0 | 0 | 0 | 0 | 0 | 0 | 0 | 0.2816 | 0 | 0 | 0 | 0 | 1.3485 | 0 | 0 | 0
12 | 346 | 16 | 51.8 | 1.6959 | 63.7782 | 0 | 2.248 | -0.0010009 | 0 | 68.2544 | 68.2422 | 68.2422 | -0.0028914 | -0.0064083 | -0.00077928 | 0 | 0 | 0.0099652 | 0.0014155 | -0.00043246 | -0.00051704 | -0.00015658 | -6.4739e-05 | -0.002286 | -0.0015311 | 0.0026854 | 0.00056426 | 0 | 0 | 0 | 0 | 0 | 0 | 0 | 0 | 0 | 0 | 0 | 0.28161 | 0 | 0 | 0 | 0 | 1.4143 | 0 | 0 | 0
12 | 346 | 17 | 51.8 | 1.9591 | 63.7782 | 0 | 2.248 | -0.010739 | 0 | 68.2422 | 68.1106 | 68.1106 | -0.0028892 | -0.0064035 | -0.0007787 | 0 | 0 | 0.0054365 | 0.00028446 | -0.00042759 | -0.0047892 | -0.0017128 | -6.4691e-05 | -0.0022843 | -0.0010363 | 0.0039265 | 0.00082442 | 0 | 0 | 0 | 0 | 0 | 0 | 0 | 0 | 0 | 0 | 0 | 0.28167 | 0 | 0 | 0 | 0 | 1.6774 | 0 | 0 | 0
12 | 346 | 18 | 48.2 | 3.5062 | 63.7782 | 0 | 3.8277 | -0.020973 | -0.011951 | 68.1106 | 67.8535 | 68 | -0.0034987 | -0.0077543 | -0.00094296 | 0 | 0 | 0 | 0 | -0.00051507 | -0.0053676 | -0.0032548 | -7.8337e-05 | -0.0027662 | -0.0010301 | 0.0042349 | 0.00088946 | 0 | 0.94127 | 0 | 0 | 0 | 0 | 0 | 0 | 0 | 0 | 0 | 0.45993 | 0 | 0 | 0 | 0 | 2.105 | 0 | 0 | 0
12 | 346 | 19 | 46.4 | 4.3268 | 63.7782 | 0 | 3.8277 | -0.022788 | -0.022788 | 68 | 67.7207 | 68 | -0.0037956 | -0.0084123 | -0.001023 | 0 | 0 | 0 | 0 | -0.00055656 | -0.0058231 | -0.0035296 | -8.4984e-05 | -0.0030009 | -0.0011073 | 0.0045452 | 0.0009545 | 0 | 1.7948 | 0 | 0 | 0 | 0 | 0 | 0 | 0 | 0 | 0 | 0.45993 | 0 | 0 | 0 | 0 | 2.0721 | 0 | 0 | 0
12 | 346 | 20 | 44.6 | 4.1921 | 63.7782 | 0 | 3.8277 | -0.022748 | -0.022748 | 68 | 67.7212 | 68 | -0.0041119 | -0.0091133 | -0.0011082 | 0 | 0 | 0 | 0 | -0.00060608 | -0.0063083 | -0.0038247 | -9.2066e-05 | -0.003251 | -0.0014594 | 0.0071272 | 0.0014959 | 0 | 1.7916 | 0 | 0 | 0 | 0 | 0 | 0 | 0 | 0 | 0 | 0.45993 | 0 | 0 | 0 | 0 | 1.9405 | 0 | 0 | 0
12 | 346 | 21 | 42.8 | 4.2665 | 63.7782 | 0 | 3.8277 | -0.024945 | -0.024945 | 68 | 67.6943 | 68 | -0.0044282 | -0.0098143 | -0.0011935 | 0 | 0 | 0 | 0 | -0.00064987 | -0.0067936 | -0.0041181 | -9.9148e-05 | -0.0035011 | -0.0014747 | 0.0071272 | 0.0014959 | 0 | 1.9647 | 0 | 0 | 0 | 0 | 0 | 0 | 0 | 0 | 0 | 0.45993 | 0 | 0 | 0 | 0 | 1.8419 | 0 | 0 | 0
12 | 346 | 22 | 39.2 | 4.4378 | 63.7782 | 0 | 3.0987 | -0.029417 | -0.029417 | 68 | 67.6395 | 68 | -0.0050608 | -0.011216 | -0.001364 | 0 | 0 | 0 | 0 | -0.00074483 | -0.0077641 | -0.004707 | -0.00011331 | -0.0040012 | -0.0018869 | 0.0074411 | 0.0015609 | 0 | 2.317 | 0 | 0 | 0 | 0 | 0 | 0 | 0 | 0 | 0 | 0.37768 | 0 | 0 | 0 | 0 | 1.7432 | 0 | 0 | 0
12 | 346 | 23 | 39.2 | 1.8579 | 63.7782 | 0 | 3.0987 | -0.029729 | 0 | 68 | 67.6357 | 67.6357 | -0.0050608 | -0.011216 | -0.001364 | 0 | 0 | 0 | 0 | -0.00074701 | -0.0077641 | -0.0047076 | -0.00011331 | -0.0040012 | -0.0021962 | 0.0074411 | 0.0015609 | 0 | 0 | 0 | 0 | 0 | 0 | 0 | 0 | 0 | 0 | 0 | 0.37786 | 0 | 0 | 0 | 0 | 1.4801 | 0 | 0 | 0
12 | 346 | 24 | 37.4 | 1.3037 | 63.7782 | 0 | 0.51644 | -0.032061 | 0 | 67.6357 | 67.2427 | 67.2427 | -0.0053131 | -0.011775 | -0.001432 | 0 | 0 | 0 | 0 | -0.00078069 | -0.0081511 | -0.0049412 | -0.00011896 | -0.0042007 | -0.0020633 | 0.0067153 | 0.0014098 | 0 | 0 | 0 | 0 | 0 | 0 | 0 | 0 | 0 | 0 | 0 | 0.08676 | 0 | 0 | 0 | 0 | 1.2169 | 0 | 0 | 0
12 | 347 | 1 | 35.6 | 1.0081 | 63.6113 | 0 | 0.51703 | -0.038598 | 0 | 67.2427 | 66.7697 | 66.7697 | -0.0055603 | -0.012323 | -0.0014986 | 0 | 0 | 0 | 0 | -0.00081741 | -0.0085305 | -0.0051713 | -0.0001245 | -0.0043962 | -0.0022427 | 0.0020667 | 0.00043418 | 0 | 0 | 0 | 0 | 0 | 0 | 0 | 0 | 0 | 0 | 0 | 0.087219 | 0 | 0 | 0 | 0 | 0.92093 | 0 | 0 | 0
12 | 347 | 2 | 35.6 | 0.94259 | 63.6113 | 0 | 0.51703 | -0.038074 | 0 | 66.7697 | 66.3031 | 66.3031 | -0.0054772 | -0.012139 | -0.0014762 | 0 | 0 | 0 | 0 | -0.00080555 | -0.008403 | -0.0050941 | -0.00012263 | -0.0043304 | -0.0022926 | 0.0020667 | 0.00043418 | 0 | 0 | 0 | 0 | 0 | 0 | 0 | 0 | 0 | 0 | 0 | 0.087448 | 0 | 0 | 0 | 0 | 0.85515 | 0 | 0 | 0
12 | 347 | 3 | 35.6 | 1.9024 | 63.6113 | 0 | 0.51703 | -0.037334 | -0.012601 | 66.3031 | 65.8456 | 66 | -0.0053952 | -0.011958 | -0.0014541 | 0 | 0 | 0 | 0 | -0.00079134 | -0.0082772 | -0.0050172 | -0.0001208 | -0.0042656 | -0.0021222 | 0.0020667 | 0.00043418 | 0 | 0.9925 | 0 | 0 | 0 | 0 | 0 | 0 | 0 | 0 | 0 | 0.087598 | 0 | 0 | 0 | 0 | 0.82226 | 0 | 0 | 0
12 | 347 | 4 | 33.8 | 3.9761 | 63.6113 | 0 | 0.51703 | -0.039348 | -0.039348 | 66 | 65.5178 | 66 | -0.0056582 | -0.012541 | -0.001525 | 0 | 0 | 0 | 0 | -0.00083195 | -0.0086807 | -0.0052624 | -0.00012669 | -0.0044736 | -0.0023155 | 0.0020667 | 0.00043418 | 0 | 3.0991 | 0 | 0 | 0 | 0 | 0 | 0 | 0 | 0 | 0 | 0.087598 | 0 | 0 | 0 | 0 | 0.78937 | 0 | 0 | 0
12 | 347 | 5 | 33.8 | 3.9759 | 63.6113 | 0 | 0.51703 | -0.039346 | -0.039346 | 66 | 65.5178 | 66 | -0.0056582 | -0.012541 | -0.001525 | 0 | 0 | 0 | 0 | -0.00083015 | -0.0086807 | -0.0052619 | -0.00012669 | -0.0044736 | -0.0023155 | 0.0020667 | 0.00043418 | 0 | 3.0989 | 0 | 0 | 0 | 0 | 0 | 0 | 0 | 0 | 0 | 0.087598 | 0 | 0 | 0 | 0 | 0.78937 | 0 | 0 | 0
12 | 347 | 6 | 33.8 | 16.8283 | 63.6113 | 0 | 0.60828 | -0.037959 | -0.20116 | 66 | 65.5348 | 68 | -0.0056582 | -0.012541 | -0.001525 | 0 | 0 | 0 | 0 | -0.00083023 | -0.0086807 | -0.0052619 | -0.00012669 | -0.0044736 | -0.0023155 | 0.0034529 | 0.00072422 | 0 | 15.8434 | 0 | 0 | 0 | 0 | 0 | 0 | 0 | 0 | 0 | 0.096934 | 0 | 0 | 0 | 0 | 0.88804 | 0 | 0 | 0
12 | 347 | 7 | 32 | 5.0201 | 63.6113 | 0 | 4.5621 | -0.042213 | -0.042213 | 68 | 67.4827 | 68 | -0.006326 | -0.01402 | -0.001705 | 0 | 0 | 0 | 0 | -0.00093042 | -0.0097051 | -0.0058835 | -0.00014164 | -0.0050015 | -0.0028381 | 0.0043383 | 0.00091055 | 0 | 3.3248 | 0 | 0 | 0 | 0 | 0 | 0 | 0 | 0 | 0 | 0.54417 | 0 | 0 | 0 | 0 | 1.1512 | 0 | 0 | 0
12 | 347 | 8 | 35.6 | 4.6758 | 63.6113 | 0 | 4.5621 | -0.035337 | -0.035337 | 68 | 67.5669 | 68 | -0.0056934 | -0.012618 | -0.0015345 | 0 | 0 | 0.0013909 | 6.9737e-05 | -0.00083833 | -0.011236 | -0.0062458 | -0.00012748 | -0.0045014 | -0.0026793 | 0.0086767 | 0.0018211 | 0 | 2.7832 | 0 | 0 | 0 | 0 | 0 | 0 | 0 | 0 | 0 | 0.54417 | 0 | 0 | 0 | 0 | 1.3485 | 0 | 0 | 0
12 | 347 | 9 | 39.2 | 3.3211 | 63.6113 | 0 | 3.9538 | -0.018593 | -0.018593 | 68 | 67.7721 | 68 | -0.0050608 | -0.011216 | -0.001364 | 0 | 0 | 0.0092445 | 0.0015109 | -0.00074049 | -0.0066325 | -0.00329 | -0.00011331 | -0.0040012 | -0.0019916 | 0.0050623 | 0.0010617 | 0 | 1.4644 | 0 | 0 | 0 | 0 | 0 | 0 | 0 | 0 | 0 | 0.47536 | 0 | 0 | 0 | 0 | 1.3814 | 0 | 0 | 0
12 | 347 | 10 | 44.6 | 1.8896 | 63.6113 | 0 | 3.9538 | 0.0076105 | 0 | 68 | 68.0933 | 68.0933 | -0.0041119 | -0.0091133 | -0.0011082 | 0 | 0 | 0.023168 | 0.0031732 | -0.00059933 | -0.0015138 | -0.0013134 | -9.2066e-05 | -0.003251 | -0.0013749 | 0.0030973 | 0.00065039 | 0 | 0 | 0 | 0 | 0 | 0 | 0 | 0 | 0 | 0 | 0 | 0.47532 | 0 | 0 | 0 | 0 | 1.4143 | 0 | 0 | 0
12 | 347 | 11 | 48.2 | 1.9224 | 63.6113 | 0 | 3.9538 | 0.019508 | 0 | 68.0933 | 68.3323 | 68.3323 | -0.0034957 | -0.0077476 | -0.00094215 | 0 | 0 | 0.026378 | 0.0044675 | -0.00051192 | 0.0022442 | -0.00068686 | -7.8269e-05 | -0.0027638 | -0.0011029 | 0.0030973 | 0.00065039 | 0 | 0 | 0 | 0 | 0 | 0 | 0 | 0 | 0 | 0 | 0 | 0.4752 | 0 | 0 | 0 | 0 | 1.4472 | 0 | 0 | 0
12 | 347 | 12 | 53.6 | 1.7915 | 63.6113 | 0 | 2.7981 | 0.028457 | 0 | 68.3323 | 68.6811 | 68.6811 | -0.0025888 | -0.0057376 | -0.00069772 | 0 | 0 | 0.026276 | 0.0049319 | -0.00037703 | 0.0047139 | -0.00041736 | -5.7963e-05 | -0.0020468 | -0.00053915 | 0.0041315 | 0.0008666 | 0 | 0 | 0 | 0 | 0 | 0 | 0 | 0 | 0 | 0 | 0 | 0.3443 | 0 | 0 | 0 | 0 | 1.4472 | 0 | 0 | 0
12 | 347 | 13 | 55.4 | 1.7584 | 63.6113 | 0 | 2.7981 | 0.028306 | 0 | 68.6811 | 69.028 | 69.028 | -0.0023338 | -0.0051724 | -0.00062899 | 0 | 0 | 0.025436 | 0.0047937 | -0.00033886 | 0.0052093 | -6.6978e-05 | -5.2253e-05 | -0.0018452 | -0.00044275 | 0.0030973 | 0.00065039 | 0 | 0 | 0 | 0 | 0 | 0 | 0 | 0 | 0 | 0 | 0 | 0.34413 | 0 | 0 | 0 | 0 | 1.4143 | 0 | 0 | 0
12 | 347 | 14 | 59 | 1.6634 | 63.6113 | 0 | 2.2506 | 0.030413 | 0 | 69.028 | 69.4007 | 69.4007 | -0.0017621 | -0.0039055 | -0.00047493 | 0 | 0 | 0.024669 | 0.00424 | -0.00025737 | 0.0055604 | 0.00095415 | -3.9454e-05 | -0.0013932 | -0.00030373 | 0.0025838 | 0.00054141 | 0 | 0 | 0 | 0 | 0 | 0 | 0 | 0 | 0 | 0 | 0 | 0.28202 | 0 | 0 | 0 | 0 | 1.3814 | 0 | 0 | 0
12 | 347 | 15 | 60.8 | 1.6304 | 63.6113 | 0 | 2.2506 | 0.024814 | 0 | 69.4007 | 69.7048 | 69.7048 | -0.0015113 | -0.0033496 | -0.00040733 | 0 | 0 | 0.020869 | 0.0029299 | -0.00022106 | 0.0036865 | 0.0010658 | -3.3839e-05 | -0.0011949 | -0.00026874 | 0.0026854 | 0.00056426 | 0 | 0 | 0 | 0 | 0 | 0 | 0 | 0 | 0 | 0 | 0 | 0.28187 | 0 | 0 | 0 | 0 | 1.3485 | 0 | 0 | 0
12 | 347 | 16 | 60.8 | 1.6961 | 63.6113 | 0 | 2.2506 | 0.009243 | 0 | 69.7048 | 69.8181 | 69.8181 | -0.0015648 | -0.003468 | -0.00042173 | 0 | 0 | 0.010119 | 0.0013867 | -0.00022946 | 0.00089599 | 0.00083264 | -3.5035e-05 | -0.0012372 | -0.00028444 | 0.0026854 | 0.00056426 | 0 | 0 | 0 | 0 | 0 | 0 | 0 | 0 | 0 | 0 | 0 | 0.28182 | 0 | 0 | 0 | 0 | 1.4143 | 0 | 0 | 0
12 | 347 | 17 | 59 | 1.9592 | 63.6113 | 0 | 2.2506 | -0.0033209 | 0 | 69.8181 | 69.7774 | 69.7774 | -0.001901 | -0.0042132 | -0.00051234 | 0 | 0 | 0.0054568 | 0.00028595 | -0.00028012 | -0.003278 | -0.00081995 | -4.2563e-05 | -0.001503 | -0.00044005 | 0.0039265 | 0.00082442 | 0 | 0 | 0 | 0 | 0 | 0 | 0 | 0 | 0 | 0 | 0 | 0.28184 | 0 | 0 | 0 | 0 | 1.6774 | 0 | 0 | 0
12 | 347 | 18 | 55.4 | 2.5658 | 63.6113 | 0 | 3.8321 | -0.014076 | 0 | 69.7774 | 69.6049 | 69.6049 | -0.0025264 | -0.0055994 | -0.00068091 | 0 | 0 | 0 | 0 | -0.00037474 | -0.003876 | -0.0023509 | -5.6567e-05 | -0.0019975 | -0.00084813 | 0.0042349 | 0.00088946 | 0 | 0 | 0 | 0 | 0 | 0 | 0 | 0 | 0 | 0 | 0 | 0.46082 | 0 | 0 | 0 | 0 | 2.105 | 0 | 0 | 0
12 | 347 | 19 | 53.6 | 2.533 | 63.6113 | 0 | 3.8321 | -0.015888 | 0 | 69.6049 | 69.4102 | 69.4102 | -0.0028124 | -0.0062332 | -0.00075799 | 0 | 0 | 0 | 0 | -0.00041676 | -0.0043147 | -0.0026166 | -6.297e-05 | -0.0022236 | -0.00099513 | 0.0045452 | 0.0009545 | 0 | 0 | 0 | 0 | 0 | 0 | 0 | 0 | 0 | 0 | 0 | 0.46092 | 0 | 0 | 0 | 0 | 2.0721 | 0 | 0 | 0
12 | 347 | 20 | 51.8 | 2.4015 | 63.6113 | 0 | 3.8321 | -0.015009 | 0 | 69.4102 | 69.2262 | 69.2262 | -0.0030945 | -0.0068584 | -0.00083402 | 0 | 0 | 0 | 0 | -0.00045319 | -0.0047475 | -0.0028775 | -6.9286e-05 | -0.0024466 | -0.00075524 | 0.0071272 | 0.0014959 | 0 | 0 | 0 | 0 | 0 | 0 | 0 | 0 | 0 | 0 | 0 | 0.461 | 0 | 0 | 0 | 0 | 1.9405 | 0 | 0 | 0
12 | 347 | 21 | 48.2 | 2.303 | 63.6113 | 0 | 3.8321 | -0.019541 | 0 | 69.2262 | 68.9868 | 68.9868 | -0.0036948 | -0.0081888 | -0.0009958 | 0 | 0 | 0 | 0 | -0.00054416 | -0.0056684 | -0.0034366 | -8.2726e-05 | -0.0029212 | -0.0011356 | 0.0071272 | 0.0014959 | 0 | 0 | 0 | 0 | 0 | 0 | 0 | 0 | 0 | 0 | 0 | 0.46112 | 0 | 0 | 0 | 0 | 1.8419 | 0 | 0 | 0
12 | 347 | 22 | 44.6 | 2.1219 | 63.6113 | 0 | 3.1022 | -0.023558 | 0 | 68.9868 | 68.698 | 68.698 | -0.0042853 | -0.0094976 | -0.001155 | 0 | 0 | 0 | 0 | -0.00063008 | -0.0065744 | -0.0039855 | -9.5948e-05 | -0.0033881 | -0.0013877 | 0.0074411 | 0.0015609 | 0 | 0 | 0 | 0 | 0 | 0 | 0 | 0 | 0 | 0 | 0 | 0.37869 | 0 | 0 | 0 | 0 | 1.7432 | 0 | 0 | 0
12 | 347 | 23 | 44.6 | 1.8589 | 63.6113 | 0 | 3.1022 | -0.023174 | 0 | 68.698 | 68.414 | 68.414 | -0.0042345 | -0.0093851 | -0.0011413 | 0 | 0 | 0 | 0 | -0.00061994 | -0.0064965 | -0.0039376 | -9.4812e-05 | -0.003348 | -0.0013574 | 0.0074411 | 0.0015609 | 0 | 0 | 0 | 0 | 0 | 0 | 0 | 0 | 0 | 0 | 0 | 0.37883 | 0 | 0 | 0 | 0 | 1.4801 | 0 | 0 | 0
12 | 347 | 24 | 44.6 | 1.3035 | 63.6113 | 0 | 0.51703 | -0.023526 | 0 | 68.414 | 68.1257 | 68.1257 | -0.0041846 | -0.0092745 | -0.0011278 | 0 | 0 | 0 | 0 | -0.00061268 | -0.00642 | -0.0038912 | -9.3695e-05 | -0.0033085 | -0.0013278 | 0.0067153 | 0.0014098 | 0 | 0 | 0 | 0 | 0 | 0 | 0 | 0 | 0 | 0 | 0 | 0.086551 | 0 | 0 | 0 | 0 | 1.2169 | 0 | 0 | 0
12 | 348 | 1 | 42.8 | 1.0079 | 63.4475 | 0 | 0.51761 | -0.030172 | 0 | 68.1257 | 67.756 | 67.756 | -0.0044503 | -0.0098633 | -0.0011994 | 0 | 0 | 0 | 0 | -0.00065331 | -0.0068275 | -0.0041387 | -9.9642e-05 | -0.0035185 | -0.0014883 | 0.0020667 | 0.00043418 | 0 | 0 | 0 | 0 | 0 | 0 | 0 | 0 | 0 | 0 | 0 | 0.086955 | 0 | 0 | 0 | 0 | 0.92093 | 0 | 0 | 0
12 | 348 | 2 | 41 | 0.94229 | 63.4475 | 0 | 0.51761 | -0.032068 | 0 | 67.756 | 67.363 | 67.363 | -0.0047016 | -0.01042 | -0.0012672 | 0 | 0 | 0 | 0 | -0.00069041 | -0.0072131 | -0.0043725 | -0.00010527 | -0.0037172 | -0.0016474 | 0.0020667 | 0.00043418 | 0 | 0 | 0 | 0 | 0 | 0 | 0 | 0 | 0 | 0 | 0 | 0.087148 | 0 | 0 | 0 | 0 | 0.85515 | 0 | 0 | 0
12 | 348 | 3 | 39.2 | 0.90961 | 63.4475 | 0 | 0.51761 | -0.03394 | 0 | 67.363 | 66.947 | 66.947 | -0.0049488 | -0.010968 | -0.0013338 | 0 | 0 | 0 | 0 | -0.00072696 | -0.0075924 | -0.0046024 | -0.00011081 | -0.0039127 | -0.0018107 | 0.0020667 | 0.00043418 | 0 | 0 | 0 | 0 | 0 | 0 | 0 | 0 | 0 | 0 | 0 | 0.087353 | 0 | 0 | 0 | 0 | 0.82226 | 0 | 0 | 0
12 | 348 | 4 | 37.4 | 0.87694 | 63.4475 | 0 | 0.51761 | -0.035788 | 0 | 66.947 | 66.5084 | 66.5084 | -0.005192 | -0.011507 | -0.0013993 | 0 | 0 | 0 | 0 | -0.00076292 | -0.0079655 | -0.0048287 | -0.00011625 | -0.004105 | -0.0019778 | 0.0020667 | 0.00043418 | 0 | 0 | 0 | 0 | 0 | 0 | 0 | 0 | 0 | 0 | 0 | 0.087569 | 0 | 0 | 0 | 0 | 0.78937 | 0 | 0 | 0
12 | 348 | 5 | 39.2 | 0.87713 | 63.4475 | 0 | 0.51761 | -0.032798 | 0 | 66.5084 | 66.1065 | 66.1065 | -0.0047987 | -0.010635 | -0.0012933 | 0 | 0 | 0 | 0 | -0.0007014 | -0.007362 | -0.0044618 | -0.00010744 | -0.003794 | -0.0017108 | 0.0020667 | 0.00043418 | 0 | 0 | 0 | 0 | 0 | 0 | 0 | 0 | 0 | 0 | 0 | 0.087767 | 0 | 0 | 0 | 0 | 0.78937 | 0 | 0 | 0
12 | 348 | 6 | 37.4 | 15.7757 | 63.4475 | 0 | 0.60896 | -0.033279 | -0.18779 | 66.1065 | 65.6986 | 68 | -0.0050443 | -0.01118 | -0.0013595 | 0 | 0 | 0 | 0 | -0.00074119 | -0.0077389 | -0.0046913 | -0.00011294 | -0.0039882 | -0.0018756 | 0.0034529 | 0.00072422 | 0 | 14.7904 | 0 | 0 | 0 | 0 | 0 | 0 | 0 | 0 | 0 | 0.097195 | 0 | 0 | 0 | 0 | 0.88804 | 0 | 0 | 0
12 | 348 | 7 | 35.6 | 4.6386 | 63.4475 | 0 | 4.5672 | -0.037345 | -0.037345 | 68 | 67.5423 | 68 | -0.0056934 | -0.012618 | -0.0015345 | 0 | 0 | 0 | 0 | -0.00083668 | -0.0087346 | -0.005295 | -0.00012748 | -0.0045014 | -0.0023419 | 0.0043383 | 0.00091055 | 0 | 2.9413 | 0 | 0 | 0 | 0 | 0 | 0 | 0 | 0 | 0 | 0.54612 | 0 | 0 | 0 | 0 | 1.1512 | 0 | 0 | 0
12 | 348 | 8 | 35.6 | 4.6455 | 63.4475 | 0 | 4.5672 | -0.034927 | -0.034927 | 68 | 67.572 | 68 | -0.0056934 | -0.012618 | -0.0015345 | 0 | 0 | 0.0013812 | 5.6819e-05 | -0.00083537 | -0.011183 | -0.0062058 | -0.00012748 | -0.0045014 | -0.0023419 | 0.0086767 | 0.0018211 | 0 | 2.7509 | 0 | 0 | 0 | 0 | 0 | 0 | 0 | 0 | 0 | 0.54612 | 0 | 0 | 0 | 0 | 1.3485 | 0 | 0 | 0
12 | 348 | 9 | 44.6 | 2.735 | 63.4475 | 0 | 3.9582 | -0.01113 | -0.01113 | 68 | 67.8636 | 68 | -0.0041119 | -0.0091133 | -0.0011082 | 0 | 0 | 0.0094434 | 0.0015123 | -0.00060439 | -0.0051328 | -0.0022746 | -9.2066e-05 | -0.003251 | -0.0014594 | 0.0050623 | 0.0010617 | 0 | 0.87658 | 0 | 0 | 0 | 0 | 0 | 0 | 0 | 0 | 0 | 0.47706 | 0 | 0 | 0 | 0 | 1.3814 | 0 | 0 | 0
12 | 348 | 10 | 50 | 1.8913 | 63.4475 | 0 | 3.9582 | 0.012744 | 0 | 68 | 68.1562 | 68.1562 | -0.003163 | -0.0070102 | -0.00085248 | 0 | 0 | 0.022044 | 0.0030477 | -0.00046494 | -0.00039498 | -0.00063545 | -7.082e-05 | -0.0025008 | -0.001002 | 0.0030973 | 0.00065039 | 0 | 0 | 0 | 0 | 0 | 0 | 0 | 0 | 0 | 0 | 0 | 0.47698 | 0 | 0 | 0 | 0 | 1.4143 | 0 | 0 | 0
12 | 348 | 11 | 53.6 | 1.924 | 63.4475 | 0 | 3.9582 | 0.025797 | 0 | 68.1562 | 68.4723 | 68.4723 | -0.0025578 | -0.005669 | -0.00068938 | 0 | 0 | 0.026036 | 0.004404 | -0.00037441 | 0.0034991 | 0.00012616 | -5.727e-05 | -0.0020223 | -0.00064638 | 0.0030973 | 0.00065039 | 0 | 0 | 0 | 0 | 0 | 0 | 0 | 0 | 0 | 0 | 0 | 0.47683 | 0 | 0 | 0 | 0 | 1.4472 | 0 | 0 | 0
12 | 348 | 12 | 57.2 | 1.7926 | 63.4475 | 0 | 2.8012 | 0.03297 | 0 | 68.4723 | 68.8764 | 68.8764 | -0.0019808 | -0.0043901 | -0.00053386 | 0 | 0 | 0.026418 | 0.0049397 | -0.00028769 | 0.0056012 | 0.00013933 | -4.435e-05 | -0.0015661 | -0.00032375 | 0.0041315 | 0.0008666 | 0 | 0 | 0 | 0 | 0 | 0 | 0 | 0 | 0 | 0 | 0 | 0.3454 | 0 | 0 | 0 | 0 | 1.4472 | 0 | 0 | 0
12 | 348 | 13 | 59 | 1.7595 | 63.4475 | 0 | 2.8012 | 0.033593 | 0 | 68.8764 | 69.2881 | 69.2881 | -0.0017355 | -0.0038464 | -0.00046775 | 0 | 0 | 0.026264 | 0.0049009 | -0.00025555 | 0.006305 | 0.00052485 | -3.8858e-05 | -0.0013721 | -0.00043348 | 0.0030973 | 0.00065039 | 0 | 0 | 0 | 0 | 0 | 0 | 0 | 0 | 0 | 0 | 0 | 0.3452 | 0 | 0 | 0 | 0 | 1.4143 | 0 | 0 | 0
12 | 348 | 14 | 60.8 | 1.6642 | 63.4475 | 0 | 2.2531 | 0.033412 | 0 | 69.2881 | 69.6975 | 69.6975 | -0.0014915 | -0.0033057 | -0.00040199 | 0 | 0 | 0.025481 | 0.0043379 | -0.00021957 | 0.0061605 | 0.0012859 | -3.3396e-05 | -0.0011793 | -0.00034716 | 0.0025838 | 0.00054141 | 0 | 0 | 0 | 0 | 0 | 0 | 0 | 0 | 0 | 0 | 0 | 0.28284 | 0 | 0 | 0 | 0 | 1.3814 | 0 | 0 | 0
12 | 348 | 15 | 60.8 | 1.6312 | 63.4475 | 0 | 2.2531 | 0.025714 | 0 | 69.6975 | 70.0127 | 70.0127 | -0.0015635 | -0.0034652 | -0.00042139 | 0 | 0 | 0.021701 | 0.002979 | -0.00023052 | 0.0038962 | 0.001212 | -3.5007e-05 | -0.0012361 | -0.0003718 | 0.0026854 | 0.00056426 | 0 | 0 | 0 | 0 | 0 | 0 | 0 | 0 | 0 | 0 | 0 | 0.28269 | 0 | 0 | 0 | 0 | 1.3485 | 0 | 0 | 0
12 | 348 | 16 | 60.8 | 1.6969 | 63.4475 | 0 | 2.2531 | 0.0086976 | 0 | 70.0127 | 70.1193 | 70.1193 | -0.0016189 | -0.0035879 | -0.00043631 | 0 | 0 | 0.010105 | 0.001386 | -0.00023804 | 0.0007554 | 0.00074094 | -3.6247e-05 | -0.0012799 | -0.00034227 | 0.0026854 | 0.00056426 | 0 | 0 | 0 | 0 | 0 | 0 | 0 | 0 | 0 | 0 | 0 | 0.28264 | 0 | 0 | 0 | 0 | 1.4143 | 0 | 0 | 0
12 | 348 | 17 | 59 | 1.9601 | 63.4475 | 0 | 2.2531 | -0.0037097 | 0 | 70.1193 | 70.0738 | 70.0738 | -0.0019539 | -0.0043305 | -0.00052661 | 0 | 0 | 0.0055401 | 0.00025823 | -0.00028863 | -0.0034175 | -0.00081152 | -4.3748e-05 | -0.0015448 | -0.00051734 | 0.0039265 | 0.00082442 | 0 | 0 | 0 | 0 | 0 | 0 | 0 | 0 | 0 | 0 | 0 | 0.28266 | 0 | 0 | 0 | 0 | 1.6774 | 0 | 0 | 0
12 | 348 | 18 | 57.2 | 2.5673 | 63.4475 | 0 | 3.8364 | -0.011923 | 0 | 70.0738 | 69.9277 | 69.9277 | -0.0022622 | -0.0050138 | -0.0006097 | 0 | 0 | 0 | 0 | -0.0003327 | -0.0034706 | -0.0021044 | -5.0651e-05 | -0.0017886 | -0.00052507 | 0.0042349 | 0.00088946 | 0 | 0 | 0 | 0 | 0 | 0 | 0 | 0 | 0 | 0 | 0 | 0.46231 | 0 | 0 | 0 | 0 | 2.105 | 0 | 0 | 0
12 | 348 | 19 | 51.8 | 2.5345 | 63.4475 | 0 | 3.8364 | -0.018339 | 0 | 69.9277 | 69.7029 | 69.7029 | -0.0031854 | -0.00706 | -0.00085853 | 0 | 0 | 0 | 0 | -0.00046961 | -0.004887 | -0.002963 | -7.1322e-05 | -0.0025185 | -0.00087104 | 0.0045452 | 0.0009545 | 0 | 0 | 0 | 0 | 0 | 0 | 0 | 0 | 0 | 0 | 0 | 0.46242 | 0 | 0 | 0 | 0 | 2.0721 | 0 | 0 | 0
12 | 348 | 20 | 46.4 | 2.4031 | 63.4475 | 0 | 3.8364 | -0.022536 | 0 | 69.7029 | 69.4267 | 69.4267 | -0.0040948 | -0.0090755 | -0.0011036 | 0 | 0 | 0 | 0 | -0.00060422 | -0.0062822 | -0.003809 | -9.1684e-05 | -0.0032375 | -0.0013647 | 0.0071272 | 0.0014959 | 0 | 0 | 0 | 0 | 0 | 0 | 0 | 0 | 0 | 0 | 0 | 0.46255 | 0 | 0 | 0 | 0 | 1.9405 | 0 | 0 | 0
12 | 348 | 21 | 44.6 | 2.3046 | 63.4475 | 0 | 3.8364 | -0.024848 | 0 | 69.4267 | 69.1222 | 69.1222 | -0.0043626 | -0.0096689 | -0.0011758 | 0 | 0 | 0 | 0 | -0.00064582 | -0.006693 | -0.0040587 | -9.7679e-05 | -0.0034492 | -0.0018233 | 0.0071272 | 0.0014959 | 0 | 0 | 0 | 0 | 0 | 0 | 0 | 0 | 0 | 0 | 0 | 0.4627 | 0 | 0 | 0 | 0 | 1.8419 | 0 | 0 | 0
12 | 348 | 22 | 46.4 | 2.1231 | 63.4475 | 0 | 3.1057 | -0.021732 | 0 | 69.1222 | 68.8559 | 68.8559 | -0.0039928 | -0.0088493 | -0.0010761 | 0 | 0 | 0 | 0 | -0.00058925 | -0.0061256 | -0.0037141 | -8.9399e-05 | -0.0031568 | -0.00158 | 0.0074411 | 0.0015609 | 0 | 0 | 0 | 0 | 0 | 0 | 0 | 0 | 0 | 0 | 0 | 0.37995 | 0 | 0 | 0 | 0 | 1.7432 | 0 | 0 | 0
12 | 348 | 23 | 44.6 | 1.8601 | 63.4475 | 0 | 3.1057 | -0.023384 | 0 | 68.8559 | 68.5693 | 68.5693 | -0.0042623 | -0.0094466 | -0.0011488 | 0 | 0 | 0 | 0 | -0.0006254 | -0.0065391 | -0.0039638 | -9.5433e-05 | -0.0033699 | -0.0013739 | 0.0074411 | 0.0015609 | 0 | 0 | 0 | 0 | 0 | 0 | 0 | 0 | 0 | 0 | 0 | 0.38009 | 0 | 0 | 0 | 0 | 1.4801 | 0 | 0 | 0
12 | 348 | 24 | 41 | 1.3037 | 63.4475 | 0 | 0.51761 | -0.028503 | 0 | 68.5693 | 68.22 | 68.22 | -0.0048445 | -0.010737 | -0.0013057 | 0 | 0 | 0 | 0 | -0.00071286 | -0.0074323 | -0.0045058 | -0.00010847 | -0.0038302 | -0.001741 | 0.0067153 | 0.0014098 | 0 | 0 | 0 | 0 | 0 | 0 | 0 | 0 | 0 | 0 | 0 | 0.086726 | 0 | 0 | 0 | 0 | 1.2169 | 0 | 0 | 0
12 | 349 | 1 | 41 | 1.0081 | 63.2866 | 0 | 0.51818 | -0.032883 | 0 | 68.22 | 67.817 | 67.817 | -0.0047831 | -0.010601 | -0.0012891 | 0 | 0 | 0 | 0 | -0.00070439 | -0.0073382 | -0.0044489 | -0.0001071 | -0.0037817 | -0.0018958 | 0.0020667 | 0.00043418 | 0 | 0 | 0 | 0 | 0 | 0 | 0 | 0 | 0 | 0 | 0 | 0.087142 | 0 | 0 | 0 | 0 | 0.92093 | 0 | 0 | 0
12 | 349 | 2 | 39.2 | 0.9425 | 63.2866 | 0 | 0.51818 | -0.034652 | 0 | 67.817 | 67.3924 | 67.3924 | -0.0050286 | -0.011145 | -0.0013553 | 0 | 0 | 0 | 0 | -0.00074043 | -0.0077148 | -0.0046772 | -0.00011259 | -0.0039758 | -0.0019691 | 0.0020667 | 0.00043418 | 0 | 0 | 0 | 0 | 0 | 0 | 0 | 0 | 0 | 0 | 0 | 0.087352 | 0 | 0 | 0 | 0 | 0.85515 | 0 | 0 | 0
12 | 349 | 3 | 39.2 | 0.90981 | 63.2866 | 0 | 0.51818 | -0.033977 | 0 | 67.3924 | 66.976 | 66.976 | -0.004954 | -0.01098 | -0.0013352 | 0 | 0 | 0 | 0 | -0.0007261 | -0.0076003 | -0.0046068 | -0.00011092 | -0.0039168 | -0.0018142 | 0.0020667 | 0.00043418 | 0 | 0 | 0 | 0 | 0 | 0 | 0 | 0 | 0 | 0 | 0 | 0.087557 | 0 | 0 | 0 | 0 | 0.82226 | 0 | 0 | 0
12 | 349 | 4 | 39.2 | 0.87712 | 63.2866 | 0 | 0.51818 | -0.033423 | 0 | 66.976 | 66.5664 | 66.5664 | -0.0048808 | -0.010818 | -0.0013155 | 0 | 0 | 0 | 0 | -0.00071543 | -0.007488 | -0.0045388 | -0.00010928 | -0.0038589 | -0.0017652 | 0.0020667 | 0.00043418 | 0 | 0 | 0 | 0 | 0 | 0 | 0 | 0 | 0 | 0 | 0 | 0.087758 | 0 | 0 | 0 | 0 | 0.78937 | 0 | 0 | 0
12 | 349 | 5 | 35.6 | 0.87735 | 63.2866 | 0 | 0.51818 | -0.037692 | 0 | 66.5664 | 66.1044 | 66.1044 | -0.0054415 | -0.01206 | -0.0014666 | 0 | 0 | 0 | 0 | -0.00080131 | -0.0083481 | -0.0050611 | -0.00012183 | -0.0043022 | -0.0021557 | 0.0020667 | 0.00043418 | 0 | 0 | 0 | 0 | 0 | 0 | 0 | 0 | 0 | 0 | 0 | 0.087986 | 0 | 0 | 0 | 0 | 0.78937 | 0 | 0 | 0
12 | 349 | 6 | 37.4 | 15.7884 | 63.2866 | 0 | 0.60962 | -0.033272 | -0.18795 | 66.1044 | 65.6967 | 68 | -0.005044 | -0.011179 | -0.0013594 | 0 | 0 | 0 | 0 | -0.00073752 | -0.0077383 | -0.0046899 | -0.00011294 | -0.0039879 | -0.0018754 | 0.0034529 | 0.00072422 | 0 | 14.8029 | 0 | 0 | 0 | 0 | 0 | 0 | 0 | 0 | 0 | 0.097451 | 0 | 0 | 0 | 0 | 0.88804 | 0 | 0 | 0
12 | 349 | 7 | 35.6 | 4.6406 | 63.2866 | 0 | 4.5722 | -0.037345 | -0.037345 | 68 | 67.5423 | 68 | -0.0056934 | -0.012618 | -0.0015345 | 0 | 0 | 0 | 0 | -0.00083682 | -0.0087346 | -0.005295 | -0.00012748 | -0.0045014 | -0.0023419 | 0.0043383 | 0.00091055 | 0 | 2.9414 | 0 | 0 | 0 | 0 | 0 | 0 | 0 | 0 | 0 | 0.54804 | 0 | 0 | 0 | 0 | 1.1512 | 0 | 0 | 0
12 | 349 | 8 | 37.4 | 4.3969 | 63.2866 | 0 | 4.5722 | -0.031746 | -0.031746 | 68 | 67.611 | 68 | -0.0053771 | -0.011917 | -0.0014492 | 0 | 0 | 0.0014418 | 5.7279e-05 | -0.00078667 | -0.010278 | -0.0056326 | -0.00012039 | -0.0042513 | -0.0021091 | 0.0086767 | 0.0018211 | 0 | 2.5003 | 0 | 0 | 0 | 0 | 0 | 0 | 0 | 0 | 0 | 0.54804 | 0 | 0 | 0 | 0 | 1.3485 | 0 | 0 | 0
12 | 349 | 9 | 44.6 | 2.6399 | 63.2866 | 0 | 3.9625 | -0.0099001 | -0.0099001 | 68 | 67.8787 | 68 | -0.0041119 | -0.0091133 | -0.0011082 | 0 | 0 | 0.010063 | 0.0015863 | -0.00059861 | -0.0049676 | -0.0020842 | -9.2066e-05 | -0.003251 | -0.0012853 | 0.0050623 | 0.0010617 | 0 | 0.77974 | 0 | 0 | 0 | 0 | 0 | 0 | 0 | 0 | 0 | 0.47872 | 0 | 0 | 0 | 0 | 1.3814 | 0 | 0 | 0
12 | 349 | 10 | 48.2 | 1.8929 | 63.2866 | 0 | 3.9625 | 0.010896 | 0 | 68 | 68.1335 | 68.1335 | -0.0034793 | -0.0077112 | -0.00093773 | 0 | 0 | 0.022184 | 0.0030474 | -0.00050477 | -0.00080735 | -0.00087285 | -7.7902e-05 | -0.0027508 | -0.00094112 | 0.0030973 | 0.00065039 | 0 | 0 | 0 | 0 | 0 | 0 | 0 | 0 | 0 | 0 | 0 | 0.47866 | 0 | 0 | 0 | 0 | 1.4143 | 0 | 0 | 0
12 | 349 | 11 | 51.8 | 1.9257 | 63.2866 | 0 | 3.9625 | 0.022666 | 0 | 68.1335 | 68.4113 | 68.4113 | -0.0028702 | -0.0063612 | -0.00077356 | 0 | 0 | 0.025761 | 0.0043491 | -0.00042381 | 0.0028405 | -0.00024444 | -6.4263e-05 | -0.0022692 | -0.001026 | 0.0030973 | 0.00065039 | 0 | 0 | 0 | 0 | 0 | 0 | 0 | 0 | 0 | 0 | 0 | 0.47852 | 0 | 0 | 0 | 0 | 1.4472 | 0 | 0 | 0
12 | 349 | 12 | 55.4 | 1.7938 | 63.2866 | 0 | 2.8043 | 0.028792 | 0 | 68.4113 | 68.7642 | 68.7642 | -0.0022864 | -0.0050673 | -0.00061622 | 0 | 0 | 0.025107 | 0.0047579 | -0.00033488 | 0.0048069 | -0.00017949 | -5.1192e-05 | -0.0018077 | -0.00053456 | 0.0041315 | 0.0008666 | 0 | 0 | 0 | 0 | 0 | 0 | 0 | 0 | 0 | 0 | 0 | 0.34664 | 0 | 0 | 0 | 0 | 1.4472 | 0 | 0 | 0
12 | 349 | 13 | 57.2 | 1.7607 | 63.2866 | 0 | 2.8043 | 0.033182 | 0 | 68.7642 | 69.1708 | 69.1708 | -0.0020321 | -0.0045037 | -0.00054768 | 0 | 0 | 0.027217 | 0.0050609 | -0.00029841 | 0.0062829 | 0.00039617 | -4.5498e-05 | -0.0016066 | -0.00048908 | 0.0030973 | 0.00065039 | 0 | 0 | 0 | 0 | 0 | 0 | 0 | 0 | 0 | 0 | 0 | 0.34644 | 0 | 0 | 0 | 0 | 1.4143 | 0 | 0 | 0
12 | 349 | 14 | 60.8 | 1.6652 | 63.2866 | 0 | 2.2556 | 0.034311 | 0 | 69.1708 | 69.5913 | 69.5913 | -0.0014709 | -0.0032601 | -0.00039644 | 0 | 0 | 0.02551 | 0.0043363 | -0.00021629 | 0.0066106 | 0.0015634 | -3.2934e-05 | -0.001163 | -0.00029527 | 0.0025838 | 0.00054141 | 0 | 0 | 0 | 0 | 0 | 0 | 0 | 0 | 0 | 0 | 0 | 0.28384 | 0 | 0 | 0 | 0 | 1.3814 | 0 | 0 | 0
12 | 349 | 15 | 60.8 | 1.6322 | 63.2866 | 0 | 2.2556 | 0.027691 | 0 | 69.5913 | 69.9307 | 69.9307 | -0.0015448 | -0.0034238 | -0.00041636 | 0 | 0 | 0.022153 | 0.003016 | -0.00022579 | 0.0046803 | 0.0016996 | -3.4589e-05 | -0.0012214 | -0.00024096 | 0.0026854 | 0.00056426 | 0 | 0 | 0 | 0 | 0 | 0 | 0 | 0 | 0 | 0 | 0 | 0.28368 | 0 | 0 | 0 | 0 | 1.3485 | 0 | 0 | 0
12 | 349 | 16 | 60.8 | 1.6979 | 63.2866 | 0 | 2.2556 | 0.0097272 | 0 | 69.9307 | 70.0499 | 70.0499 | -0.0016045 | -0.003556 | -0.00043243 | 0 | 0 | 0.01013 | 0.0013956 | -0.00023351 | 0.0012641 | 0.0010351 | -3.5924e-05 | -0.0012685 | -0.00021598 | 0.0026854 | 0.00056426 | 0 | 0 | 0 | 0 | 0 | 0 | 0 | 0 | 0 | 0 | 0 | 0.28362 | 0 | 0 | 0 | 0 | 1.4143 | 0 | 0 | 0
12 | 349 | 17 | 60.8 | 1.961 | 63.2866 | 0 | 2.2556 | -0.00019028 | 0 | 70.0499 | 70.0475 | 70.0475 | -0.0016254 | -0.0036024 | -0.00043807 | 0 | 0 | 0.0055483 | 0.00026735 | -0.00023767 | -0.0022915 | -0.00015245 | -3.6393e-05 | -0.0012851 | -0.00026346 | 0.0039265 | 0.00082442 | 0 | 0 | 0 | 0 | 0 | 0 | 0 | 0 | 0 | 0 | 0 | 0.28362 | 0 | 0 | 0 | 0 | 1.6774 | 0 | 0 | 0
12 | 349 | 18 | 55.4 | 2.5689 | 63.2866 | 0 | 3.8406 | -0.014085 | 0 | 70.0475 | 69.8749 | 69.8749 | -0.0025739 | -0.0057046 | -0.00069371 | 0 | 0 | 0 | 0 | -0.00037836 | -0.0039488 | -0.0023945 | -5.763e-05 | -0.002035 | -0.00053328 | 0.0042349 | 0.00088946 | 0 | 0 | 0 | 0 | 0 | 0 | 0 | 0 | 0 | 0 | 0 | 0.46395 | 0 | 0 | 0 | 0 | 2.105 | 0 | 0 | 0
12 | 349 | 19 | 51.8 | 2.5361 | 63.2866 | 0 | 3.8406 | -0.01834 | 0 | 69.8749 | 69.6502 | 69.6502 | -0.0031762 | -0.0070394 | -0.00085603 | 0 | 0 | 0 | 0 | -0.00046842 | -0.0048728 | -0.0029544 | -7.1114e-05 | -0.0025112 | -0.00093546 | 0.0045452 | 0.0009545 | 0 | 0 | 0 | 0 | 0 | 0 | 0 | 0 | 0 | 0 | 0 | 0.46406 | 0 | 0 | 0 | 0 | 2.0721 | 0 | 0 | 0
12 | 349 | 20 | 51.8 | 2.4047 | 63.2866 | 0 | 3.8406 | -0.015463 | 0 | 69.6502 | 69.4607 | 69.4607 | -0.0031367 | -0.0069519 | -0.00084538 | 0 | 0 | 0 | 0 | -0.00046097 | -0.0048122 | -0.0029172 | -7.023e-05 | -0.0024799 | -0.0009156 | 0.0071272 | 0.0014959 | 0 | 0 | 0 | 0 | 0 | 0 | 0 | 0 | 0 | 0 | 0 | 0.46415 | 0 | 0 | 0 | 0 | 1.9405 | 0 | 0 | 0
12 | 349 | 21 | 46.4 | 2.3061 | 63.2866 | 0 | 3.8406 | -0.022301 | 0 | 69.4607 | 69.1874 | 69.1874 | -0.0040523 | -0.0089811 | -0.0010922 | 0 | 0 | 0 | 0 | -0.00059899 | -0.0062169 | -0.0037697 | -9.073e-05 | -0.0032038 | -0.001423 | 0.0071272 | 0.0014959 | 0 | 0 | 0 | 0 | 0 | 0 | 0 | 0 | 0 | 0 | 0 | 0.46428 | 0 | 0 | 0 | 0 | 1.8419 | 0 | 0 | 0
12 | 349 | 22 | 46.4 | 2.1244 | 63.2866 | 0 | 3.1091 | -0.02182 | 0 | 69.1874 | 68.9199 | 68.9199 | -0.0040042 | -0.0088747 | -0.0010792 | 0 | 0 | 0 | 0 | -0.0005918 | -0.0061432 | -0.003725 | -8.9655e-05 | -0.0031659 | -0.0015873 | 0.0074411 | 0.0015609 | 0 | 0 | 0 | 0 | 0 | 0 | 0 | 0 | 0 | 0 | 0 | 0.38122 | 0 | 0 | 0 | 0 | 1.7432 | 0 | 0 | 0
12 | 349 | 23 | 46.4 | 1.8614 | 63.2866 | 0 | 3.1091 | -0.02127 | 0 | 68.9199 | 68.6593 | 68.6593 | -0.0039572 | -0.0087706 | -0.0010665 | 0 | 0 | 0 | 0 | -0.00058213 | -0.0060711 | -0.0036805 | -8.8603e-05 | -0.0031287 | -0.0013659 | 0.0074411 | 0.0015609 | 0 | 0 | 0 | 0 | 0 | 0 | 0 | 0 | 0 | 0 | 0 | 0.38135 | 0 | 0 | 0 | 0 | 1.4801 | 0 | 0 | 0
12 | 349 | 24 | 42.8 | 1.3038 | 63.2866 | 0 | 0.51818 | -0.026232 | 0 | 68.6593 | 68.3378 | 68.3378 | -0.004544 | -0.010071 | -0.0012247 | 0 | 0 | 0 | 0 | -0.00066836 | -0.0069713 | -0.0042262 | -0.00010174 | -0.0035927 | -0.0015469 | 0.0067153 | 0.0014098 | 0 | 0 | 0 | 0 | 0 | 0 | 0 | 0 | 0 | 0 | 0 | 0.086886 | 0 | 0 | 0 | 0 | 1.2169 | 0 | 0 | 0
12 | 350 | 1 | 39.2 | 1.0082 | 63.1288 | 0 | 0.51873 | -0.035243 | 0 | 68.3378 | 67.9059 | 67.9059 | -0.0051201 | -0.011348 | -0.00138 | 0 | 0 | 0 | 0 | -0.00075362 | -0.0078552 | -0.0047622 | -0.00011464 | -0.0040481 | -0.0019278 | 0.0020667 | 0.00043418 | 0 | 0 | 0 | 0 | 0 | 0 | 0 | 0 | 0 | 0 | 0 | 0.087312 | 0 | 0 | 0 | 0 | 0.92093 | 0 | 0 | 0
12 | 350 | 2 | 39.2 | 0.94267 | 63.1288 | 0 | 0.51873 | -0.034662 | 0 | 67.9059 | 67.4811 | 67.4811 | -0.0050442 | -0.01118 | -0.0013595 | 0 | 0 | 0 | 0 | -0.00073944 | -0.0077387 | -0.0046907 | -0.00011294 | -0.0039881 | -0.0018755 | 0.0020667 | 0.00043418 | 0 | 0 | 0 | 0 | 0 | 0 | 0 | 0 | 0 | 0 | 0 | 0.087521 | 0 | 0 | 0 | 0 | 0.85515 | 0 | 0 | 0
12 | 350 | 3 | 42.8 | 0.90996 | 63.1288 | 0 | 0.51873 | -0.02941 | 0 | 67.4811 | 67.1207 | 67.1207 | -0.004337 | -0.0096122 | -0.0011689 | 0 | 0 | 0 | 0 | -0.00063396 | -0.0066537 | -0.0040325 | -9.7106e-05 | -0.003429 | -0.0015123 | 0.0020667 | 0.00043418 | 0 | 0 | 0 | 0 | 0 | 0 | 0 | 0 | 0 | 0 | 0 | 0.087699 | 0 | 0 | 0 | 0 | 0.82226 | 0 | 0 | 0
12 | 350 | 4 | 39.2 | 0.87727 | 63.1288 | 0 | 0.51873 | -0.033724 | 0 | 67.1207 | 66.7074 | 66.7074 | -0.0049063 | -0.010874 | -0.0013223 | 0 | 0 | 0 | 0 | -0.00072361 | -0.0075271 | -0.0045637 | -0.00010985 | -0.0038791 | -0.0018845 | 0.0020667 | 0.00043418 | 0 | 0 | 0 | 0 | 0 | 0 | 0 | 0 | 0 | 0 | 0 | 0.087902 | 0 | 0 | 0 | 0 | 0.78937 | 0 | 0 | 0
12 | 350 | 5 | 39.2 | 0.87747 | 63.1288 | 0 | 0.51873 | -0.033065 | 0 | 66.7074 | 66.3022 | 66.3022 | -0.0048336 | -0.010713 | -0.0013027 | 0 | 0 | 0 | 0 | -0.00070827 | -0.0074156 | -0.0044948 | -0.00010823 | -0.0038216 | -0.0017338 | 0.0020667 | 0.00043418 | 0 | 0 | 0 | 0 | 0 | 0 | 0 | 0 | 0 | 0 | 0 | 0.088102 | 0 | 0 | 0 | 0 | 0.78937 | 0 | 0 | 0
12 | 350 | 6 | 39.2 | 14.35 | 63.1288 | 0 | 0.61027 | -0.03114 | -0.16968 | 66.3022 | 65.9205 | 68 | -0.0047624 | -0.010555 | -0.0012836 | 0 | 0 | 0 | 0 | -0.00069794 | -0.0073064 | -0.0044286 | -0.00010663 | -0.0037653 | -0.001687 | 0.0034529 | 0.00072422 | 0 | 13.3643 | 0 | 0 | 0 | 0 | 0 | 0 | 0 | 0 | 0 | 0.097702 | 0 | 0 | 0 | 0 | 0.88804 | 0 | 0 | 0
12 | 350 | 7 | 37.4 | 4.4519 | 63.1288 | 0 | 4.577 | -0.034926 | -0.034926 | 68 | 67.572 | 68 | -0.0053771 | -0.011917 | -0.0014492 | 0 | 0 | 0 | 0 | -0.00078998 | -0.0082494 | -0.0050007 | -0.00012039 | -0.0042513 | -0.0021091 | 0.0043383 | 0.00091055 | 0 | 2.7508 | 0 | 0 | 0 | 0 | 0 | 0 | 0 | 0 | 0 | 0.54993 | 0 | 0 | 0 | 0 | 1.1512 | 0 | 0 | 0
12 | 350 | 8 | 42.8 | 3.8952 | 63.1288 | 0 | 4.577 | -0.025352 | -0.025352 | 68 | 67.6893 | 68 | -0.0044282 | -0.0098143 | -0.0011935 | 0 | 0 | 0.0013864 | 5.4829e-05 | -0.00063843 | -0.0092798 | -0.0050409 | -9.9148e-05 | -0.0035011 | -0.0014747 | 0.0086767 | 0.0018211 | 0 | 1.9968 | 0 | 0 | 0 | 0 | 0 | 0 | 0 | 0 | 0 | 0.54993 | 0 | 0 | 0 | 0 | 1.3485 | 0 | 0 | 0
12 | 350 | 9 | 46.4 | 2.4939 | 63.1288 | 0 | 3.9668 | -0.0080268 | -0.0080268 | 68 | 67.9016 | 68 | -0.0037956 | -0.0084123 | -0.001023 | 0 | 0 | 0.0097617 | 0.0015168 | -0.00055185 | -0.0045873 | -0.0018045 | -8.4984e-05 | -0.0030009 | -0.0011073 | 0.0050623 | 0.0010617 | 0 | 0.6322 | 0 | 0 | 0 | 0 | 0 | 0 | 0 | 0 | 0 | 0.48035 | 0 | 0 | 0 | 0 | 1.3814 | 0 | 0 | 0
12 | 350 | 10 | 50 | 1.8946 | 63.1288 | 0 | 3.9668 | 0.01335 | 0 | 68 | 68.1636 | 68.1636 | -0.003163 | -0.0070102 | -0.00085248 | 0 | 0 | 0.022254 | 0.0030477 | -0.00046125 | -0.00025702 | -0.00052388 | -7.082e-05 | -0.0025008 | -0.0008601 | 0.0030973 | 0.00065039 | 0 | 0 | 0 | 0 | 0 | 0 | 0 | 0 | 0 | 0 | 0 | 0.48028 | 0 | 0 | 0 | 0 | 1.4143 | 0 | 0 | 0
12 | 350 | 11 | 53.6 | 1.9273 | 63.1288 | 0 | 3.9668 | 0.024096 | 0 | 68.1636 | 68.4589 | 68.4589 | -0.0025591 | -0.0056719 | -0.00068973 | 0 | 0 | 0.024964 | 0.004226 | -0.00037452 | 0.0031611 | 1.9725e-05 | -5.7299e-05 | -0.0020233 | -0.00064694 | 0.0030973 | 0.00065039 | 0 | 0 | 0 | 0 | 0 | 0 | 0 | 0 | 0 | 0 | 0 | 0.48013 | 0 | 0 | 0 | 0 | 1.4472 | 0 | 0 | 0
12 | 350 | 12 | 59 | 1.7949 | 63.1288 | 0 | 2.8073 | 0.035005 | 0 | 68.4589 | 68.8879 | 68.8879 | -0.0016621 | -0.0036838 | -0.00044797 | 0 | 0 | 0.026145 | 0.0048822 | -0.00024263 | 0.0060876 | 0.00051158 | -3.7215e-05 | -0.0013141 | -0.00023119 | 0.0041315 | 0.0008666 | 0 | 0 | 0 | 0 | 0 | 0 | 0 | 0 | 0 | 0 | 0 | 0.34773 | 0 | 0 | 0 | 0 | 1.4472 | 0 | 0 | 0
12 | 350 | 13 | 62.6 | 1.7618 | 63.1288 | 0 | 2.8073 | 0.039829 | 0 | 68.8879 | 69.376 | 69.376 | -0.0011049 | -0.0024489 | -0.0002978 | 0 | 0 | 0.027232 | 0.0050572 | -0.00016342 | 0.0076938 | 0.0012786 | -2.4739e-05 | -0.00087359 | -0.00026614 | 0.0030973 | 0.00065039 | 0 | 0 | 0 | 0 | 0 | 0 | 0 | 0 | 0 | 0 | 0 | 0.3475 | 0 | 0 | 0 | 0 | 1.4143 | 0 | 0 | 0
12 | 350 | 14 | 66.2 | 1.666 | 63.1288 | 0 | 2.258 | 0.039577 | 0 | 69.376 | 69.861 | 69.861 | -0.00055809 | -0.0012369 | -0.00015042 | 0 | 0 | 0.025184 | 0.0042929 | -8.2803e-05 | 0.0074726 | 0.0021203 | -1.2496e-05 | -0.00044125 | -0.00013562 | 0.0025838 | 0.00054141 | 0 | 0 | 0 | 0 | 0 | 0 | 0 | 0 | 0 | 0 | 0 | 0.28464 | 0 | 0 | 0 | 0 | 1.3814 | 0 | 0 | 0
12 | 350 | 15 | 66.2 | 1.6329 | 63.1288 | 0 | 2.258 | 0.033009 | 0 | 69.861 | 70.2656 | 70.2656 | -0.00064332 | -0.0014258 | -0.00017339 | 0 | 0 | 0.022027 | 0.0030193 | -9.5031e-05 | 0.0055222 | 0.0021853 | -1.4404e-05 | -0.00050863 | -0.0001339 | 0.0026854 | 0.00056426 | 0 | 0 | 0 | 0 | 0 | 0 | 0 | 0 | 0 | 0 | 0 | 0.28444 | 0 | 0 | 0 | 0 | 1.3485 | 0 | 0 | 0
12 | 350 | 16 | 64.4 | 1.6986 | 63.1288 | 0 | 2.258 | 0.012776 | 0 | 70.2656 | 70.4221 | 70.4221 | -0.0010307 | -0.0022844 | -0.00027779 | 0 | 0 | 0.010042 | 0.0014488 | -0.00015251 | 0.0017118 | 0.0011497 | -2.3078e-05 | -0.00081491 | -0.00024291 | 0.0026854 | 0.00056426 | 0 | 0 | 0 | 0 | 0 | 0 | 0 | 0 | 0 | 0 | 0 | 0.28437 | 0 | 0 | 0 | 0 | 1.4143 | 0 | 0 | 0
12 | 350 | 17 | 64.4 | 1.9618 | 63.1288 | 0 | 2.258 | 0.0027708 | 0 | 70.4221 | 70.4561 | 70.4561 | -0.0010582 | -0.0023454 | -0.00028521 | 0 | 0 | 0.0054749 | 0.00029204 | -0.00015594 | -0.0019619 | -4.2035e-05 | -2.3694e-05 | -0.00083666 | -0.00021356 | 0.0039265 | 0.00082442 | 0 | 0 | 0 | 0 | 0 | 0 | 0 | 0 | 0 | 0 | 0 | 0.28435 | 0 | 0 | 0 | 0 | 1.6774 | 0 | 0 | 0
12 | 350 | 18 | 60.8 | 2.5703 | 63.1288 | 0 | 3.8447 | -0.0078157 | 0 | 70.4561 | 70.3603 | 70.3603 | -0.0016968 | -0.0037606 | -0.00045731 | 0 | 0 | 0 | 0 | -0.00024983 | -0.0026032 | -0.0015785 | -3.7991e-05 | -0.0013415 | -0.00032494 | 0.0042349 | 0.00088946 | 0 | 0 | 0 | 0 | 0 | 0 | 0 | 0 | 0 | 0 | 0 | 0.4653 | 0 | 0 | 0 | 0 | 2.105 | 0 | 0 | 0
12 | 350 | 19 | 57.2 | 2.5375 | 63.1288 | 0 | 3.8447 | -0.012183 | 0 | 70.3603 | 70.211 | 70.211 | -0.0023126 | -0.0051254 | -0.00062327 | 0 | 0 | 0 | 0 | -0.00034297 | -0.0035479 | -0.0021516 | -5.1778e-05 | -0.0018284 | -0.00074453 | 0.0045452 | 0.0009545 | 0 | 0 | 0 | 0 | 0 | 0 | 0 | 0 | 0 | 0 | 0 | 0.46537 | 0 | 0 | 0 | 0 | 2.0721 | 0 | 0 | 0
12 | 350 | 20 | 55.4 | 2.406 | 63.1288 | 0 | 3.8447 | -0.011747 | 0 | 70.211 | 70.067 | 70.067 | -0.0026026 | -0.0057682 | -0.00070145 | 0 | 0 | 0 | 0 | -0.00038561 | -0.0039929 | -0.0024214 | -5.8273e-05 | -0.0020577 | -0.00088636 | 0.0071272 | 0.0014959 | 0 | 0 | 0 | 0 | 0 | 0 | 0 | 0 | 0 | 0 | 0 | 0.46544 | 0 | 0 | 0 | 0 | 1.9405 | 0 | 0 | 0
12 | 350 | 21 | 53.6 | 2.3074 | 63.1288 | 0 | 3.8447 | -0.014129 | 0 | 70.067 | 69.8939 | 69.8939 | -0.0028936 | -0.0064132 | -0.00077988 | 0 | 0 | 0 | 0 | -0.00043089 | -0.0044393 | -0.0026927 | -6.4788e-05 | -0.0022878 | -0.0012544 | 0.0071272 | 0.0014959 | 0 | 0 | 0 | 0 | 0 | 0 | 0 | 0 | 0 | 0 | 0 | 0.46552 | 0 | 0 | 0 | 0 | 1.8419 | 0 | 0 | 0
12 | 350 | 22 | 50 | 2.1253 | 63.1288 | 0 | 3.1124 | -0.017901 | 0 | 69.8939 | 69.6745 | 69.6745 | -0.0034958 | -0.0077478 | -0.00094217 | 0 | 0 | 0 | 0 | -0.00051662 | -0.0053631 | -0.003252 | -7.8271e-05 | -0.0027639 | -0.0011824 | 0.0074411 | 0.0015609 | 0 | 0 | 0 | 0 | 0 | 0 | 0 | 0 | 0 | 0 | 0 | 0.38214 | 0 | 0 | 0 | 0 | 1.7432 | 0 | 0 | 0
12 | 350 | 23 | 48.2 | 1.8623 | 63.1288 | 0 | 3.1124 | -0.020198 | 0 | 69.6745 | 69.427 | 69.427 | -0.0037735 | -0.0083634 | -0.001017 | 0 | 0 | 0 | 0 | -0.00055961 | -0.0057892 | -0.0035109 | -8.449e-05 | -0.0029835 | -0.0015576 | 0.0074411 | 0.0015609 | 0 | 0 | 0 | 0 | 0 | 0 | 0 | 0 | 0 | 0 | 0 | 0.38226 | 0 | 0 | 0 | 0 | 1.4801 | 0 | 0 | 0
12 | 350 | 24 | 46.4 | 1.3036 | 63.1288 | 0 | 0.51873 | -0.022988 | 0 | 69.427 | 69.1452 | 69.1452 | -0.0040463 | -0.008968 | -0.0010906 | 0 | 0 | 0 | 0 | -0.00060016 | -0.0062078 | -0.0037648 | -9.0598e-05 | -0.0031992 | -0.0017358 | 0.0067153 | 0.0014098 | 0 | 0 | 0 | 0 | 0 | 0 | 0 | 0 | 0 | 0 | 0 | 0.086702 | 0 | 0 | 0 | 0 | 1.2169 | 0 | 0 | 0
12 | 351 | 1 | 44.6 | 1.008 | 62.9741 | 0 | 0.51927 | -0.02942 | 0 | 69.1452 | 68.7847 | 68.7847 | -0.0043131 | -0.0095593 | -0.0011625 | 0 | 0 | 0 | 0 | -0.00063703 | -0.0066171 | -0.0040122 | -9.6571e-05 | -0.0034101 | -0.0016786 | 0.0020667 | 0.00043418 | 0 | 0 | 0 | 0 | 0 | 0 | 0 | 0 | 0 | 0 | 0 | 0.087089 | 0 | 0 | 0 | 0 | 0.92093 | 0 | 0 | 0
12 | 351 | 2 | 44.6 | 0.94241 | 62.9741 | 0 | 0.51927 | -0.028663 | 0 | 68.7847 | 68.4334 | 68.4334 | -0.0042498 | -0.0094189 | -0.0011454 | 0 | 0 | 0 | 0 | -0.00062209 | -0.0065199 | -0.0039517 | -9.5153e-05 | -0.00336 | -0.0013664 | 0.0020667 | 0.00043418 | 0 | 0 | 0 | 0 | 0 | 0 | 0 | 0 | 0 | 0 | 0 | 0.087262 | 0 | 0 | 0 | 0 | 0.85515 | 0 | 0 | 0
12 | 351 | 3 | 42.8 | 0.9097 | 62.9741 | 0 | 0.51927 | -0.03077 | 0 | 68.4334 | 68.0563 | 68.0563 | -0.0045043 | -0.0099831 | -0.001214 | 0 | 0 | 0 | 0 | -0.00066428 | -0.0069104 | -0.0041898 | -0.00010085 | -0.0035613 | -0.0017086 | 0.0020667 | 0.00043418 | 0 | 0 | 0 | 0 | 0 | 0 | 0 | 0 | 0 | 0 | 0 | 0.087448 | 0 | 0 | 0 | 0 | 0.82226 | 0 | 0 | 0
12 | 351 | 4 | 41 | 0.87701 | 62.9741 | 0 | 0.51927 | -0.032569 | 0 | 68.0563 | 67.6572 | 67.6572 | -0.0047544 | -0.010537 | -0.0012814 | 0 | 0 | 0 | 0 | -0.0006998 | -0.007294 | -0.004422 | -0.00010645 | -0.003759 | -0.0017817 | 0.0020667 | 0.00043418 | 0 | 0 | 0 | 0 | 0 | 0 | 0 | 0 | 0 | 0 | 0 | 0.087644 | 0 | 0 | 0 | 0 | 0.78937 | 0 | 0 | 0
12 | 351 | 5 | 39.2 | 0.87722 | 62.9741 | 0 | 0.51927 | -0.034333 | 0 | 67.6572 | 67.2364 | 67.2364 | -0.0050005 | -0.011083 | -0.0013477 | 0 | 0 | 0 | 0 | -0.00073455 | -0.0076717 | -0.0046505 | -0.00011196 | -0.0039536 | -0.0018457 | 0.0020667 | 0.00043418 | 0 | 0 | 0 | 0 | 0 | 0 | 0 | 0 | 0 | 0 | 0 | 0.087851 | 0 | 0 | 0 | 0 | 0.78937 | 0 | 0 | 0
12 | 351 | 6 | 38.12 | 8.5573 | 62.9741 | 0 | 0.61091 | -0.033826 | -0.09613 | 67.2364 | 66.8219 | 68 | -0.0051164 | -0.01134 | -0.001379 | 0 | 0 | 0 | 0 | -0.00075113 | -0.0078494 | -0.0047581 | -0.00011456 | -0.0040452 | -0.0019252 | 0.0034529 | 0.00072422 | 0 | 7.5714 | 0 | 0 | 0 | 0 | 0 | 0 | 0 | 0 | 0 | 0.097948 | 0 | 0 | 0 | 0 | 0.88804 | 0 | 0 | 0
12 | 351 | 7 | 37.4 | 4.4537 | 62.9741 | 0 | 4.5818 | -0.034925 | -0.034925 | 68 | 67.572 | 68 | -0.0053771 | -0.011917 | -0.0014492 | 0 | 0 | 0 | 0 | -0.00078915 | -0.0082494 | -0.0050005 | -0.00012039 | -0.0042513 | -0.0021091 | 0.0043383 | 0.00091055 | 0 | 2.7508 | 0 | 0 | 0 | 0 | 0 | 0 | 0 | 0 | 0 | 0.55178 | 0 | 0 | 0 | 0 | 1.1512 | 0 | 0 | 0
12 | 351 | 8 | 39.02 | 4.3005 | 62.9741 | 0 | 4.5818 | -0.030475 | -0.030475 | 68 | 67.6265 | 68 | -0.0050924 | -0.011286 | -0.0013725 | 0 | 0 | 0.0013854 | 5.3375e-05 | -0.00074621 | -0.01032 | -0.0056675 | -0.00011402 | -0.0040262 | -0.0019654 | 0.0086767 | 0.0018211 | 0 | 2.4002 | 0 | 0 | 0 | 0 | 0 | 0 | 0 | 0 | 0 | 0.55178 | 0 | 0 | 0 | 0 | 1.3485 | 0 | 0 | 0
12 | 351 | 9 | 42.8 | 2.8719 | 62.9741 | 0 | 3.9709 | -0.012806 | -0.012806 | 68 | 67.8431 | 68 | -0.0044282 | -0.0098143 | -0.0011935 | 0 | 0 | 0.0099327 | 0.0015222 | -0.00064921 | -0.0056215 | -0.002357 | -9.9148e-05 | -0.0035011 | -0.0016589 | 0.0050623 | 0.0010617 | 0 | 1.0086 | 0 | 0 | 0 | 0 | 0 | 0 | 0 | 0 | 0 | 0.48196 | 0 | 0 | 0 | 0 | 1.3814 | 0 | 0 | 0
12 | 351 | 10 | 46.4 | 1.8962 | 62.9741 | 0 | 3.9709 | 0.009682 | 0 | 68 | 68.1187 | 68.1187 | -0.0037956 | -0.0084123 | -0.001023 | 0 | 0 | 0.02318 | 0.0031195 | -0.00055602 | -0.0011821 | -0.0010393 | -8.4984e-05 | -0.0030009 | -0.001271 | 0.0030973 | 0.00065039 | 0 | 0 | 0 | 0 | 0 | 0 | 0 | 0 | 0 | 0 | 0 | 0.4819 | 0 | 0 | 0 | 0 | 1.4143 | 0 | 0 | 0
12 | 351 | 11 | 51.8 | 1.9289 | 62.9741 | 0 | 3.9709 | 0.024116 | 0 | 68.1187 | 68.4142 | 68.4142 | -0.0028675 | -0.0063554 | -0.00077285 | 0 | 0 | 0.026567 | 0.004429 | -0.00041726 | 0.0029341 | -0.00016353 | -6.4205e-05 | -0.0022672 | -0.00065423 | 0.0030973 | 0.00065039 | 0 | 0 | 0 | 0 | 0 | 0 | 0 | 0 | 0 | 0 | 0 | 0.48176 | 0 | 0 | 0 | 0 | 1.4472 | 0 | 0 | 0
12 | 351 | 12 | 55.4 | 1.7961 | 62.9741 | 0 | 2.8102 | 0.032036 | 0 | 68.4142 | 68.8068 | 68.8068 | -0.0022869 | -0.0050685 | -0.00061635 | 0 | 0 | 0.027405 | 0.0050679 | -0.00033483 | 0.0053489 | -8.3048e-05 | -5.1203e-05 | -0.0018081 | -0.00053476 | 0.0041315 | 0.0008666 | 0 | 0 | 0 | 0 | 0 | 0 | 0 | 0 | 0 | 0 | 0 | 0.34891 | 0 | 0 | 0 | 0 | 1.4472 | 0 | 0 | 0
12 | 351 | 13 | 57.2 | 1.763 | 62.9741 | 0 | 2.8102 | 0.032098 | 0 | 68.8068 | 69.2002 | 69.2002 | -0.0020396 | -0.0045203 | -0.0005497 | 0 | 0 | 0.026749 | 0.004962 | -0.0002986 | 0.0059107 | 0.0002359 | -4.5666e-05 | -0.0016125 | -0.00044119 | 0.0030973 | 0.00065039 | 0 | 0 | 0 | 0 | 0 | 0 | 0 | 0 | 0 | 0 | 0 | 0.34871 | 0 | 0 | 0 | 0 | 1.4143 | 0 | 0 | 0
12 | 351 | 14 | 60.8 | 1.6671 | 62.9741 | 0 | 2.2603 | 0.033107 | 0 | 69.2002 | 69.6059 | 69.6059 | -0.0014761 | -0.0032715 | -0.00039783 | 0 | 0 | 0.025231 | 0.0043014 | -0.00021704 | 0.0060608 | 0.0012473 | -3.305e-05 | -0.001167 | -0.00029686 | 0.0025838 | 0.00054141 | 0 | 0 | 0 | 0 | 0 | 0 | 0 | 0 | 0 | 0 | 0 | 0.28568 | 0 | 0 | 0 | 0 | 1.3814 | 0 | 0 | 0
12 | 351 | 15 | 60.8 | 1.634 | 62.9741 | 0 | 2.2603 | 0.026742 | 0 | 69.6059 | 69.9336 | 69.9336 | -0.0015474 | -0.0034295 | -0.00041705 | 0 | 0 | 0.022175 | 0.0030196 | -0.00022815 | 0.0041677 | 0.0013765 | -3.4646e-05 | -0.0012234 | -0.00036623 | 0.0026854 | 0.00056426 | 0 | 0 | 0 | 0 | 0 | 0 | 0 | 0 | 0 | 0 | 0 | 0.28552 | 0 | 0 | 0 | 0 | 1.3485 | 0 | 0 | 0
12 | 351 | 16 | 60.8 | 1.6997 | 62.9741 | 0 | 2.2603 | 0.0097554 | 0 | 69.9336 | 70.0532 | 70.0532 | -0.001605 | -0.0035572 | -0.00043257 | 0 | 0 | 0.010143 | 0.0014099 | -0.0002373 | 0.0014209 | 0.0011104 | -3.5936e-05 | -0.0012689 | -0.00044168 | 0.0026854 | 0.00056426 | 0 | 0 | 0 | 0 | 0 | 0 | 0 | 0 | 0 | 0 | 0 | 0.28546 | 0 | 0 | 0 | 0 | 1.4143 | 0 | 0 | 0
12 | 351 | 17 | 59 | 1.9629 | 62.9741 | 0 | 2.2603 | -0.001764 | 0 | 70.0532 | 70.0316 | 70.0316 | -0.0019423 | -0.0043047 | -0.00052348 | 0 | 0 | 0.0055509 | 0.00027245 | -0.0002862 | -0.002259 | -0.00016371 | -4.3488e-05 | -0.0015356 | -0.00045525 | 0.0039265 | 0.00082442 | 0 | 0 | 0 | 0 | 0 | 0 | 0 | 0 | 0 | 0 | 0 | 0.28547 | 0 | 0 | 0 | 0 | 1.6774 | 0 | 0 | 0
12 | 351 | 18 | 55.4 | 2.5721 | 62.9741 | 0 | 3.8487 | -0.014322 | 0 | 70.0316 | 69.856 | 69.856 | -0.0025711 | -0.0056984 | -0.00069295 | 0 | 0 | 0 | 0 | -0.00038052 | -0.0039445 | -0.0023925 | -5.7567e-05 | -0.0020328 | -0.00078691 | 0.0042349 | 0.00088946 | 0 | 0 | 0 | 0 | 0 | 0 | 0 | 0 | 0 | 0 | 0 | 0.46709 | 0 | 0 | 0 | 0 | 2.105 | 0 | 0 | 0
12 | 351 | 19 | 51.8 | 2.5393 | 62.9741 | 0 | 3.8487 | -0.018815 | 0 | 69.856 | 69.6254 | 69.6254 | -0.0031728 | -0.007032 | -0.00085513 | 0 | 0 | 0 | 0 | -0.00047298 | -0.0048677 | -0.0029527 | -7.104e-05 | -0.0025085 | -0.0014272 | 0.0045452 | 0.0009545 | 0 | 0 | 0 | 0 | 0 | 0 | 0 | 0 | 0 | 0 | 0 | 0.4672 | 0 | 0 | 0 | 0 | 2.0721 | 0 | 0 | 0
12 | 351 | 20 | 51.8 | 2.4078 | 62.9741 | 0 | 3.8487 | -0.015926 | 0 | 69.6254 | 69.4303 | 69.4303 | -0.0031323 | -0.0069422 | -0.00084421 | 0 | 0 | 0 | 0 | -0.00046605 | -0.0048055 | -0.0029147 | -7.0133e-05 | -0.0024765 | -0.0014016 | 0.0071272 | 0.0014959 | 0 | 0 | 0 | 0 | 0 | 0 | 0 | 0 | 0 | 0 | 0 | 0.4673 | 0 | 0 | 0 | 0 | 1.9405 | 0 | 0 | 0
12 | 351 | 21 | 50 | 2.3093 | 62.9741 | 0 | 3.8487 | -0.018058 | 0 | 69.4303 | 69.209 | 69.209 | -0.0034143 | -0.0075673 | -0.00092022 | 0 | 0 | 0 | 0 | -0.00050857 | -0.0052382 | -0.0031773 | -7.6447e-05 | -0.0026995 | -0.0015834 | 0.0071272 | 0.0014959 | 0 | 0 | 0 | 0 | 0 | 0 | 0 | 0 | 0 | 0 | 0 | 0.46741 | 0 | 0 | 0 | 0 | 1.8419 | 0 | 0 | 0
12 | 351 | 22 | 50 | 2.1269 | 62.9741 | 0 | 3.1156 | -0.017319 | 0 | 69.209 | 68.9967 | 68.9967 | -0.0033754 | -0.0074811 | -0.00090974 | 0 | 0 | 0 | 0 | -0.00050104 | -0.0051785 | -0.0031406 | -7.5576e-05 | -0.0026687 | -0.0014293 | 0.0074411 | 0.0015609 | 0 | 0 | 0 | 0 | 0 | 0 | 0 | 0 | 0 | 0 | 0 | 0.38372 | 0 | 0 | 0 | 0 | 1.7432 | 0 | 0 | 0
12 | 351 | 23 | 51.8 | 1.8639 | 62.9741 | 0 | 3.1156 | -0.014779 | 0 | 68.9967 | 68.8156 | 68.8156 | -0.0030218 | -0.0066974 | -0.00081444 | 0 | 0 | 0 | 0 | -0.00044916 | -0.004636 | -0.0028118 | -6.7659e-05 | -0.0023892 | -0.0013327 | 0.0074411 | 0.0015609 | 0 | 0 | 0 | 0 | 0 | 0 | 0 | 0 | 0 | 0 | 0 | 0.38381 | 0 | 0 | 0 | 0 | 1.4801 | 0 | 0 | 0
12 | 351 | 24 | 51.8 | 1.3041 | 62.9741 | 0 | 0.51927 | -0.015148 | 0 | 68.8156 | 68.63 | 68.63 | -0.00299 | -0.0066268 | -0.00080586 | 0 | 0 | 0 | 0 | -0.00044372 | -0.0045872 | -0.002782 | -6.6947e-05 | -0.002364 | -0.0011971 | 0.0067153 | 0.0014098 | 0 | 0 | 0 | 0 | 0 | 0 | 0 | 0 | 0 | 0 | 0 | 0.087165 | 0 | 0 | 0 | 0 | 1.2169 | 0 | 0 | 0
12 | 352 | 1 | 51.8 | 1.0084 | 62.8225 | 0 | 0.51979 | -0.019669 | 0 | 68.63 | 68.3889 | 68.3889 | -0.0029574 | -0.0065545 | -0.00079707 | 0 | 0 | 0 | 0 | -0.00043999 | -0.0045371 | -0.002752 | -6.6216e-05 | -0.0023382 | -0.0012932 | 0.0020667 | 0.00043418 | 0 | 0 | 0 | 0 | 0 | 0 | 0 | 0 | 0 | 0 | 0 | 0.087489 | 0 | 0 | 0 | 0 | 0.92093 | 0 | 0 | 0
12 | 352 | 2 | 50 | 0.94277 | 62.8225 | 0 | 0.51979 | -0.021735 | 0 | 68.3889 | 68.1225 | 68.1225 | -0.0032313 | -0.0071617 | -0.0008709 | 0 | 0 | 0 | 0 | -0.00048127 | -0.0049574 | -0.003007 | -7.235e-05 | -0.0025548 | -0.0014645 | 0.0020667 | 0.00043418 | 0 | 0 | 0 | 0 | 0 | 0 | 0 | 0 | 0 | 0 | 0 | 0.08762 | 0 | 0 | 0 | 0 | 0.85515 | 0 | 0 | 0
12 | 352 | 3 | 48.2 | 0.91002 | 62.8225 | 0 | 0.51979 | -0.023774 | 0 | 68.1225 | 67.8312 | 67.8312 | -0.0035008 | -0.007759 | -0.00094353 | 0 | 0 | 0 | 0 | -0.00052148 | -0.0053709 | -0.0032578 | -7.8384e-05 | -0.0027679 | -0.0016409 | 0.0020667 | 0.00043418 | 0 | 0 | 0 | 0 | 0 | 0 | 0 | 0 | 0 | 0 | 0 | 0.087764 | 0 | 0 | 0 | 0 | 0.82226 | 0 | 0 | 0
12 | 352 | 4 | 48.2 | 0.87727 | 62.8225 | 0 | 0.51979 | -0.023385 | 0 | 67.8312 | 67.5446 | 67.5446 | -0.0034496 | -0.0076455 | -0.00092973 | 0 | 0 | 0 | 0 | -0.00051336 | -0.0052923 | -0.00321 | -7.7237e-05 | -0.0027274 | -0.0016068 | 0.0020667 | 0.00043418 | 0 | 0 | 0 | 0 | 0 | 0 | 0 | 0 | 0 | 0 | 0 | 0.087905 | 0 | 0 | 0 | 0 | 0.78937 | 0 | 0 | 0
12 | 352 | 5 | 48.2 | 0.87741 | 62.8225 | 0 | 0.51979 | -0.023656 | 0 | 67.5446 | 67.2547 | 67.2547 | -0.0033993 | -0.0075339 | -0.00091616 | 0 | 0 | 0 | 0 | -0.00051095 | -0.0052151 | -0.0031646 | -7.611e-05 | -0.0026876 | -0.0022193 | 0.0020667 | 0.00043418 | 0 | 0 | 0 | 0 | 0 | 0 | 0 | 0 | 0 | 0 | 0 | 0.088047 | 0 | 0 | 0 | 0 | 0.78937 | 0 | 0 | 0
12 | 352 | 6 | 48.2 | 7.4485 | 62.8225 | 0 | 0.61152 | -0.021232 | -0.082048 | 67.2547 | 66.9945 | 68 | -0.0033483 | -0.007421 | -0.00090243 | 0 | 0 | 0 | 0 | -0.0004982 | -0.0051369 | -0.0031158 | -7.4969e-05 | -0.0026473 | -0.0015401 | 0.0034529 | 0.00072422 | 0 | 6.4622 | 0 | 0 | 0 | 0 | 0 | 0 | 0 | 0 | 0 | 0.09819 | 0 | 0 | 0 | 0 | 0.88804 | 0 | 0 | 0
12 | 352 | 7 | 48.2 | 3.4243 | 62.8225 | 0 | 4.5864 | -0.021832 | -0.021832 | 68 | 67.7324 | 68 | -0.0034793 | -0.0077112 | -0.00093773 | 0 | 0 | 0 | 0 | -0.00052176 | -0.0053378 | -0.0032388 | -7.7902e-05 | -0.0027508 | -0.0021152 | 0.0043383 | 0.00091055 | 0 | 1.7195 | 0 | 0 | 0 | 0 | 0 | 0 | 0 | 0 | 0 | 0.55359 | 0 | 0 | 0 | 0 | 1.1512 | 0 | 0 | 0
12 | 352 | 8 | 48.2 | 3.3611 | 62.8225 | 0 | 4.5864 | -0.018524 | -0.018524 | 68 | 67.773 | 68 | -0.0034793 | -0.0077112 | -0.00093773 | 0 | 0 | 3.9641e-05 | 8.8514e-06 | -0.00051773 | -0.0063163 | -0.0038318 | -7.7902e-05 | -0.0027508 | -0.0016265 | 0.0086767 | 0.0018211 | 0 | 1.459 | 0 | 0 | 0 | 0 | 0 | 0 | 0 | 0 | 0 | 0.55359 | 0 | 0 | 0 | 0 | 1.3485 | 0 | 0 | 0
12 | 352 | 9 | 48.2 | 3.2013 | 62.8225 | 0 | 3.9749 | -0.016967 | -0.016967 | 68 | 67.7921 | 68 | -0.0034793 | -0.0077112 | -0.00093773 | 0 | 0 | 0.0028938 | 0.00064615 | -0.00052179 | -0.0047224 | -0.0032534 | -7.7902e-05 | -0.0027508 | -0.0021152 | 0.0050623 | 0.0010617 | 0 | 1.3364 | 0 | 0 | 0 | 0 | 0 | 0 | 0 | 0 | 0 | 0.48352 | 0 | 0 | 0 | 0 | 1.3814 | 0 | 0 | 0
12 | 352 | 10 | 51.8 | 2.7854 | 62.8225 | 0 | 3.9749 | -0.011269 | -0.011269 | 68 | 67.8619 | 68 | -0.0028467 | -0.0063092 | -0.00076723 | 0 | 0 | 0.0036074 | 0.00080548 | -0.00042399 | -0.0026697 | -0.002102 | -6.3738e-05 | -0.0022507 | -0.0013462 | 0.0030973 | 0.00065039 | 0 | 0.88759 | 0 | 0 | 0 | 0 | 0 | 0 | 0 | 0 | 0 | 0.48352 | 0 | 0 | 0 | 0 | 1.4143 | 0 | 0 | 0
12 | 352 | 11 | 51.8 | 2.8201 | 62.8225 | 0 | 3.9749 | -0.011293 | -0.011293 | 68 | 67.8616 | 68 | -0.0028467 | -0.0063092 | -0.00076723 | 0 | 0 | 0.0036074 | 0.00080548 | -0.00042239 | -0.0028296 | -0.0021982 | -6.3738e-05 | -0.0022507 | -0.001115 | 0.0030973 | 0.00065039 | 0 | 0.88942 | 0 | 0 | 0 | 0 | 0 | 0 | 0 | 0 | 0 | 0.48352 | 0 | 0 | 0 | 0 | 1.4472 | 0 | 0 | 0
12 | 352 | 12 | 51.8 | 2.4205 | 62.8225 | 0 | 2.813 | -0.007909 | -0.007909 | 68 | 67.9031 | 68 | -0.0028467 | -0.0063092 | -0.00076723 | 0 | 0 | 0.0046777 | 0.0010445 | -0.00042241 | -0.0020939 | -0.0018938 | -6.3738e-05 | -0.0022507 | -0.001115 | 0.0041315 | 0.0008666 | 0 | 0.62293 | 0 | 0 | 0 | 0 | 0 | 0 | 0 | 0 | 0 | 0.35041 | 0 | 0 | 0 | 0 | 1.4472 | 0 | 0 | 0
12 | 352 | 13 | 48.2 | 2.8016 | 62.8225 | 0 | 2.813 | -0.013166 | -0.013166 | 68 | 67.8387 | 68 | -0.0034793 | -0.0077112 | -0.00093773 | 0 | 0 | 0.0049948 | 0.0011153 | -0.00051873 | -0.0028631 | -0.0024078 | -7.7902e-05 | -0.0027508 | -0.0016265 | 0.0030973 | 0.00065039 | 0 | 1.037 | 0 | 0 | 0 | 0 | 0 | 0 | 0 | 0 | 0 | 0.35041 | 0 | 0 | 0 | 0 | 1.4143 | 0 | 0 | 0
12 | 352 | 14 | 48.2 | 2.8703 | 62.8225 | 0 | 2.2626 | -0.015255 | -0.015255 | 68 | 67.813 | 68 | -0.0034793 | -0.0077112 | -0.00093773 | 0 | 0 | 0.0045984 | 0.0010268 | -0.00052416 | -0.0030494 | -0.0024711 | -7.7902e-05 | -0.0027508 | -0.0024626 | 0.0025838 | 0.00054141 | 0 | 1.2015 | 0 | 0 | 0 | 0 | 0 | 0 | 0 | 0 | 0 | 0.28735 | 0 | 0 | 0 | 0 | 1.3814 | 0 | 0 | 0
12 | 352 | 15 | 50 | 2.7854 | 62.8225 | 0 | 2.2626 | -0.014595 | -0.014595 | 68 | 67.8211 | 68 | -0.003163 | -0.0070102 | -0.00085248 | 0 | 0 | 0.0037659 | 0.00084089 | -0.00047724 | -0.0030782 | -0.0023757 | -7.082e-05 | -0.0025008 | -0.0023589 | 0.0026854 | 0.00056426 | 0 | 1.1495 | 0 | 0 | 0 | 0 | 0 | 0 | 0 | 0 | 0 | 0.28735 | 0 | 0 | 0 | 0 | 1.3485 | 0 | 0 | 0
12 | 352 | 16 | 51.8 | 2.7949 | 62.8225 | 0 | 2.2626 | -0.013881 | -0.013881 | 68 | 67.8299 | 68 | -0.0028467 | -0.0063092 | -0.00076723 | 0 | 0 | 0.0024578 | 0.00054879 | -0.00042647 | -0.0030753 | -0.0021969 | -6.3738e-05 | -0.0022507 | -0.0016368 | 0.0026854 | 0.00056426 | 0 | 1.0933 | 0 | 0 | 0 | 0 | 0 | 0 | 0 | 0 | 0 | 0.28735 | 0 | 0 | 0 | 0 | 1.4143 | 0 | 0 | 0
12 | 352 | 17 | 51.8 | 3.2056 | 62.8225 | 0 | 2.2626 | -0.015754 | -0.015754 | 68 | 67.8069 | 68 | -0.0028467 | -0.0063092 | -0.00076723 | 0 | 0 | 0.00079283 | 0.00017703 | -0.00042576 | -0.0039706 | -0.002516 | -6.3738e-05 | -0.0022507 | -0.0015005 | 0.0039265 | 0.00082442 | 0 | 1.2408 | 0 | 0 | 0 | 0 | 0 | 0 | 0 | 0 | 0 | 0.28735 | 0 | 0 | 0 | 0 | 1.6774 | 0 | 0 | 0
12 | 352 | 18 | 51.8 | 3.8567 | 62.8225 | 0 | 3.8526 | -0.01628 | -0.01628 | 68 | 67.8005 | 68 | -0.0028467 | -0.0063092 | -0.00076723 | 0 | 0 | 0 | 0 | -0.00041911 | -0.0043673 | -0.0026478 | -6.3738e-05 | -0.0022507 | -0.00084276 | 0.0042349 | 0.00088946 | 0 | 1.2822 | 0 | 0 | 0 | 0 | 0 | 0 | 0 | 0 | 0 | 0.46951 | 0 | 0 | 0 | 0 | 2.105 | 0 | 0 | 0
12 | 352 | 19 | 53.6 | 3.6155 | 62.8225 | 0 | 3.8526 | -0.013635 | -0.013635 | 68 | 67.8329 | 68 | -0.0025304 | -0.0056082 | -0.00068198 | 0 | 0 | 0 | 0 | -0.00037183 | -0.0038821 | -0.0023533 | -5.6656e-05 | -0.0020006 | -0.00069558 | 0.0045452 | 0.0009545 | 0 | 1.0739 | 0 | 0 | 0 | 0 | 0 | 0 | 0 | 0 | 0 | 0.46951 | 0 | 0 | 0 | 0 | 2.0721 | 0 | 0 | 0
12 | 352 | 20 | 53.6 | 3.2865 | 62.8225 | 0 | 3.8526 | -0.011128 | -0.011128 | 68 | 67.8636 | 68 | -0.0025304 | -0.0056082 | -0.00068198 | 0 | 0 | 0 | 0 | -0.00037348 | -0.0038821 | -0.0023538 | -5.6656e-05 | -0.0020006 | -0.00076769 | 0.0071272 | 0.0014959 | 0 | 0.87643 | 0 | 0 | 0 | 0 | 0 | 0 | 0 | 0 | 0 | 0.46951 | 0 | 0 | 0 | 0 | 1.9405 | 0 | 0 | 0
12 | 352 | 21 | 53.6 | 3.2294 | 62.8225 | 0 | 3.8526 | -0.011656 | -0.011656 | 68 | 67.8572 | 68 | -0.0025304 | -0.0056082 | -0.00068198 | 0 | 0 | 0 | 0 | -0.00037844 | -0.0038821 | -0.0023552 | -5.6656e-05 | -0.0020006 | -0.0012898 | 0.0071272 | 0.0014959 | 0 | 0.91805 | 0 | 0 | 0 | 0 | 0 | 0 | 0 | 0 | 0 | 0.46951 | 0 | 0 | 0 | 0 | 1.8419 | 0 | 0 | 0
12 | 352 | 22 | 53.6 | 2.9943 | 62.8225 | 0 | 3.1188 | -0.01099 | -0.01099 | 68 | 67.8653 | 68 | -0.0025304 | -0.0056082 | -0.00068198 | 0 | 0 | 0 | 0 | -0.00037536 | -0.0038821 | -0.0023543 | -5.6656e-05 | -0.0020006 | -0.00094198 | 0.0074411 | 0.0015609 | 0 | 0.86563 | 0 | 0 | 0 | 0 | 0 | 0 | 0 | 0 | 0 | 0.38544 | 0 | 0 | 0 | 0 | 1.7432 | 0 | 0 | 0
12 | 352 | 23 | 51.8 | 1.8656 | 62.8225 | 0 | 3.1188 | -0.013006 | 0 | 68 | 67.8406 | 67.8406 | -0.0028467 | -0.0063092 | -0.00076723 | 0 | 0 | 0 | 0 | -0.00041892 | -0.0043673 | -0.0026477 | -6.3738e-05 | -0.0022507 | -0.00077557 | 0.0074411 | 0.0015609 | 0 | 0 | 0 | 0 | 0 | 0 | 0 | 0 | 0 | 0 | 0 | 0.38552 | 0 | 0 | 0 | 0 | 1.4801 | 0 | 0 | 0
12 | 352 | 24 | 53.6 | 1.3048 | 62.8225 | 0 | 0.51979 | -0.011076 | 0 | 67.8406 | 67.7049 | 67.7049 | -0.0025024 | -0.0055461 | -0.00067444 | 0 | 0 | 0 | 0 | -0.00036351 | -0.0038391 | -0.0023261 | -5.6029e-05 | -0.0019785 | -0.00050552 | 0.0067153 | 0.0014098 | 0 | 0 | 0 | 0 | 0 | 0 | 0 | 0 | 0 | 0 | 0 | 0.087826 | 0 | 0 | 0 | 0 | 1.2169 | 0 | 0 | 0
12 | 353 | 1 | 53.6 | 1.009 | 62.6742 | 0 | 0.52031 | -0.015806 | 0 | 67.7049 | 67.5112 | 67.5112 | -0.0024785 | -0.0054932 | -0.00066801 | 0 | 0 | 0 | 0 | -0.00036587 | -0.0038025 | -0.0023056 | -5.5495e-05 | -0.0019596 | -0.00074348 | 0.0020667 | 0.00043418 | 0 | 0 | 0 | 0 | 0 | 0 | 0 | 0 | 0 | 0 | 0 | 0.088122 | 0 | 0 | 0 | 0 | 0.92093 | 0 | 0 | 0
12 | 353 | 2 | 51.8 | 0.94337 | 62.6742 | 0 | 0.52031 | -0.017617 | 0 | 67.5112 | 67.2953 | 67.2953 | -0.0027608 | -0.0061188 | -0.00074408 | 0 | 0 | 0 | 0 | -0.00040414 | -0.0042355 | -0.0025672 | -6.1814e-05 | -0.0021828 | -0.00060898 | 0.0020667 | 0.00043418 | 0 | 0 | 0 | 0 | 0 | 0 | 0 | 0 | 0 | 0 | 0 | 0.088228 | 0 | 0 | 0 | 0 | 0.85515 | 0 | 0 | 0
12 | 353 | 3 | 51.8 | 0.91059 | 62.6742 | 0 | 0.52031 | -0.017467 | 0 | 67.2953 | 67.0812 | 67.0812 | -0.0027229 | -0.0060347 | -0.00073386 | 0 | 0 | 0 | 0 | -0.0004 | -0.0041773 | -0.0025323 | -6.0965e-05 | -0.0021528 | -0.00071891 | 0.0020667 | 0.00043418 | 0 | 0 | 0 | 0 | 0 | 0 | 0 | 0 | 0 | 0 | 0 | 0.088334 | 0 | 0 | 0 | 0 | 0.82226 | 0 | 0 | 0
12 | 353 | 4 | 51.8 | 0.8778 | 62.6742 | 0 | 0.52031 | -0.01719 | 0 | 67.0812 | 66.8705 | 66.8705 | -0.0026852 | -0.0059514 | -0.00072372 | 0 | 0 | 0 | 0 | -0.00039443 | -0.0041196 | -0.0024973 | -6.0123e-05 | -0.002123 | -0.00070208 | 0.0020667 | 0.00043418 | 0 | 0 | 0 | 0 | 0 | 0 | 0 | 0 | 0 | 0 | 0 | 0.088437 | 0 | 0 | 0 | 0 | 0.78937 | 0 | 0 | 0
12 | 353 | 5 | 51.8 | 0.87791 | 62.6742 | 0 | 0.52031 | -0.016983 | 0 | 66.8705 | 66.6624 | 66.6624 | -0.0026482 | -0.0058693 | -0.00071374 | 0 | 0 | 0 | 0 | -0.00038994 | -0.0040628 | -0.0024631 | -5.9294e-05 | -0.0020938 | -0.00074897 | 0.0020667 | 0.00043418 | 0 | 0 | 0 | 0 | 0 | 0 | 0 | 0 | 0 | 0 | 0 | 0.08854 | 0 | 0 | 0 | 0 | 0.78937 | 0 | 0 | 0
12 | 353 | 6 | 51.8 | 10.8028 | 62.6742 | 0 | 0.61212 | -0.015488 | -0.12463 | 66.6624 | 66.4726 | 68 | -0.0026116 | -0.0057883 | -0.00070388 | 0 | 0 | 0 | 0 | -0.00038651 | -0.0040067 | -0.0024297 | -5.8475e-05 | -0.0020649 | -0.00089093 | 0.0034529 | 0.00072422 | 0 | 9.8163 | 0 | 0 | 0 | 0 | 0 | 0 | 0 | 0 | 0 | 0.098426 | 0 | 0 | 0 | 0 | 0.88804 | 0 | 0 | 0
12 | 353 | 7 | 51.8 | 2.9869 | 62.6742 | 0 | 4.5909 | -0.016257 | -0.016257 | 68 | 67.8008 | 68 | -0.0028467 | -0.0063092 | -0.00076723 | 0 | 0 | 0 | 0 | -0.00042016 | -0.0043673 | -0.002648 | -6.3738e-05 | -0.0022507 | -0.00092234 | 0.0043383 | 0.00091055 | 0 | 1.2804 | 0 | 0 | 0 | 0 | 0 | 0 | 0 | 0 | 0 | 0.55536 | 0 | 0 | 0 | 0 | 1.1512 | 0 | 0 | 0
12 | 353 | 8 | 51.8 | 2.8426 | 62.6742 | 0 | 4.5909 | -0.011919 | -0.011919 | 68 | 67.8539 | 68 | -0.0028467 | -0.0063092 | -0.00076723 | 0 | 0 | 0 | 0 | -0.00042027 | -0.0043673 | -0.0026481 | -6.3738e-05 | -0.0022507 | -0.00092234 | 0.0086767 | 0.0018211 | 0 | 0.93874 | 0 | 0 | 0 | 0 | 0 | 0 | 0 | 0 | 0 | 0.55536 | 0 | 0 | 0 | 0 | 1.3485 | 0 | 0 | 0
12 | 353 | 9 | 51.8 | 2.9453 | 62.6742 | 0 | 3.9788 | -0.013698 | -0.013698 | 68 | 67.8321 | 68 | -0.0028467 | -0.0063092 | -0.00076723 | 0 | 0 | 0.0010703 | 0.00023899 | -0.00042243 | -0.0038286 | -0.0024658 | -6.3738e-05 | -0.0022507 | -0.001115 | 0.0050623 | 0.0010617 | 0 | 1.0789 | 0 | 0 | 0 | 0 | 0 | 0 | 0 | 0 | 0 | 0.48506 | 0 | 0 | 0 | 0 | 1.3814 | 0 | 0 | 0
12 | 353 | 10 | 51.8 | 2.968 | 62.6742 | 0 | 3.9788 | -0.013569 | -0.013569 | 68 | 67.8337 | 68 | -0.0028467 | -0.0063092 | -0.00076723 | 0 | 0 | 0.0022199 | 0.00049568 | -0.00042348 | -0.0032344 | -0.0022599 | -6.3738e-05 | -0.0022507 | -0.0012262 | 0.0030973 | 0.00065039 | 0 | 1.0687 | 0 | 0 | 0 | 0 | 0 | 0 | 0 | 0 | 0 | 0.48506 | 0 | 0 | 0 | 0 | 1.4143 | 0 | 0 | 0
12 | 353 | 11 | 51.8 | 2.9457 | 62.6742 | 0 | 3.9788 | -0.012868 | -0.012868 | 68 | 67.8423 | 68 | -0.0028467 | -0.0063092 | -0.00076723 | 0 | 0 | 0.0028145 | 0.00062845 | -0.0004268 | -0.0029431 | -0.0021642 | -6.3738e-05 | -0.0022507 | -0.0016368 | 0.0030973 | 0.00065039 | 0 | 1.0135 | 0 | 0 | 0 | 0 | 0 | 0 | 0 | 0 | 0 | 0.48506 | 0 | 0 | 0 | 0 | 1.4472 | 0 | 0 | 0
12 | 353 | 12 | 53.6 | 2.3939 | 62.6742 | 0 | 2.8158 | -0.0075576 | -0.0075576 | 68 | 67.9074 | 68 | -0.0025304 | -0.0056082 | -0.00068198 | 0 | 0 | 0.0034488 | 0.00077007 | -0.00037279 | -0.0021358 | -0.0017539 | -5.6656e-05 | -0.0020006 | -0.00076769 | 0.0041315 | 0.0008666 | 0 | 0.59525 | 0 | 0 | 0 | 0 | 0 | 0 | 0 | 0 | 0 | 0.3515 | 0 | 0 | 0 | 0 | 1.4472 | 0 | 0 | 0
12 | 353 | 13 | 53.6 | 2.4381 | 62.6742 | 0 | 2.8158 | -0.0085365 | -0.0085365 | 68 | 67.8954 | 68 | -0.0025304 | -0.0056082 | -0.00068198 | 0 | 0 | 0.0035677 | 0.00079663 | -0.00037542 | -0.002071 | -0.0017319 | -5.6656e-05 | -0.0020006 | -0.00094198 | 0.0030973 | 0.00065039 | 0 | 0.67235 | 0 | 0 | 0 | 0 | 0 | 0 | 0 | 0 | 0 | 0.3515 | 0 | 0 | 0 | 0 | 1.4143 | 0 | 0 | 0
12 | 353 | 14 | 53.6 | 2.4174 | 62.6742 | 0 | 2.2649 | -0.009494 | -0.009494 | 68 | 67.8836 | 68 | -0.0025304 | -0.0056082 | -0.00068198 | 0 | 0 | 0.0034488 | 0.00077007 | -0.00037731 | -0.0021349 | -0.001756 | -5.6656e-05 | -0.0020006 | -0.0011507 | 0.0025838 | 0.00054141 | 0 | 0.74777 | 0 | 0 | 0 | 0 | 0 | 0 | 0 | 0 | 0 | 0.28823 | 0 | 0 | 0 | 0 | 1.3814 | 0 | 0 | 0
12 | 353 | 15 | 51.8 | 2.3043 | 62.6742 | 0 | 2.2649 | -0.0084763 | -0.0084763 | 68 | 67.8961 | 68 | -0.0028467 | -0.0063092 | -0.00076723 | 0 | 0 | 0.0050741 | 0.001133 | -0.00042387 | -0.0017453 | -0.0017358 | -6.3738e-05 | -0.0022507 | -0.0012262 | 0.0026854 | 0.00056426 | 0 | 0.66761 | 0 | 0 | 0 | 0 | 0 | 0 | 0 | 0 | 0 | 0.28823 | 0 | 0 | 0 | 0 | 1.3485 | 0 | 0 | 0
12 | 353 | 16 | 50 | 2.9526 | 62.6742 | 0 | 2.2649 | -0.015872 | -0.015872 | 68 | 67.8055 | 68 | -0.003163 | -0.0070102 | -0.00085248 | 0 | 0 | 0.0024578 | 0.00054879 | -0.00047105 | -0.0035751 | -0.0024999 | -7.082e-05 | -0.0025008 | -0.001421 | 0.0026854 | 0.00056426 | 0 | 1.2501 | 0 | 0 | 0 | 0 | 0 | 0 | 0 | 0 | 0 | 0.28823 | 0 | 0 | 0 | 0 | 1.4143 | 0 | 0 | 0
12 | 353 | 17 | 48.2 | 3.4333 | 62.6742 | 0 | 2.2649 | -0.018634 | -0.018634 | 68 | 67.7716 | 68 | -0.0034793 | -0.0077112 | -0.00093773 | 0 | 0 | 0.0016253 | 0.00036291 | -0.00051825 | -0.0044983 | -0.0029487 | -7.7902e-05 | -0.0027508 | -0.0016265 | 0.0039265 | 0.00082442 | 0 | 1.4676 | 0 | 0 | 0 | 0 | 0 | 0 | 0 | 0 | 0 | 0.28823 | 0 | 0 | 0 | 0 | 1.6774 | 0 | 0 | 0
12 | 353 | 18 | 46.4 | 4.4325 | 62.6742 | 0 | 3.8564 | -0.023571 | -0.023571 | 68 | 67.7111 | 68 | -0.0037956 | -0.0084123 | -0.001023 | 0 | 0 | 0 | 0 | -0.00056281 | -0.0058231 | -0.0035316 | -8.4984e-05 | -0.0030009 | -0.0015717 | 0.0042349 | 0.00088946 | 0 | 1.8565 | 0 | 0 | 0 | 0 | 0 | 0 | 0 | 0 | 0 | 0.471 | 0 | 0 | 0 | 0 | 2.105 | 0 | 0 | 0
12 | 353 | 19 | 46.4 | 4.3854 | 62.6742 | 0 | 3.8564 | -0.023391 | -0.023391 | 68 | 67.7133 | 68 | -0.0037956 | -0.0084123 | -0.001023 | 0 | 0 | 0 | 0 | -0.00056358 | -0.0058231 | -0.0035316 | -8.4984e-05 | -0.0030009 | -0.0017008 | 0.0045452 | 0.0009545 | 0 | 1.8423 | 0 | 0 | 0 | 0 | 0 | 0 | 0 | 0 | 0 | 0.471 | 0 | 0 | 0 | 0 | 2.0721 | 0 | 0 | 0
12 | 353 | 20 | 44.6 | 4.2817 | 62.6742 | 0 | 3.8564 | -0.023745 | -0.023745 | 68 | 67.709 | 68 | -0.0041119 | -0.0091133 | -0.0011082 | 0 | 0 | 0 | 0 | -0.00061583 | -0.0063083 | -0.0038274 | -9.2066e-05 | -0.003251 | -0.0024445 | 0.0071272 | 0.0014959 | 0 | 1.8702 | 0 | 0 | 0 | 0 | 0 | 0 | 0 | 0 | 0 | 0.471 | 0 | 0 | 0 | 0 | 1.9405 | 0 | 0 | 0
12 | 353 | 21 | 44.6 | 4.141 | 62.6742 | 0 | 3.8564 | -0.023212 | -0.023212 | 68 | 67.7155 | 68 | -0.0041119 | -0.0091133 | -0.0011082 | 0 | 0 | 0 | 0 | -0.00061058 | -0.0063083 | -0.0038259 | -9.2066e-05 | -0.003251 | -0.0019176 | 0.0071272 | 0.0014959 | 0 | 1.8282 | 0 | 0 | 0 | 0 | 0 | 0 | 0 | 0 | 0 | 0.471 | 0 | 0 | 0 | 0 | 1.8419 | 0 | 0 | 0
12 | 353 | 22 | 44.6 | 3.9125 | 62.6742 | 0 | 3.1218 | -0.022633 | -0.022633 | 68 | 67.7226 | 68 | -0.0041119 | -0.0091133 | -0.0011082 | 0 | 0 | 0 | 0 | -0.00060769 | -0.0063083 | -0.0038251 | -9.2066e-05 | -0.003251 | -0.0016567 | 0.0074411 | 0.0015609 | 0 | 1.7826 | 0 | 0 | 0 | 0 | 0 | 0 | 0 | 0 | 0 | 0.38664 | 0 | 0 | 0 | 0 | 1.7432 | 0 | 0 | 0
12 | 353 | 23 | 42.8 | 1.8669 | 62.6742 | 0 | 3.1218 | -0.024917 | 0 | 68 | 67.6946 | 67.6946 | -0.0044282 | -0.0098143 | -0.0011935 | 0 | 0 | 0 | 0 | -0.00065411 | -0.0067936 | -0.0041193 | -9.9148e-05 | -0.0035011 | -0.0017544 | 0.0074411 | 0.0015609 | 0 | 0 | 0 | 0 | 0 | 0 | 0 | 0 | 0 | 0 | 0 | 0.38679 | 0 | 0 | 0 | 0 | 1.4801 | 0 | 0 | 0
12 | 353 | 24 | 42.8 | 1.3051 | 62.6742 | 0 | 0.52031 | -0.02548 | 0 | 67.6946 | 67.3824 | 67.3824 | -0.0043745 | -0.0096954 | -0.001179 | 0 | 0 | 0 | 0 | -0.00064829 | -0.0067113 | -0.0040699 | -9.7946e-05 | -0.0034586 | -0.0019606 | 0.0067153 | 0.0014098 | 0 | 0 | 0 | 0 | 0 | 0 | 0 | 0 | 0 | 0 | 0 | 0.088185 | 0 | 0 | 0 | 0 | 1.2169 | 0 | 0 | 0
12 | 354 | 1 | 42.8 | 1.0095 | 62.529 | 0 | 0.5208 | -0.029373 | 0 | 67.3824 | 67.0224 | 67.0224 | -0.0043197 | -0.0095738 | -0.0011642 | 0 | 0 | 0 | 0 | -0.00063567 | -0.0066271 | -0.0040176 | -9.6718e-05 | -0.0034153 | -0.0015892 | 0.0020667 | 0.00043418 | 0 | 0 | 0 | 0 | 0 | 0 | 0 | 0 | 0 | 0 | 0 | 0.088559 | 0 | 0 | 0 | 0 | 0.92093 | 0 | 0 | 0
12 | 354 | 2 | 42.8 | 0.94388 | 62.529 | 0 | 0.5208 | -0.028896 | 0 | 67.0224 | 66.6683 | 66.6683 | -0.0042564 | -0.0094336 | -0.0011472 | 0 | 0 | 0 | 0 | -0.00062644 | -0.0065301 | -0.0039588 | -9.5301e-05 | -0.0033652 | -0.0015492 | 0.0020667 | 0.00043418 | 0 | 0 | 0 | 0 | 0 | 0 | 0 | 0 | 0 | 0 | 0 | 0.088733 | 0 | 0 | 0 | 0 | 0.85515 | 0 | 0 | 0
12 | 354 | 3 | 42.8 | 0.91116 | 62.529 | 0 | 0.5208 | -0.02852 | 0 | 66.6683 | 66.3188 | 66.3188 | -0.0041942 | -0.0092957 | -0.0011304 | 0 | 0 | 0 | 0 | -0.00061859 | -0.0064346 | -0.0039013 | -9.3908e-05 | -0.003316 | -0.0016018 | 0.0020667 | 0.00043418 | 0 | 0 | 0 | 0 | 0 | 0 | 0 | 0 | 0 | 0 | 0 | 0.088905 | 0 | 0 | 0 | 0 | 0.82226 | 0 | 0 | 0
12 | 354 | 4 | 44.6 | 0.87843 | 62.529 | 0 | 0.5208 | -0.025588 | 0 | 66.3188 | 66.0052 | 66.0052 | -0.0038165 | -0.0084585 | -0.0010286 | 0 | 0 | 0 | 0 | -0.00056028 | -0.0058551 | -0.0035492 | -8.5451e-05 | -0.0030174 | -0.0012831 | 0.0020667 | 0.00043418 | 0 | 0 | 0 | 0 | 0 | 0 | 0 | 0 | 0 | 0 | 0 | 0.08906 | 0 | 0 | 0 | 0 | 0.78937 | 0 | 0 | 0
12 | 354 | 5 | 42.8 | 3.0222 | 62.529 | 0 | 0.5208 | -0.027642 | -0.027218 | 66.0052 | 65.6664 | 66 | -0.0040777 | -0.0090374 | -0.001099 | 0 | 0 | 0 | 0 | -0.00060225 | -0.0062558 | -0.0037932 | -9.1299e-05 | -0.0032239 | -0.0015281 | 0.0020667 | 0.00043418 | 0 | 2.1437 | 0 | 0 | 0 | 0 | 0 | 0 | 0 | 0 | 0 | 0.089062 | 0 | 0 | 0 | 0 | 0.78937 | 0 | 0 | 0
12 | 354 | 6 | 42.8 | 15.8936 | 62.529 | 0 | 0.61271 | -0.02607 | -0.18927 | 66 | 65.6805 | 68 | -0.0040767 | -0.0090354 | -0.0010988 | 0 | 0 | 0 | 0 | -0.00059833 | -0.0062544 | -0.0037913 | -9.1279e-05 | -0.0032232 | -0.001354 | 0.0034529 | 0.00072422 | 0 | 14.907 | 0 | 0 | 0 | 0 | 0 | 0 | 0 | 0 | 0 | 0.098657 | 0 | 0 | 0 | 0 | 0.88804 | 0 | 0 | 0
12 | 354 | 7 | 42.8 | 3.8924 | 62.529 | 0 | 4.5953 | -0.027732 | -0.027732 | 68 | 67.6601 | 68 | -0.0044282 | -0.0098143 | -0.0011935 | 0 | 0 | 0 | 0 | -0.00064809 | -0.0067936 | -0.0041176 | -9.9148e-05 | -0.0035011 | -0.0014747 | 0.0043383 | 0.00091055 | 0 | 2.1842 | 0 | 0 | 0 | 0 | 0 | 0 | 0 | 0 | 0 | 0.55709 | 0 | 0 | 0 | 0 | 1.1512 | 0 | 0 | 0
12 | 354 | 8 | 42.8 | 3.7558 | 62.529 | 0 | 4.5953 | -0.023491 | -0.023491 | 68 | 67.7121 | 68 | -0.0044282 | -0.0098143 | -0.0011935 | 0 | 0 | 0 | 0 | -0.00065041 | -0.0067936 | -0.0041182 | -9.9148e-05 | -0.0035011 | -0.0015695 | 0.0086767 | 0.0018211 | 0 | 1.8502 | 0 | 0 | 0 | 0 | 0 | 0 | 0 | 0 | 0 | 0.55709 | 0 | 0 | 0 | 0 | 1.3485 | 0 | 0 | 0
12 | 354 | 9 | 44.6 | 3.6454 | 62.529 | 0 | 3.9826 | -0.022567 | -0.022567 | 68 | 67.7234 | 68 | -0.0041119 | -0.0091133 | -0.0011082 | 0 | 0 | 0.0010703 | 0.00023899 | -0.00060007 | -0.0057484 | -0.0036284 | -9.2066e-05 | -0.003251 | -0.0012853 | 0.0050623 | 0.0010617 | 0 | 1.7774 | 0 | 0 | 0 | 0 | 0 | 0 | 0 | 0 | 0 | 0.48656 | 0 | 0 | 0 | 0 | 1.3814 | 0 | 0 | 0
12 | 354 | 10 | 44.6 | 3.5677 | 62.529 | 0 | 3.9826 | -0.021163 | -0.021163 | 68 | 67.7406 | 68 | -0.0041119 | -0.0091133 | -0.0011082 | 0 | 0 | 0.0027749 | 0.0006196 | -0.00060197 | -0.0048046 | -0.0032867 | -9.2066e-05 | -0.003251 | -0.0012853 | 0.0030973 | 0.00065039 | 0 | 1.6668 | 0 | 0 | 0 | 0 | 0 | 0 | 0 | 0 | 0 | 0.48656 | 0 | 0 | 0 | 0 | 1.4143 | 0 | 0 | 0
12 | 354 | 11 | 46.4 | 3.4369 | 62.529 | 0 | 3.9826 | -0.019085 | -0.019085 | 68 | 67.7661 | 68 | -0.0037956 | -0.0084123 | -0.001023 | 0 | 0 | 0.0028145 | 0.00062845 | -0.00056015 | -0.0043026 | -0.002989 | -8.4984e-05 | -0.0030009 | -0.0014563 | 0.0030973 | 0.00065039 | 0 | 1.5031 | 0 | 0 | 0 | 0 | 0 | 0 | 0 | 0 | 0 | 0.48656 | 0 | 0 | 0 | 0 | 1.4472 | 0 | 0 | 0
12 | 354 | 12 | 46.4 | 3.1148 | 62.529 | 0 | 2.8185 | -0.016697 | -0.016697 | 68 | 67.7954 | 68 | -0.0037956 | -0.0084123 | -0.001023 | 0 | 0 | 0.0034488 | 0.00077007 | -0.00055951 | -0.0039533 | -0.0028617 | -8.4984e-05 | -0.0030009 | -0.0013557 | 0.0041315 | 0.0008666 | 0 | 1.315 | 0 | 0 | 0 | 0 | 0 | 0 | 0 | 0 | 0 | 0.35256 | 0 | 0 | 0 | 0 | 1.4472 | 0 | 0 | 0
12 | 354 | 13 | 48.2 | 2.9761 | 62.529 | 0 | 2.8185 | -0.015354 | -0.015354 | 68 | 67.8118 | 68 | -0.0034793 | -0.0077112 | -0.00093773 | 0 | 0 | 0.0035677 | 0.00079663 | -0.00051461 | -0.0034174 | -0.0025522 | -7.7902e-05 | -0.0027508 | -0.0013745 | 0.0030973 | 0.00065039 | 0 | 1.2093 | 0 | 0 | 0 | 0 | 0 | 0 | 0 | 0 | 0 | 0.35256 | 0 | 0 | 0 | 0 | 1.4143 | 0 | 0 | 0
12 | 354 | 14 | 48.2 | 2.9037 | 62.529 | 0 | 2.267 | -0.015657 | -0.015657 | 68 | 67.8081 | 68 | -0.0034793 | -0.0077112 | -0.00093773 | 0 | 0 | 0.0034488 | 0.00077007 | -0.00050852 | -0.0034811 | -0.0025723 | -7.7902e-05 | -0.0027508 | -0.00094112 | 0.0025838 | 0.00054141 | 0 | 1.2332 | 0 | 0 | 0 | 0 | 0 | 0 | 0 | 0 | 0 | 0.28908 | 0 | 0 | 0 | 0 | 1.3814 | 0 | 0 | 0
12 | 354 | 15 | 48.2 | 2.7637 | 62.529 | 0 | 2.267 | -0.014298 | -0.014298 | 68 | 67.8248 | 68 | -0.0034793 | -0.0077112 | -0.00093773 | 0 | 0 | 0.004202 | 0.00093825 | -0.00051281 | -0.0030609 | -0.0024194 | -7.7902e-05 | -0.0027508 | -0.0011731 | 0.0026854 | 0.00056426 | 0 | 1.1261 | 0 | 0 | 0 | 0 | 0 | 0 | 0 | 0 | 0 | 0.28908 | 0 | 0 | 0 | 0 | 1.3485 | 0 | 0 | 0
12 | 354 | 16 | 50 | 2.8104 | 62.529 | 0 | 2.267 | -0.014055 | -0.014055 | 68 | 67.8278 | 68 | -0.003163 | -0.0070102 | -0.00085248 | 0 | 0 | 0.003092 | 0.00069041 | -0.00046388 | -0.0031868 | -0.0023461 | -7.082e-05 | -0.0025008 | -0.00092882 | 0.0026854 | 0.00056426 | 0 | 1.107 | 0 | 0 | 0 | 0 | 0 | 0 | 0 | 0 | 0 | 0.28908 | 0 | 0 | 0 | 0 | 1.4143 | 0 | 0 | 0
12 | 354 | 17 | 50 | 3.2155 | 62.529 | 0 | 2.267 | -0.015858 | -0.015858 | 68 | 67.8057 | 68 | -0.003163 | -0.0070102 | -0.00085248 | 0 | 0 | 0.0014667 | 0.0003275 | -0.00046213 | -0.0040688 | -0.0026633 | -7.082e-05 | -0.0025008 | -0.000787 | 0.0039265 | 0.00082442 | 0 | 1.249 | 0 | 0 | 0 | 0 | 0 | 0 | 0 | 0 | 0 | 0.28908 | 0 | 0 | 0 | 0 | 1.6774 | 0 | 0 | 0
12 | 354 | 18 | 50 | 4.0385 | 62.529 | 0 | 3.8601 | -0.018551 | -0.018551 | 68 | 67.7727 | 68 | -0.003163 | -0.0070102 | -0.00085248 | 0 | 0 | 0 | 0 | -0.00046493 | -0.0048526 | -0.0029419 | -7.082e-05 | -0.0025008 | -0.00092882 | 0.0042349 | 0.00088946 | 0 | 1.4611 | 0 | 0 | 0 | 0 | 0 | 0 | 0 | 0 | 0 | 0.47246 | 0 | 0 | 0 | 0 | 2.105 | 0 | 0 | 0
12 | 354 | 19 | 50 | 3.9812 | 62.529 | 0 | 3.8601 | -0.01824 | -0.01824 | 68 | 67.7765 | 68 | -0.003163 | -0.0070102 | -0.00085248 | 0 | 0 | 0 | 0 | -0.00046487 | -0.0048526 | -0.0029417 | -7.082e-05 | -0.0025008 | -0.00092882 | 0.0045452 | 0.0009545 | 0 | 1.4366 | 0 | 0 | 0 | 0 | 0 | 0 | 0 | 0 | 0 | 0.47246 | 0 | 0 | 0 | 0 | 2.0721 | 0 | 0 | 0
12 | 354 | 20 | 50 | 3.6462 | 62.529 | 0 | 3.8601 | -0.015658 | -0.015658 | 68 | 67.8081 | 68 | -0.003163 | -0.0070102 | -0.00085248 | 0 | 0 | 0 | 0 | -0.00046487 | -0.0048526 | -0.0029417 | -7.082e-05 | -0.0025008 | -0.00092882 | 0.0071272 | 0.0014959 | 0 | 1.2333 | 0 | 0 | 0 | 0 | 0 | 0 | 0 | 0 | 0 | 0.47246 | 0 | 0 | 0 | 0 | 1.9405 | 0 | 0 | 0
12 | 354 | 21 | 51.62 | 3.3871 | 62.529 | 0 | 3.8601 | -0.013621 | -0.013621 | 68 | 67.8331 | 68 | -0.0028783 | -0.0063793 | -0.00077576 | 0 | 0 | 0 | 0 | -0.00042324 | -0.0044158 | -0.002677 | -6.4446e-05 | -0.0022757 | -0.00085815 | 0.0071272 | 0.0014959 | 0 | 1.0728 | 0 | 0 | 0 | 0 | 0 | 0 | 0 | 0 | 0 | 0.47246 | 0 | 0 | 0 | 0 | 1.8419 | 0 | 0 | 0
12 | 354 | 22 | 53.6 | 2.9827 | 62.529 | 0 | 3.1248 | -0.010813 | -0.010813 | 68 | 67.8675 | 68 | -0.0025304 | -0.0056082 | -0.00068198 | 0 | 0 | 0 | 0 | -0.00037285 | -0.0038821 | -0.0023536 | -5.6656e-05 | -0.0020006 | -0.00076769 | 0.0074411 | 0.0015609 | 0 | 0.85165 | 0 | 0 | 0 | 0 | 0 | 0 | 0 | 0 | 0 | 0.38782 | 0 | 0 | 0 | 0 | 1.7432 | 0 | 0 | 0
12 | 354 | 23 | 53.6 | 1.8679 | 62.529 | 0 | 3.1248 | -0.01074 | 0 | 68 | 67.8684 | 67.8684 | -0.0025304 | -0.0056082 | -0.00068198 | 0 | 0 | 0 | 0 | -0.0003725 | -0.0038821 | -0.0023535 | -5.6656e-05 | -0.0020006 | -0.00069558 | 0.0074411 | 0.0015609 | 0 | 0 | 0 | 0 | 0 | 0 | 0 | 0 | 0 | 0 | 0 | 0.38789 | 0 | 0 | 0 | 0 | 1.4801 | 0 | 0 | 0
12 | 354 | 24 | 53.6 | 1.3051 | 62.529 | 0 | 0.5208 | -0.011176 | 0 | 67.8684 | 67.7314 | 67.7314 | -0.0025073 | -0.0055569 | -0.00067575 | 0 | 0 | 0 | 0 | -0.00036716 | -0.0038466 | -0.0023315 | -5.6138e-05 | -0.0019823 | -0.00056799 | 0.0067153 | 0.0014098 | 0 | 0 | 0 | 0 | 0 | 0 | 0 | 0 | 0 | 0 | 0 | 0.08821 | 0 | 0 | 0 | 0 | 1.2169 | 0 | 0 | 0
12 | 355 | 1 | 53.6 | 1.0094 | 62.3872 | 0 | 0.52129 | -0.015768 | 0 | 67.7314 | 67.5382 | 67.5382 | -0.0024832 | -0.0055036 | -0.00066926 | 0 | 0 | 0 | 0 | -0.00036558 | -0.0038096 | -0.0023096 | -5.5599e-05 | -0.0019633 | -0.00067468 | 0.0020667 | 0.00043418 | 0 | 0 | 0 | 0 | 0 | 0 | 0 | 0 | 0 | 0 | 0 | 0.088497 | 0 | 0 | 0 | 0 | 0.92093 | 0 | 0 | 0
12 | 355 | 2 | 53.6 | 0.94374 | 62.3872 | 0 | 0.52129 | -0.015458 | 0 | 67.5382 | 67.3487 | 67.3487 | -0.0024492 | -0.0054283 | -0.00066011 | 0 | 0 | 0 | 0 | -0.00035963 | -0.0037576 | -0.0022778 | -5.4839e-05 | -0.0019364 | -0.00060052 | 0.0020667 | 0.00043418 | 0 | 0 | 0 | 0 | 0 | 0 | 0 | 0 | 0 | 0 | 0 | 0.08859 | 0 | 0 | 0 | 0 | 0.85515 | 0 | 0 | 0
12 | 355 | 3 | 55.4 | 0.91092 | 62.3872 | 0 | 0.52129 | -0.012799 | 0 | 67.3487 | 67.1919 | 67.1919 | -0.0020997 | -0.0046535 | -0.00056589 | 0 | 0 | 0 | 0 | -0.00030453 | -0.0032212 | -0.0019516 | -4.7011e-05 | -0.0016601 | -0.00036191 | 0.0020667 | 0.00043418 | 0 | 0 | 0 | 0 | 0 | 0 | 0 | 0 | 0 | 0 | 0 | 0.088668 | 0 | 0 | 0 | 0 | 0.82226 | 0 | 0 | 0
12 | 355 | 4 | 53.6 | 0.87812 | 62.3872 | 0 | 0.52129 | -0.014958 | 0 | 67.1919 | 67.0086 | 67.0086 | -0.0023884 | -0.0052935 | -0.00064371 | 0 | 0 | 0 | 0 | -0.00035057 | -0.0036642 | -0.0022212 | -5.3476e-05 | -0.0018883 | -0.00052088 | 0.0020667 | 0.00043418 | 0 | 0 | 0 | 0 | 0 | 0 | 0 | 0 | 0 | 0 | 0 | 0.088758 | 0 | 0 | 0 | 0 | 0.78937 | 0 | 0 | 0
12 | 355 | 5 | 53.6 | 0.87821 | 62.3872 | 0 | 0.52129 | -0.014662 | 0 | 67.0086 | 66.8289 | 66.8289 | -0.0023562 | -0.0052221 | -0.00063503 | 0 | 0 | 0 | 0 | -0.00034366 | -0.0036148 | -0.0021906 | -5.2755e-05 | -0.0018629 | -0.00045087 | 0.0020667 | 0.00043418 | 0 | 0 | 0 | 0 | 0 | 0 | 0 | 0 | 0 | 0 | 0 | 0.088846 | 0 | 0 | 0 | 0 | 0.78937 | 0 | 0 | 0
12 | 355 | 6 | 53.6 | 9.5456 | 62.3872 | 0 | 0.61328 | -0.013105 | -0.10867 | 66.8289 | 66.6683 | 68 | -0.0023246 | -0.0051521 | -0.00062652 | 0 | 0 | 0 | 0 | -0.00034037 | -0.0035663 | -0.0021616 | -5.2048e-05 | -0.0018379 | -0.00049637 | 0.0034529 | 0.00072422 | 0 | 8.5587 | 0 | 0 | 0 | 0 | 0 | 0 | 0 | 0 | 0 | 0.098883 | 0 | 0 | 0 | 0 | 0.88804 | 0 | 0 | 0
12 | 355 | 7 | 55.4 | 2.6044 | 62.3872 | 0 | 4.5996 | -0.011356 | -0.011356 | 68 | 67.8608 | 68 | -0.0022141 | -0.0049072 | -0.00059674 | 0 | 0 | 0 | 0 | -0.00032098 | -0.0033968 | -0.0020579 | -4.9574e-05 | -0.0017505 | -0.0004005 | 0.0043383 | 0.00091055 | 0 | 0.89441 | 0 | 0 | 0 | 0 | 0 | 0 | 0 | 0 | 0 | 0.55878 | 0 | 0 | 0 | 0 | 1.1512 | 0 | 0 | 0
12 | 355 | 8 | 55.4 | 2.4602 | 62.3872 | 0 | 4.5996 | -0.0070201 | -0.0070201 | 68 | 67.914 | 68 | -0.0022141 | -0.0049072 | -0.00059674 | 0 | 0 | 0 | 0 | -0.00032291 | -0.0033968 | -0.0020585 | -4.9574e-05 | -0.0017505 | -0.0004005 | 0.0086767 | 0.0018211 | 0 | 0.55291 | 0 | 0 | 0 | 0 | 0 | 0 | 0 | 0 | 0 | 0.55878 | 0 | 0 | 0 | 0 | 1.3485 | 0 | 0 | 0
12 | 355 | 9 | 55.4 | 2.56 | 62.3872 | 0 | 3.9863 | -0.0087679 | -0.0087679 | 68 | 67.8925 | 68 | -0.0022141 | -0.0049072 | -0.00059674 | 0 | 0 | 0.00111 | 0.00024784 | -0.00032758 | -0.0027984 | -0.0018453 | -4.9574e-05 | -0.0017505 | -0.00069869 | 0.0050623 | 0.0010617 | 0 | 0.69058 | 0 | 0 | 0 | 0 | 0 | 0 | 0 | 0 | 0 | 0.48803 | 0 | 0 | 0 | 0 | 1.3814 | 0 | 0 | 0
12 | 355 | 10 | 46.4 | 3.6108 | 62.3872 | 0 | 3.9863 | -0.021691 | -0.021691 | 68 | 67.7342 | 68 | -0.0037956 | -0.0084123 | -0.001023 | 0 | 0 | 0.0019424 | 0.00043372 | -0.00057106 | -0.0047567 | -0.0031513 | -8.4984e-05 | -0.0030009 | -0.0023689 | 0.0030973 | 0.00065039 | 0 | 1.7084 | 0 | 0 | 0 | 0 | 0 | 0 | 0 | 0 | 0 | 0.48803 | 0 | 0 | 0 | 0 | 1.4143 | 0 | 0 | 0
12 | 355 | 11 | 44.6 | 3.6277 | 62.3872 | 0 | 3.9863 | -0.021489 | -0.021489 | 68 | 67.7367 | 68 | -0.0041119 | -0.0091133 | -0.0011082 | 0 | 0 | 0.003092 | 0.00069041 | -0.00061405 | -0.0046214 | -0.0032238 | -9.2066e-05 | -0.003251 | -0.0022329 | 0.0030973 | 0.00065039 | 0 | 1.6925 | 0 | 0 | 0 | 0 | 0 | 0 | 0 | 0 | 0 | 0.48803 | 0 | 0 | 0 | 0 | 1.4472 | 0 | 0 | 0
12 | 355 | 12 | 42.8 | 3.6003 | 62.3872 | 0 | 2.8211 | -0.022848 | -0.022848 | 68 | 67.72 | 68 | -0.0044282 | -0.0098143 | -0.0011935 | 0 | 0 | 0.0034488 | 0.00077007 | -0.00066623 | -0.0049234 | -0.0034587 | -9.9148e-05 | -0.0035011 | -0.0031143 | 0.0041315 | 0.0008666 | 0 | 1.7996 | 0 | 0 | 0 | 0 | 0 | 0 | 0 | 0 | 0 | 0.3536 | 0 | 0 | 0 | 0 | 1.4472 | 0 | 0 | 0
12 | 355 | 13 | 39.2 | 4.1274 | 62.3872 | 0 | 2.8211 | -0.029958 | -0.029958 | 68 | 67.6329 | 68 | -0.0050608 | -0.011216 | -0.001364 | 0 | 0 | 0.0035677 | 0.00079663 | -0.00077001 | -0.0057989 | -0.004013 | -0.00011331 | -0.0040012 | -0.0050816 | 0.0030973 | 0.00065039 | 0 | 2.3595 | 0 | 0 | 0 | 0 | 0 | 0 | 0 | 0 | 0 | 0.3536 | 0 | 0 | 0 | 0 | 1.4143 | 0 | 0 | 0
12 | 355 | 14 | 36.86 | 4.2928 | 62.3872 | 0 | 2.2691 | -0.033284 | -0.033284 | 68 | 67.5921 | 68 | -0.005472 | -0.012128 | -0.0014748 | 0 | 0 | 0.0036867 | 0.00082318 | -0.00083074 | -0.0063653 | -0.0043741 | -0.00012252 | -0.0043263 | -0.0052846 | 0.0025838 | 0.00054141 | 0 | 2.6215 | 0 | 0 | 0 | 0 | 0 | 0 | 0 | 0 | 0 | 0.28992 | 0 | 0 | 0 | 0 | 1.3814 | 0 | 0 | 0
12 | 355 | 15 | 33.8 | 4.6592 | 62.3872 | 0 | 2.2691 | -0.038353 | -0.038353 | 68 | 67.53 | 68 | -0.0060097 | -0.013319 | -0.0016197 | 0 | 0 | 0.003092 | 0.00069041 | -0.00091048 | -0.0075225 | -0.0049964 | -0.00013456 | -0.0047514 | -0.0055567 | 0.0026854 | 0.00056426 | 0 | 3.0207 | 0 | 0 | 0 | 0 | 0 | 0 | 0 | 0 | 0 | 0.28992 | 0 | 0 | 0 | 0 | 1.3485 | 0 | 0 | 0
12 | 355 | 16 | 30.2 | 5.347 | 62.3872 | 0 | 2.2691 | -0.046251 | -0.046251 | 68 | 67.4332 | 68 | -0.0066423 | -0.014721 | -0.0017902 | 0 | 0 | 0.0024578 | 0.00054879 | -0.0010147 | -0.0088414 | -0.0057143 | -0.00014872 | -0.0052516 | -0.0078187 | 0.0026854 | 0.00056426 | 0 | 3.6428 | 0 | 0 | 0 | 0 | 0 | 0 | 0 | 0 | 0 | 0.28992 | 0 | 0 | 0 | 0 | 1.4143 | 0 | 0 | 0
12 | 355 | 17 | 30.2 | 5.6896 | 62.3872 | 0 | 2.2691 | -0.04726 | -0.04726 | 68 | 67.4208 | 68 | -0.0066423 | -0.014721 | -0.0017902 | 0 | 0 | 0.0011496 | 0.00025669 | -0.001012 | -0.0095928 | -0.0059863 | -0.00014872 | -0.0052516 | -0.0074471 | 0.0039265 | 0.00082442 | 0 | 3.7223 | 0 | 0 | 0 | 0 | 0 | 0 | 0 | 0 | 0 | 0.28992 | 0 | 0 | 0 | 0 | 1.6774 | 0 | 0 | 0
12 | 355 | 18 | 28.4 | 6.5101 | 62.3872 | 0 | 3.8637 | -0.049914 | -0.049914 | 68 | 67.3883 | 68 | -0.0069586 | -0.015422 | -0.0018755 | 0 | 0 | 0 | 0 | -0.0010498 | -0.010676 | -0.0064793 | -0.0001558 | -0.0055017 | -0.0060298 | 0.0042349 | 0.00088946 | 0 | 3.9313 | 0 | 0 | 0 | 0 | 0 | 0 | 0 | 0 | 0 | 0.47388 | 0 | 0 | 0 | 0 | 2.105 | 0 | 0 | 0
12 | 355 | 19 | 28.4 | 6.5066 | 62.3872 | 0 | 3.8637 | -0.050286 | -0.050286 | 68 | 67.3837 | 68 | -0.0069586 | -0.015422 | -0.0018755 | 0 | 0 | 0 | 0 | -0.0010538 | -0.010676 | -0.0064803 | -0.0001558 | -0.0055017 | -0.006708 | 0.0045452 | 0.0009545 | 0 | 3.9606 | 0 | 0 | 0 | 0 | 0 | 0 | 0 | 0 | 0 | 0.47388 | 0 | 0 | 0 | 0 | 2.0721 | 0 | 0 | 0
12 | 355 | 20 | 26.6 | 6.2933 | 62.3872 | 0 | 3.8637 | -0.049248 | -0.049248 | 68 | 67.3965 | 68 | -0.0072749 | -0.016124 | -0.0019607 | 0 | 0 | 0 | 0 | -0.0010954 | -0.011161 | -0.0067731 | -0.00016289 | -0.0057517 | -0.0060722 | 0.0071272 | 0.0014959 | 0 | 3.8789 | 0 | 0 | 0 | 0 | 0 | 0 | 0 | 0 | 0 | 0.47388 | 0 | 0 | 0 | 0 | 1.9405 | 0 | 0 | 0
12 | 355 | 21 | 26.6 | 6.3425 | 62.3872 | 0 | 3.8637 | -0.051126 | -0.051126 | 68 | 67.3734 | 68 | -0.0072749 | -0.016124 | -0.0019607 | 0 | 0 | 0 | 0 | -0.0011066 | -0.011161 | -0.0067762 | -0.00016289 | -0.0057517 | -0.0079356 | 0.0071272 | 0.0014959 | 0 | 4.0268 | 0 | 0 | 0 | 0 | 0 | 0 | 0 | 0 | 0 | 0.47388 | 0 | 0 | 0 | 0 | 1.8419 | 0 | 0 | 0
12 | 355 | 22 | 26.6 | 6.1972 | 62.3872 | 0 | 3.1277 | -0.051612 | -0.051612 | 68 | 67.3675 | 68 | -0.0072749 | -0.016124 | -0.0019607 | 0 | 0 | 0 | 0 | -0.0011107 | -0.011161 | -0.0067773 | -0.00016289 | -0.0057517 | -0.0087307 | 0.0074411 | 0.0015609 | 0 | 4.0651 | 0 | 0 | 0 | 0 | 0 | 0 | 0 | 0 | 0 | 0.38897 | 0 | 0 | 0 | 0 | 1.7432 | 0 | 0 | 0
12 | 355 | 23 | 24.8 | 1.8693 | 62.3872 | 0 | 3.1277 | -0.051161 | 0 | 68 | 67.373 | 67.373 | -0.0075912 | -0.016825 | -0.002046 | 0 | 0 | 0 | 0 | -0.0011405 | -0.011646 | -0.0070669 | -0.00016997 | -0.0060018 | -0.0061154 | 0.0074411 | 0.0015609 | 0 | 0 | 0 | 0 | 0 | 0 | 0 | 0 | 0 | 0 | 0 | 0.38928 | 0 | 0 | 0 | 0 | 1.4801 | 0 | 0 | 0
12 | 355 | 24 | 24.8 | 1.3058 | 62.3872 | 0 | 0.52129 | -0.052774 | 0 | 67.373 | 66.7262 | 66.7262 | -0.007481 | -0.01658 | -0.0020163 | 0 | 0 | 0 | 0 | -0.0011354 | -0.011477 | -0.0069675 | -0.0001675 | -0.0059147 | -0.0077498 | 0.0067153 | 0.0014098 | 0 | 0 | 0 | 0 | 0 | 0 | 0 | 0 | 0 | 0 | 0 | 0.088897 | 0 | 0 | 0 | 0 | 1.2169 | 0 | 0 | 0
12 | 356 | 1 | 23 | 1.0104 | 62.2487 | 0 | 0.52176 | -0.057615 | 0 | 66.7262 | 66.0202 | 66.0202 | -0.0076836 | -0.017029 | -0.0020709 | 0 | 0 | 0 | 0 | -0.0011571 | -0.011788 | -0.0071537 | -0.00017204 | -0.0060749 | -0.0065518 | 0.0020667 | 0.00043418 | 0 | 0 | 0 | 0 | 0 | 0 | 0 | 0 | 0 | 0 | 0 | 0.089432 | 0 | 0 | 0 | 0 | 0.92093 | 0 | 0 | 0
12 | 356 | 2 | 23 | 5.4585 | 62.2487 | 0 | 0.52176 | -0.058957 | -0.057312 | 66.0202 | 65.2976 | 66 | -0.0075596 | -0.016755 | -0.0020374 | 0 | 0 | 0 | 0 | -0.0011522 | -0.011598 | -0.007042 | -0.00016926 | -0.0059768 | -0.0087343 | 0.0020667 | 0.00043418 | 0 | 4.5139 | 0 | 0 | 0 | 0 | 0 | 0 | 0 | 0 | 0 | 0.089442 | 0 | 0 | 0 | 0 | 0.85515 | 0 | 0 | 0
12 | 356 | 3 | 23 | 5.4832 | 62.2487 | 0 | 0.52176 | -0.058042 | -0.058042 | 66 | 65.2887 | 66 | -0.007556 | -0.016747 | -0.0020365 | 0 | 0 | 0 | 0 | -0.0011466 | -0.011592 | -0.0070373 | -0.00016918 | -0.005974 | -0.0078499 | 0.0020667 | 0.00043418 | 0 | 4.5715 | 0 | 0 | 0 | 0 | 0 | 0 | 0 | 0 | 0 | 0.089442 | 0 | 0 | 0 | 0 | 0.82226 | 0 | 0 | 0
12 | 356 | 4 | 21.2 | 5.5945 | 62.2487 | 0 | 0.52176 | -0.059873 | -0.059873 | 66 | 65.2662 | 66 | -0.0078723 | -0.017448 | -0.0021217 | 0 | 0 | 0 | 0 | -0.0011904 | -0.012078 | -0.0073308 | -0.00017626 | -0.0062241 | -0.0074986 | 0.0020667 | 0.00043418 | 0 | 4.7157 | 0 | 0 | 0 | 0 | 0 | 0 | 0 | 0 | 0 | 0.089442 | 0 | 0 | 0 | 0 | 0.78937 | 0 | 0 | 0
12 | 356 | 5 | 21.2 | 5.695 | 62.2487 | 0 | 0.52176 | -0.061149 | -0.061149 | 66 | 65.2506 | 66 | -0.0078723 | -0.017448 | -0.0021217 | 0 | 0 | 0 | 0 | -0.0011976 | -0.012078 | -0.0073327 | -0.00017626 | -0.0062241 | -0.0087662 | 0.0020667 | 0.00043418 | 0 | 4.8162 | 0 | 0 | 0 | 0 | 0 | 0 | 0 | 0 | 0 | 0.089442 | 0 | 0 | 0 | 0 | 0.78937 | 0 | 0 | 0
12 | 356 | 6 | 21.2 | 18.3899 | 62.2487 | 0 | 0.61383 | -0.057758 | -0.22095 | 66 | 65.2922 | 68 | -0.0078723 | -0.017448 | -0.0021217 | 0 | 0 | 0 | 0 | -0.0011848 | -0.012078 | -0.0073292 | -0.00017626 | -0.0062241 | -0.0067775 | 0.0034529 | 0.00072422 | 0 | 17.4027 | 0 | 0 | 0 | 0 | 0 | 0 | 0 | 0 | 0 | 0.099103 | 0 | 0 | 0 | 0 | 0.88804 | 0 | 0 | 0
12 | 356 | 7 | 21.2 | 6.3622 | 62.2487 | 0 | 4.6037 | -0.059047 | -0.059047 | 68 | 67.2764 | 68 | -0.0082238 | -0.018227 | -0.0022164 | 0 | 0 | 0 | 0 | -0.0012325 | -0.012617 | -0.007655 | -0.00018413 | -0.006502 | -0.0065283 | 0.0043383 | 0.00091055 | 0 | 4.6506 | 0 | 0 | 0 | 0 | 0 | 0 | 0 | 0 | 0 | 0.56044 | 0 | 0 | 0 | 0 | 1.1512 | 0 | 0 | 0
12 | 356 | 8 | 21.2 | 6.2179 | 62.2487 | 0 | 4.6037 | -0.054709 | -0.054709 | 68 | 67.3295 | 68 | -0.0082238 | -0.018227 | -0.0022164 | 0 | 0 | 0 | 0 | -0.0012328 | -0.012617 | -0.007655 | -0.00018413 | -0.006502 | -0.0065283 | 0.0086767 | 0.0018211 | 0 | 4.309 | 0 | 0 | 0 | 0 | 0 | 0 | 0 | 0 | 0 | 0.56044 | 0 | 0 | 0 | 0 | 1.3485 | 0 | 0 | 0
12 | 356 | 9 | 21.2 | 6.0975 | 62.2487 | 0 | 3.9899 | -0.053663 | -0.053663 | 68 | 67.3423 | 68 | -0.0082238 | -0.018227 | -0.0022164 | 0 | 0 | 0.0029335 | 0.00065501 | -0.0012268 | -0.012104 | -0.0077529 | -0.00018413 | -0.006502 | -0.0058772 | 0.0050623 | 0.0010617 | 0 | 4.2266 | 0 | 0 | 0 | 0 | 0 | 0 | 0 | 0 | 0 | 0.48946 | 0 | 0 | 0 | 0 | 1.3814 | 0 | 0 | 0
12 | 356 | 10 | 21.2 | 5.964 | 62.2487 | 0 | 3.9899 | -0.051551 | -0.051551 | 68 | 67.3682 | 68 | -0.0082238 | -0.018227 | -0.0022164 | 0 | 0 | 0.005745 | 0.0012579 | -0.0012382 | -0.010698 | -0.0071559 | -0.00018413 | -0.006502 | -0.0072055 | 0.0030973 | 0.00065039 | 0 | 4.0602 | 0 | 0 | 0 | 0 | 0 | 0 | 0 | 0 | 0 | 0.48946 | 0 | 0 | 0 | 0 | 1.4143 | 0 | 0 | 0
12 | 356 | 11 | 23 | 3.7837 | 62.2487 | 0 | 3.9899 | -0.023451 | -0.023451 | 68 | 67.7126 | 68 | -0.0079075 | -0.017526 | -0.0021312 | 0 | 0 | 0.020005 | 0.0038203 | -0.001187 | -0.0042909 | -0.0044205 | -0.00017705 | -0.0062519 | -0.0064825 | 0.0030973 | 0.00065039 | 0 | 1.847 | 0 | 0 | 0 | 0 | 0 | 0 | 0 | 0 | 0 | 0.48946 | 0 | 0 | 0 | 0 | 1.4472 | 0 | 0 | 0
12 | 356 | 12 | 23 | 5.1216 | 62.2487 | 0 | 2.8236 | -0.04215 | -0.04215 | 68 | 67.4834 | 68 | -0.0079075 | -0.017526 | -0.0021312 | 0 | 0 | 0.0083359 | 0.0018621 | -0.0011852 | -0.0087796 | -0.0063589 | -0.00017705 | -0.0062519 | -0.0061631 | 0.0041315 | 0.0008666 | 0 | 3.3198 | 0 | 0 | 0 | 0 | 0 | 0 | 0 | 0 | 0 | 0.35461 | 0 | 0 | 0 | 0 | 1.4472 | 0 | 0 | 0
12 | 356 | 13 | 24.8 | 4.9662 | 62.2487 | 0 | 2.8236 | -0.040594 | -0.040594 | 68 | 67.5025 | 68 | -0.0075912 | -0.016825 | -0.002046 | 0 | 0 | 0.008659 | 0.0019394 | -0.001142 | -0.0080745 | -0.0059978 | -0.00016997 | -0.0060018 | -0.0064421 | 0.0030973 | 0.00065039 | 0 | 3.1973 | 0 | 0 | 0 | 0 | 0 | 0 | 0 | 0 | 0 | 0.35461 | 0 | 0 | 0 | 0 | 1.4143 | 0 | 0 | 0
12 | 356 | 14 | 24.8 | 5.5955 | 62.2487 | 0 | 2.2712 | -0.049814 | -0.049814 | 68 | 67.3895 | 68 | -0.0075912 | -0.016825 | -0.002046 | 0 | 0 | 0.0041624 | 0.0009294 | -0.0011345 | -0.011006 | -0.0072559 | -0.00016997 | -0.0060018 | -0.0054594 | 0.0025838 | 0.00054141 | 0 | 3.9234 | 0 | 0 | 0 | 0 | 0 | 0 | 0 | 0 | 0 | 0.29074 | 0 | 0 | 0 | 0 | 1.3814 | 0 | 0 | 0
12 | 356 | 15 | 24.8 | 5.6105 | 62.2487 | 0 | 2.2712 | -0.050422 | -0.050422 | 68 | 67.3821 | 68 | -0.0075912 | -0.016825 | -0.002046 | 0 | 0 | 0.0033299 | 0.00074352 | -0.0011347 | -0.010886 | -0.0070673 | -0.00016997 | -0.0060018 | -0.0054594 | 0.0026854 | 0.00056426 | 0 | 3.9713 | 0 | 0 | 0 | 0 | 0 | 0 | 0 | 0 | 0 | 0.29074 | 0 | 0 | 0 | 0 | 1.3485 | 0 | 0 | 0
12 | 356 | 16 | 24.8 | 5.4665 | 62.2487 | 0 | 2.2712 | -0.047758 | -0.047758 | 68 | 67.4147 | 68 | -0.0075912 | -0.016825 | -0.002046 | 0 | 0 | 0.0045191 | 0.0010091 | -0.0011322 | -0.010198 | -0.0068153 | -0.00016997 | -0.0060018 | -0.0051931 | 0.0026854 | 0.00056426 | 0 | 3.7615 | 0 | 0 | 0 | 0 | 0 | 0 | 0 | 0 | 0 | 0.29074 | 0 | 0 | 0 | 0 | 1.4143 | 0 | 0 | 0
12 | 356 | 17 | 26.6 | 5.8236 | 62.2487 | 0 | 2.2712 | -0.048951 | -0.048951 | 68 | 67.4001 | 68 | -0.0072749 | -0.016124 | -0.0019607 | 0 | 0 | 0.0014667 | 0.0003275 | -0.0010814 | -0.010884 | -0.0068053 | -0.00016289 | -0.0057517 | -0.004627 | 0.0039265 | 0.00082442 | 0 | 3.8555 | 0 | 0 | 0 | 0 | 0 | 0 | 0 | 0 | 0 | 0.29074 | 0 | 0 | 0 | 0 | 1.6774 | 0 | 0 | 0
12 | 356 | 18 | 24.8 | 6.7694 | 62.2487 | 0 | 3.8671 | -0.053188 | -0.053188 | 68 | 67.3482 | 68 | -0.0075912 | -0.016825 | -0.002046 | 0 | 0 | 0 | 0 | -0.0011309 | -0.011646 | -0.0070642 | -0.00016997 | -0.0060018 | -0.0049487 | 0.0042349 | 0.00088946 | 0 | 4.1892 | 0 | 0 | 0 | 0 | 0 | 0 | 0 | 0 | 0 | 0.47527 | 0 | 0 | 0 | 0 | 2.105 | 0 | 0 | 0
12 | 356 | 19 | 26.6 | 6.5538 | 62.2487 | 0 | 3.8671 | -0.050868 | -0.050868 | 68 | 67.3766 | 68 | -0.0072749 | -0.016124 | -0.0019607 | 0 | 0 | 0 | 0 | -0.0010865 | -0.011161 | -0.0067706 | -0.00016289 | -0.0057517 | -0.0051217 | 0.0045452 | 0.0009545 | 0 | 4.0065 | 0 | 0 | 0 | 0 | 0 | 0 | 0 | 0 | 0 | 0.47527 | 0 | 0 | 0 | 0 | 2.0721 | 0 | 0 | 0
12 | 356 | 20 | 26.6 | 6.1795 | 62.2487 | 0 | 3.8671 | -0.047786 | -0.047786 | 68 | 67.4144 | 68 | -0.0072749 | -0.016124 | -0.0019607 | 0 | 0 | 0 | 0 | -0.0010824 | -0.011161 | -0.0067695 | -0.00016289 | -0.0057517 | -0.004627 | 0.0071272 | 0.0014959 | 0 | 3.7637 | 0 | 0 | 0 | 0 | 0 | 0 | 0 | 0 | 0 | 0.47527 | 0 | 0 | 0 | 0 | 1.9405 | 0 | 0 | 0
12 | 356 | 21 | 26.6 | 6.0809 | 62.2487 | 0 | 3.8671 | -0.047787 | -0.047787 | 68 | 67.4144 | 68 | -0.0072749 | -0.016124 | -0.0019607 | 0 | 0 | 0 | 0 | -0.0010825 | -0.011161 | -0.0067695 | -0.00016289 | -0.0057517 | -0.004627 | 0.0071272 | 0.0014959 | 0 | 3.7637 | 0 | 0 | 0 | 0 | 0 | 0 | 0 | 0 | 0 | 0.47527 | 0 | 0 | 0 | 0 | 1.8419 | 0 | 0 | 0
12 | 356 | 22 | 26.6 | 5.8723 | 62.2487 | 0 | 3.1305 | -0.047473 | -0.047473 | 68 | 67.4182 | 68 | -0.0072749 | -0.016124 | -0.0019607 | 0 | 0 | 0 | 0 | -0.0010825 | -0.011161 | -0.0067695 | -0.00016289 | -0.0057517 | -0.004627 | 0.0074411 | 0.0015609 | 0 | 3.739 | 0 | 0 | 0 | 0 | 0 | 0 | 0 | 0 | 0 | 0.3901 | 0 | 0 | 0 | 0 | 1.7432 | 0 | 0 | 0
12 | 356 | 23 | 28.4 | 1.8704 | 62.2487 | 0 | 3.1305 | -0.044412 | 0 | 68 | 67.4557 | 67.4557 | -0.0069586 | -0.015422 | -0.0018755 | 0 | 0 | 0 | 0 | -0.0010271 | -0.010676 | -0.0064729 | -0.0001558 | -0.0055017 | -0.0037635 | 0.0074411 | 0.0015609 | 0 | 0 | 0 | 0 | 0 | 0 | 0 | 0 | 0 | 0 | 0 | 0.39036 | 0 | 0 | 0 | 0 | 1.4801 | 0 | 0 | 0
12 | 356 | 24 | 26.6 | 1.3059 | 62.2487 | 0 | 0.52176 | -0.047037 | 0 | 67.4557 | 66.8793 | 66.8793 | -0.0071792 | -0.015912 | -0.0019349 | 0 | 0 | 0 | 0 | -0.0010651 | -0.011014 | -0.0066797 | -0.00016074 | -0.0056761 | -0.0041312 | 0.0067153 | 0.0014098 | 0 | 0 | 0 | 0 | 0 | 0 | 0 | 0 | 0 | 0 | 0 | 0.089009 | 0 | 0 | 0 | 0 | 1.2169 | 0 | 0 | 0
12 | 357 | 1 | 24.8 | 1.0104 | 62.1135 | 0 | 0.52222 | -0.05321 | 0 | 66.8793 | 66.2272 | 66.2272 | -0.0073942 | -0.016388 | -0.0019929 | 0 | 0 | 0 | 0 | -0.001095 | -0.011344 | -0.0068791 | -0.00016556 | -0.0058461 | -0.0041718 | 0.0020667 | 0.00043418 | 0 | 0 | 0 | 0 | 0 | 0 | 0 | 0 | 0 | 0 | 0 | 0.089513 | 0 | 0 | 0 | 0 | 0.92093 | 0 | 0 | 0
12 | 357 | 2 | 26.6 | 3.409 | 62.1135 | 0 | 0.52222 | -0.049824 | -0.031287 | 66.2272 | 65.6166 | 66 | -0.0069633 | -0.015433 | -0.0018767 | 0 | 0 | 0 | 0 | -0.0010281 | -0.010683 | -0.0064774 | -0.00015591 | -0.0055054 | -0.0037679 | 0.0020667 | 0.00043418 | 0 | 2.4642 | 0 | 0 | 0 | 0 | 0 | 0 | 0 | 0 | 0 | 0.089625 | 0 | 0 | 0 | 0 | 0.85515 | 0 | 0 | 0
12 | 357 | 3 | 24.8 | 5.0202 | 62.1135 | 0 | 0.52222 | -0.052162 | -0.052162 | 66 | 65.3607 | 66 | -0.0072397 | -0.016046 | -0.0019512 | 0 | 0 | 0 | 0 | -0.0010741 | -0.011107 | -0.0067359 | -0.0001621 | -0.005724 | -0.004189 | 0.0020667 | 0.00043418 | 0 | 4.1084 | 0 | 0 | 0 | 0 | 0 | 0 | 0 | 0 | 0 | 0.089625 | 0 | 0 | 0 | 0 | 0.82226 | 0 | 0 | 0
12 | 357 | 4 | 26.6 | 4.7579 | 62.1135 | 0 | 0.52222 | -0.049249 | -0.049249 | 66 | 65.3964 | 66 | -0.0069234 | -0.015345 | -0.001866 | 0 | 0 | 0 | 0 | -0.0010177 | -0.010622 | -0.0064389 | -0.00015502 | -0.0054739 | -0.0034742 | 0.0020667 | 0.00043418 | 0 | 3.8789 | 0 | 0 | 0 | 0 | 0 | 0 | 0 | 0 | 0 | 0.089625 | 0 | 0 | 0 | 0 | 0.78937 | 0 | 0 | 0
12 | 357 | 5 | 26.6 | 4.7476 | 62.1135 | 0 | 0.52222 | -0.049118 | -0.049118 | 66 | 65.3981 | 66 | -0.0069234 | -0.015345 | -0.001866 | 0 | 0 | 0 | 0 | -0.0010175 | -0.010622 | -0.0064389 | -0.00015502 | -0.0054739 | -0.0033431 | 0.0020667 | 0.00043418 | 0 | 3.8686 | 0 | 0 | 0 | 0 | 0 | 0 | 0 | 0 | 0 | 0.089625 | 0 | 0 | 0 | 0 | 0.78937 | 0 | 0 | 0
12 | 357 | 6 | 26.6 | 17.6004 | 62.1135 | 0 | 0.61437 | -0.047731 | -0.21093 | 66 | 65.415 | 68 | -0.0069234 | -0.015345 | -0.001866 | 0 | 0 | 0 | 0 | -0.0010175 | -0.010622 | -0.0064389 | -0.00015502 | -0.0054739 | -0.0033431 | 0.0034529 | 0.00072422 | 0 | 16.613 | 0 | 0 | 0 | 0 | 0 | 0 | 0 | 0 | 0 | 0.099319 | 0 | 0 | 0 | 0 | 0.88804 | 0 | 0 | 0
12 | 357 | 7 | 26.6 | 5.6511 | 62.1135 | 0 | 4.6078 | -0.049998 | -0.049998 | 68 | 67.3873 | 68 | -0.0072749 | -0.016124 | -0.0019607 | 0 | 0 | 0 | 0 | -0.0010757 | -0.011161 | -0.0067676 | -0.00016289 | -0.0057517 | -0.0040582 | 0.0043383 | 0.00091055 | 0 | 3.9379 | 0 | 0 | 0 | 0 | 0 | 0 | 0 | 0 | 0 | 0.56205 | 0 | 0 | 0 | 0 | 1.1512 | 0 | 0 | 0
12 | 357 | 8 | 28.4 | 5.2685 | 62.1135 | 0 | 4.6078 | -0.042634 | -0.042634 | 68 | 67.4775 | 68 | -0.0069586 | -0.015422 | -0.0018755 | 0 | 0 | 0.00050885 | 1.2982e-05 | -0.0010296 | -0.0107 | -0.0062664 | -0.0001558 | -0.0055017 | -0.0039229 | 0.0086767 | 0.0018211 | 0 | 3.3579 | 0 | 0 | 0 | 0 | 0 | 0 | 0 | 0 | 0 | 0.56205 | 0 | 0 | 0 | 0 | 1.3485 | 0 | 0 | 0
12 | 357 | 9 | 28.4 | 4.3654 | 62.1135 | 0 | 3.9934 | -0.031654 | -0.031654 | 68 | 67.6121 | 68 | -0.0069586 | -0.015422 | -0.0018755 | 0 | 0 | 0.0082559 | 0.0014733 | -0.0010309 | -0.0073318 | -0.0042458 | -0.0001558 | -0.0055017 | -0.0039229 | 0.0050623 | 0.0010617 | 0 | 2.4931 | 0 | 0 | 0 | 0 | 0 | 0 | 0 | 0 | 0 | 0.49086 | 0 | 0 | 0 | 0 | 1.3814 | 0 | 0 | 0
12 | 357 | 10 | 28.4 | 5.4585 | 62.1135 | 0 | 3.9934 | -0.045116 | -0.045116 | 68 | 67.4471 | 68 | -0.0069586 | -0.015422 | -0.0018755 | 0 | 0 | 0.0019424 | 0.00043372 | -0.0010308 | -0.0096167 | -0.0061047 | -0.0001558 | -0.0055017 | -0.0039229 | 0.0030973 | 0.00065039 | 0 | 3.5534 | 0 | 0 | 0 | 0 | 0 | 0 | 0 | 0 | 0 | 0.49086 | 0 | 0 | 0 | 0 | 1.4143 | 0 | 0 | 0
12 | 357 | 11 | 28.4 | 5.3771 | 62.1135 | 0 | 3.9934 | -0.043665 | -0.043665 | 68 | 67.4649 | 68 | -0.0069586 | -0.015422 | -0.0018755 | 0 | 0 | 0.0028145 | 0.00062845 | -0.0010331 | -0.0091872 | -0.0059637 | -0.0001558 | -0.0055017 | -0.004107 | 0.0030973 | 0.00065039 | 0 | 3.4391 | 0 | 0 | 0 | 0 | 0 | 0 | 0 | 0 | 0 | 0.49086 | 0 | 0 | 0 | 0 | 1.4472 | 0 | 0 | 0
12 | 357 | 12 | 28.4 | 5.0379 | 62.1135 | 0 | 2.8261 | -0.041075 | -0.041075 | 68 | 67.4966 | 68 | -0.0069586 | -0.015422 | -0.0018755 | 0 | 0 | 0.0034488 | 0.00077007 | -0.0010308 | -0.0087638 | -0.0057938 | -0.0001558 | -0.0055017 | -0.0039229 | 0.0041315 | 0.0008666 | 0 | 3.2351 | 0 | 0 | 0 | 0 | 0 | 0 | 0 | 0 | 0 | 0.3556 | 0 | 0 | 0 | 0 | 1.4472 | 0 | 0 | 0
12 | 357 | 13 | 28.4 | 4.5958 | 62.1135 | 0 | 2.8261 | -0.035879 | -0.035879 | 68 | 67.5603 | 68 | -0.0069586 | -0.015422 | -0.0018755 | 0 | 0 | 0.0068976 | 0.0015401 | -0.0010377 | -0.0068263 | -0.0050931 | -0.0001558 | -0.0055017 | -0.0045432 | 0.0030973 | 0.00065039 | 0 | 2.8259 | 0 | 0 | 0 | 0 | 0 | 0 | 0 | 0 | 0 | 0.3556 | 0 | 0 | 0 | 0 | 1.4143 | 0 | 0 | 0
12 | 357 | 14 | 28.4 | 5.0459 | 62.1135 | 0 | 2.2732 | -0.042825 | -0.042825 | 68 | 67.4752 | 68 | -0.0069586 | -0.015422 | -0.0018755 | 0 | 0 | 0.0034488 | 0.00077007 | -0.0010329 | -0.0087728 | -0.0058011 | -0.0001558 | -0.0055017 | -0.004107 | 0.0025838 | 0.00054141 | 0 | 3.373 | 0 | 0 | 0 | 0 | 0 | 0 | 0 | 0 | 0 | 0.29153 | 0 | 0 | 0 | 0 | 1.3814 | 0 | 0 | 0
12 | 357 | 15 | 28.4 | 4.7846 | 62.1135 | 0 | 2.2732 | -0.039925 | -0.039925 | 68 | 67.5107 | 68 | -0.0069586 | -0.015422 | -0.0018755 | 0 | 0 | 0.0051138 | 0.0011418 | -0.0010376 | -0.0078815 | -0.0054902 | -0.0001558 | -0.0055017 | -0.0045432 | 0.0026854 | 0.00056426 | 0 | 3.1446 | 0 | 0 | 0 | 0 | 0 | 0 | 0 | 0 | 0 | 0.29153 | 0 | 0 | 0 | 0 | 1.3485 | 0 | 0 | 0
12 | 357 | 16 | 28.4 | 5.2496 | 62.1135 | 0 | 2.2732 | -0.044994 | -0.044994 | 68 | 67.4486 | 68 | -0.0069586 | -0.015422 | -0.0018755 | 0 | 0 | 0.0026956 | 0.0006019 | -0.0010399 | -0.0092452 | -0.0059854 | -0.0001558 | -0.0055017 | -0.0047925 | 0.0026854 | 0.00056426 | 0 | 3.5438 | 0 | 0 | 0 | 0 | 0 | 0 | 0 | 0 | 0 | 0.29153 | 0 | 0 | 0 | 0 | 1.4143 | 0 | 0 | 0
12 | 357 | 17 | 28.4 | 5.6302 | 62.1135 | 0 | 2.2732 | -0.046486 | -0.046486 | 68 | 67.4303 | 68 | -0.0069586 | -0.015422 | -0.0018755 | 0 | 0 | 0.00099104 | 0.00022129 | -0.0010328 | -0.010229 | -0.0063421 | -0.0001558 | -0.0055017 | -0.004107 | 0.0039265 | 0.00082442 | 0 | 3.6613 | 0 | 0 | 0 | 0 | 0 | 0 | 0 | 0 | 0 | 0.29153 | 0 | 0 | 0 | 0 | 1.6774 | 0 | 0 | 0
12 | 357 | 18 | 28.4 | 6.3946 | 62.1135 | 0 | 3.8705 | -0.048411 | -0.048411 | 68 | 67.4067 | 68 | -0.0069586 | -0.015422 | -0.0018755 | 0 | 0 | 0 | 0 | -0.0010376 | -0.010676 | -0.0064759 | -0.0001558 | -0.0055017 | -0.0045432 | 0.0042349 | 0.00088946 | 0 | 3.813 | 0 | 0 | 0 | 0 | 0 | 0 | 0 | 0 | 0 | 0.47663 | 0 | 0 | 0 | 0 | 2.105 | 0 | 0 | 0
12 | 357 | 19 | 28.4 | 6.3571 | 62.1135 | 0 | 3.8705 | -0.048353 | -0.048353 | 68 | 67.4074 | 68 | -0.0069586 | -0.015422 | -0.0018755 | 0 | 0 | 0 | 0 | -0.0010399 | -0.010676 | -0.0064765 | -0.0001558 | -0.0055017 | -0.0047925 | 0.0045452 | 0.0009545 | 0 | 3.8084 | 0 | 0 | 0 | 0 | 0 | 0 | 0 | 0 | 0 | 0.47663 | 0 | 0 | 0 | 0 | 2.0721 | 0 | 0 | 0
12 | 357 | 20 | 28.4 | 6.0023 | 62.1135 | 0 | 3.8705 | -0.045519 | -0.045519 | 68 | 67.4422 | 68 | -0.0069586 | -0.015422 | -0.0018755 | 0 | 0 | 0 | 0 | -0.0010375 | -0.010676 | -0.0064758 | -0.0001558 | -0.0055017 | -0.0045432 | 0.0071272 | 0.0014959 | 0 | 3.5851 | 0 | 0 | 0 | 0 | 0 | 0 | 0 | 0 | 0 | 0.47663 | 0 | 0 | 0 | 0 | 1.9405 | 0 | 0 | 0
12 | 357 | 21 | 28.4 | 5.8854 | 62.1135 | 0 | 3.8705 | -0.045287 | -0.045287 | 68 | 67.445 | 68 | -0.0069586 | -0.015422 | -0.0018755 | 0 | 0 | 0 | 0 | -0.0010352 | -0.010676 | -0.0064751 | -0.0001558 | -0.0055017 | -0.0043142 | 0.0071272 | 0.0014959 | 0 | 3.5669 | 0 | 0 | 0 | 0 | 0 | 0 | 0 | 0 | 0 | 0.47663 | 0 | 0 | 0 | 0 | 1.8419 | 0 | 0 | 0
12 | 357 | 22 | 28.4 | 5.7147 | 62.1135 | 0 | 3.1333 | -0.045457 | -0.045457 | 68 | 67.4429 | 68 | -0.0069586 | -0.015422 | -0.0018755 | 0 | 0 | 0 | 0 | -0.0010399 | -0.010676 | -0.0064765 | -0.0001558 | -0.0055017 | -0.0047925 | 0.0074411 | 0.0015609 | 0 | 3.5803 | 0 | 0 | 0 | 0 | 0 | 0 | 0 | 0 | 0 | 0.3912 | 0 | 0 | 0 | 0 | 1.7432 | 0 | 0 | 0
12 | 357 | 23 | 28.4 | 1.8715 | 62.1135 | 0 | 3.1333 | -0.045785 | 0 | 68 | 67.4389 | 67.4389 | -0.0069586 | -0.015422 | -0.0018755 | 0 | 0 | 0 | 0 | -0.0010426 | -0.010676 | -0.0064772 | -0.0001558 | -0.0055017 | -0.0051164 | 0.0074411 | 0.0015609 | 0 | 0 | 0 | 0 | 0 | 0 | 0 | 0 | 0 | 0 | 0 | 0.39147 | 0 | 0 | 0 | 0 | 1.4801 | 0 | 0 | 0
12 | 357 | 24 | 28.4 | 1.3061 | 62.1135 | 0 | 0.52222 | -0.044714 | 0 | 67.4389 | 66.8909 | 66.8909 | -0.00686 | -0.015204 | -0.0018489 | 0 | 0 | 0 | 0 | -0.0010181 | -0.010524 | -0.0063827 | -0.0001536 | -0.0054237 | -0.0040134 | 0.0067153 | 0.0014098 | 0 | 0 | 0 | 0 | 0 | 0 | 0 | 0 | 0 | 0 | 0 | 0.089186 | 0 | 0 | 0 | 0 | 1.2169 | 0 | 0 | 0
12 | 358 | 1 | 28.4 | 1.0106 | 61.9817 | 0 | 0.52266 | -0.048606 | 0 | 66.8909 | 66.2952 | 66.2952 | -0.0067637 | -0.014991 | -0.0018229 | 0 | 0 | 0 | 0 | -0.001004 | -0.010377 | -0.0062932 | -0.00015144 | -0.0053476 | -0.003923 | 0.0020667 | 0.00043418 | 0 | 0 | 0 | 0 | 0 | 0 | 0 | 0 | 0 | 0 | 0 | 0.089658 | 0 | 0 | 0 | 0 | 0.92093 | 0 | 0 | 0
12 | 358 | 2 | 28.4 | 2.8448 | 61.9817 | 0 | 0.52266 | -0.048213 | -0.024122 | 66.2952 | 65.7044 | 66 | -0.006659 | -0.014759 | -0.0017947 | 0 | 0 | 0 | 0 | -0.00099286 | -0.010216 | -0.006197 | -0.0001491 | -0.0052648 | -0.0042476 | 0.0020667 | 0.00043418 | 0 | 1.8998 | 0 | 0 | 0 | 0 | 0 | 0 | 0 | 0 | 0 | 0.089803 | 0 | 0 | 0 | 0 | 0.85515 | 0 | 0 | 0
12 | 358 | 3 | 28.4 | 4.6963 | 61.9817 | 0 | 0.52266 | -0.048046 | -0.048046 | 66 | 65.4112 | 66 | -0.0066071 | -0.014644 | -0.0017807 | 0 | 0 | 0 | 0 | -0.00098722 | -0.010136 | -0.0061493 | -0.00014793 | -0.0052238 | -0.0044368 | 0.0020667 | 0.00043418 | 0 | 3.7842 | 0 | 0 | 0 | 0 | 0 | 0 | 0 | 0 | 0 | 0.089803 | 0 | 0 | 0 | 0 | 0.82226 | 0 | 0 | 0
12 | 358 | 4 | 26.6 | 4.8609 | 61.9817 | 0 | 0.52266 | -0.050554 | -0.050554 | 66 | 65.3805 | 66 | -0.0069234 | -0.015345 | -0.001866 | 0 | 0 | 0 | 0 | -0.0010354 | -0.010622 | -0.006444 | -0.00015502 | -0.0054739 | -0.0047564 | 0.0020667 | 0.00043418 | 0 | 3.9817 | 0 | 0 | 0 | 0 | 0 | 0 | 0 | 0 | 0 | 0.089803 | 0 | 0 | 0 | 0 | 0.78937 | 0 | 0 | 0
12 | 358 | 5 | 26.6 | 4.8608 | 61.9817 | 0 | 0.52266 | -0.050553 | -0.050553 | 66 | 65.3805 | 66 | -0.0069234 | -0.015345 | -0.001866 | 0 | 0 | 0 | 0 | -0.0010346 | -0.010622 | -0.0064437 | -0.00015502 | -0.0054739 | -0.0047564 | 0.0020667 | 0.00043418 | 0 | 3.9816 | 0 | 0 | 0 | 0 | 0 | 0 | 0 | 0 | 0 | 0.089803 | 0 | 0 | 0 | 0 | 0.78937 | 0 | 0 | 0
12 | 358 | 6 | 26.6 | 17.6938 | 61.9817 | 0 | 0.61489 | -0.048915 | -0.21211 | 66 | 65.4005 | 68 | -0.0069234 | -0.015345 | -0.001866 | 0 | 0 | 0 | 0 | -0.0010322 | -0.010622 | -0.0064431 | -0.00015502 | -0.0054739 | -0.0045081 | 0.0034529 | 0.00072422 | 0 | 16.7062 | 0 | 0 | 0 | 0 | 0 | 0 | 0 | 0 | 0 | 0.099528 | 0 | 0 | 0 | 0 | 0.88804 | 0 | 0 | 0
12 | 358 | 7 | 26.6 | 5.7643 | 61.9817 | 0 | 4.6117 | -0.051415 | -0.051415 | 68 | 67.3699 | 68 | -0.0072749 | -0.016124 | -0.0019607 | 0 | 0 | 0 | 0 | -0.0010901 | -0.011161 | -0.0067717 | -0.00016289 | -0.0057517 | -0.005457 | 0.0043383 | 0.00091055 | 0 | 4.0495 | 0 | 0 | 0 | 0 | 0 | 0 | 0 | 0 | 0 | 0.56363 | 0 | 0 | 0 | 0 | 1.1512 | 0 | 0 | 0
12 | 358 | 8 | 26.6 | 5.5538 | 61.9817 | 0 | 4.6117 | -0.046237 | -0.046237 | 68 | 67.4334 | 68 | -0.0072749 | -0.016124 | -0.0019607 | 0 | 0 | 0 | 0 | -0.0010823 | -0.011161 | -0.0067695 | -0.00016289 | -0.0057517 | -0.004627 | 0.0086767 | 0.0018211 | 0 | 3.6417 | 0 | 0 | 0 | 0 | 0 | 0 | 0 | 0 | 0 | 0.56363 | 0 | 0 | 0 | 0 | 1.3485 | 0 | 0 | 0
12 | 358 | 9 | 26.6 | 5.6802 | 61.9817 | 0 | 3.9968 | -0.048331 | -0.048331 | 68 | 67.4077 | 68 | -0.0072749 | -0.016124 | -0.0019607 | 0 | 0 | 0.00111 | 0.00024784 | -0.0010849 | -0.010814 | -0.0067145 | -0.00016289 | -0.0057517 | -0.0048638 | 0.0050623 | 0.0010617 | 0 | 3.8066 | 0 | 0 | 0 | 0 | 0 | 0 | 0 | 0 | 0 | 0.49223 | 0 | 0 | 0 | 0 | 1.3814 | 0 | 0 | 0
12 | 358 | 10 | 28.4 | 5.4485 | 61.9817 | 0 | 3.9968 | -0.044972 | -0.044972 | 68 | 67.4489 | 68 | -0.0069586 | -0.015422 | -0.0018755 | 0 | 0 | 0.0022199 | 0.00049568 | -0.0010293 | -0.0097174 | -0.0062008 | -0.0001558 | -0.0055017 | -0.0039229 | 0.0030973 | 0.00065039 | 0 | 3.542 | 0 | 0 | 0 | 0 | 0 | 0 | 0 | 0 | 0 | 0.49223 | 0 | 0 | 0 | 0 | 1.4143 | 0 | 0 | 0
12 | 358 | 11 | 28.4 | 4.9734 | 61.9817 | 0 | 3.9968 | -0.038521 | -0.038521 | 68 | 67.5279 | 68 | -0.0069586 | -0.015422 | -0.0018755 | 0 | 0 | 0.0056687 | 0.0012658 | -0.0010377 | -0.0076395 | -0.0054188 | -0.0001558 | -0.0055017 | -0.0045432 | 0.0030973 | 0.00065039 | 0 | 3.034 | 0 | 0 | 0 | 0 | 0 | 0 | 0 | 0 | 0 | 0.49223 | 0 | 0 | 0 | 0 | 1.4472 | 0 | 0 | 0
12 | 358 | 12 | 28.4 | 4.9756 | 61.9817 | 0 | 2.8285 | -0.040271 | -0.040271 | 68 | 67.5065 | 68 | -0.0069586 | -0.015422 | -0.0018755 | 0 | 0 | 0.0046777 | 0.0010445 | -0.0010427 | -0.0083408 | -0.0057111 | -0.0001558 | -0.0055017 | -0.0051164 | 0.0041315 | 0.0008666 | 0 | 3.1718 | 0 | 0 | 0 | 0 | 0 | 0 | 0 | 0 | 0 | 0.35657 | 0 | 0 | 0 | 0 | 1.4472 | 0 | 0 | 0
12 | 358 | 13 | 30.2 | 4.9163 | 61.9817 | 0 | 2.8285 | -0.039937 | -0.039937 | 68 | 67.5106 | 68 | -0.0066423 | -0.014721 | -0.0017902 | 0 | 0 | 0.0042813 | 0.00095595 | -0.00098921 | -0.0086547 | -0.0058416 | -0.00014872 | -0.0052516 | -0.0042313 | 0.0030973 | 0.00065039 | 0 | 3.1455 | 0 | 0 | 0 | 0 | 0 | 0 | 0 | 0 | 0 | 0.35657 | 0 | 0 | 0 | 0 | 1.4143 | 0 | 0 | 0
12 | 358 | 14 | 32 | 3.6657 | 61.9817 | 0 | 2.2751 | -0.025292 | -0.025292 | 68 | 67.69 | 68 | -0.006326 | -0.01402 | -0.001705 | 0 | 0 | 0.01111 | 0.0024326 | -0.00094432 | -0.0049119 | -0.0042077 | -0.00014164 | -0.0050015 | -0.00416 | 0.0025838 | 0.00054141 | 0 | 1.992 | 0 | 0 | 0 | 0 | 0 | 0 | 0 | 0 | 0 | 0.29231 | 0 | 0 | 0 | 0 | 1.3814 | 0 | 0 | 0
12 | 358 | 15 | 32 | 4.741 | 61.9817 | 0 | 2.2751 | -0.039361 | -0.039361 | 68 | 67.5176 | 68 | -0.006326 | -0.01402 | -0.001705 | 0 | 0 | 0.0040038 | 0.00089399 | -0.00094975 | -0.0084136 | -0.0056582 | -0.00014164 | -0.0050015 | -0.0047285 | 0.0026854 | 0.00056426 | 0 | 3.1002 | 0 | 0 | 0 | 0 | 0 | 0 | 0 | 0 | 0 | 0.29231 | 0 | 0 | 0 | 0 | 1.3485 | 0 | 0 | 0
12 | 358 | 16 | 32 | 3.8411 | 61.9817 | 0 | 2.2751 | -0.027101 | -0.027101 | 68 | 67.6679 | 68 | -0.006326 | -0.01402 | -0.001705 | 0 | 0 | 0.0099132 | 0.0016776 | -0.00094494 | -0.0054513 | -0.0036268 | -0.00014164 | -0.0050015 | -0.00416 | 0.0026854 | 0.00056426 | 0 | 2.1345 | 0 | 0 | 0 | 0 | 0 | 0 | 0 | 0 | 0 | 0.29231 | 0 | 0 | 0 | 0 | 1.4143 | 0 | 0 | 0
12 | 358 | 17 | 30.2 | 5.0286 | 61.9817 | 0 | 2.2751 | -0.038838 | -0.038838 | 68 | 67.524 | 68 | -0.0066423 | -0.014721 | -0.0017902 | 0 | 0 | 0.0052133 | 0.00037395 | -0.00098886 | -0.0097725 | -0.0050255 | -0.00014872 | -0.0052516 | -0.0040103 | 0.0039265 | 0.00082442 | 0 | 3.0589 | 0 | 0 | 0 | 0 | 0 | 0 | 0 | 0 | 0 | 0.29231 | 0 | 0 | 0 | 0 | 1.6774 | 0 | 0 | 0
12 | 358 | 18 | 30.02 | 6.1791 | 61.9817 | 0 | 3.8738 | -0.045659 | -0.045659 | 68 | 67.4404 | 68 | -0.0066739 | -0.014792 | -0.0017987 | 0 | 0 | 0 | 0 | -0.00098972 | -0.010239 | -0.0062103 | -0.00014943 | -0.0052766 | -0.0037652 | 0.0042349 | 0.00088946 | 0 | 3.5962 | 0 | 0 | 0 | 0 | 0 | 0 | 0 | 0 | 0 | 0.47795 | 0 | 0 | 0 | 0 | 2.105 | 0 | 0 | 0
12 | 358 | 19 | 30.2 | 6.0815 | 61.9817 | 0 | 3.8738 | -0.044838 | -0.044838 | 68 | 67.4505 | 68 | -0.0066423 | -0.014721 | -0.0017902 | 0 | 0 | 0 | 0 | -0.00098152 | -0.01019 | -0.0061789 | -0.00014872 | -0.0052516 | -0.0034781 | 0.0045452 | 0.0009545 | 0 | 3.5315 | 0 | 0 | 0 | 0 | 0 | 0 | 0 | 0 | 0 | 0.47795 | 0 | 0 | 0 | 0 | 2.0721 | 0 | 0 | 0
12 | 358 | 20 | 30.2 | 5.7163 | 61.9817 | 0 | 3.8738 | -0.041872 | -0.041872 | 68 | 67.4869 | 68 | -0.0066423 | -0.014721 | -0.0017902 | 0 | 0 | 0 | 0 | -0.00097562 | -0.01019 | -0.0061773 | -0.00014872 | -0.0052516 | -0.0031012 | 0.0071272 | 0.0014959 | 0 | 3.2979 | 0 | 0 | 0 | 0 | 0 | 0 | 0 | 0 | 0 | 0.47795 | 0 | 0 | 0 | 0 | 1.9405 | 0 | 0 | 0
12 | 358 | 21 | 30.2 | 5.6177 | 61.9817 | 0 | 3.8738 | -0.041872 | -0.041872 | 68 | 67.4869 | 68 | -0.0066423 | -0.014721 | -0.0017902 | 0 | 0 | 0 | 0 | -0.0009759 | -0.01019 | -0.0061774 | -0.00014872 | -0.0052516 | -0.0031012 | 0.0071272 | 0.0014959 | 0 | 3.2979 | 0 | 0 | 0 | 0 | 0 | 0 | 0 | 0 | 0 | 0.47795 | 0 | 0 | 0 | 0 | 1.8419 | 0 | 0 | 0
12 | 358 | 22 | 28.4 | 5.6025 | 61.9817 | 0 | 3.136 | -0.044019 | -0.044019 | 68 | 67.4605 | 68 | -0.0069586 | -0.015422 | -0.0018755 | 0 | 0 | 0 | 0 | -0.0010246 | -0.010676 | -0.0064722 | -0.0001558 | -0.0055017 | -0.0033739 | 0.0074411 | 0.0015609 | 0 | 3.467 | 0 | 0 | 0 | 0 | 0 | 0 | 0 | 0 | 0 | 0.39227 | 0 | 0 | 0 | 0 | 1.7432 | 0 | 0 | 0
12 | 358 | 23 | 26.6 | 1.8726 | 61.9817 | 0 | 3.136 | -0.046488 | 0 | 68 | 67.4303 | 67.4303 | -0.0072749 | -0.016124 | -0.0019607 | 0 | 0 | 0 | 0 | -0.0010715 | -0.011161 | -0.0067664 | -0.00016289 | -0.0057517 | -0.0036562 | 0.0074411 | 0.0015609 | 0 | 0 | 0 | 0 | 0 | 0 | 0 | 0 | 0 | 0 | 0 | 0.39254 | 0 | 0 | 0 | 0 | 1.4801 | 0 | 0 | 0
12 | 358 | 24 | 26.6 | 1.3063 | 61.9817 | 0 | 0.52266 | -0.046566 | 0 | 67.4303 | 66.8596 | 66.8596 | -0.0071748 | -0.015902 | -0.0019337 | 0 | 0 | 0 | 0 | -0.0010572 | -0.011007 | -0.0066734 | -0.00016064 | -0.0056726 | -0.0037002 | 0.0067153 | 0.0014098 | 0 | 0 | 0 | 0 | 0 | 0 | 0 | 0 | 0 | 0 | 0 | 0.08938 | 0 | 0 | 0 | 0 | 1.2169 | 0 | 0 | 0
12 | 359 | 1 | 24.8 | 1.0108 | 61.8534 | 0 | 0.52309 | -0.052909 | 0 | 66.8596 | 66.2112 | 66.2112 | -0.0073908 | -0.01638 | -0.0019919 | 0 | 0 | 0 | 0 | -0.0010909 | -0.011339 | -0.0068749 | -0.00016548 | -0.0058434 | -0.0038992 | 0.0020667 | 0.00043418 | 0 | 0 | 0 | 0 | 0 | 0 | 0 | 0 | 0 | 0 | 0 | 0.089873 | 0 | 0 | 0 | 0 | 0.92093 | 0 | 0 | 0
12 | 359 | 2 | 26.6 | 3.4789 | 61.8534 | 0 | 0.52309 | -0.049404 | -0.032171 | 66.2112 | 65.6057 | 66 | -0.0069605 | -0.015427 | -0.001876 | 0 | 0 | 0 | 0 | -0.0010209 | -0.010679 | -0.0064728 | -0.00015585 | -0.0055032 | -0.0033757 | 0.0020667 | 0.00043418 | 0 | 2.5338 | 0 | 0 | 0 | 0 | 0 | 0 | 0 | 0 | 0 | 0.089977 | 0 | 0 | 0 | 0 | 0.85515 | 0 | 0 | 0
12 | 359 | 3 | 26.6 | 4.7808 | 61.8534 | 0 | 0.52309 | -0.049118 | -0.049118 | 66 | 65.3981 | 66 | -0.0069234 | -0.015345 | -0.001866 | 0 | 0 | 0 | 0 | -0.0010177 | -0.010622 | -0.006439 | -0.00015502 | -0.0054739 | -0.0033431 | 0.0020667 | 0.00043418 | 0 | 3.8686 | 0 | 0 | 0 | 0 | 0 | 0 | 0 | 0 | 0 | 0.089977 | 0 | 0 | 0 | 0 | 0.82226 | 0 | 0 | 0
12 | 359 | 4 | 24.8 | 4.9425 | 61.8534 | 0 | 0.52309 | -0.051587 | -0.051587 | 66 | 65.3678 | 66 | -0.0072397 | -0.016046 | -0.0019512 | 0 | 0 | 0 | 0 | -0.0010663 | -0.011107 | -0.0067337 | -0.0001621 | -0.005724 | -0.0036244 | 0.0020667 | 0.00043418 | 0 | 4.0631 | 0 | 0 | 0 | 0 | 0 | 0 | 0 | 0 | 0 | 0.089977 | 0 | 0 | 0 | 0 | 0.78937 | 0 | 0 | 0
12 | 359 | 5 | 24.8 | 4.9423 | 61.8534 | 0 | 0.52309 | -0.051585 | -0.051585 | 66 | 65.3678 | 66 | -0.0072397 | -0.016046 | -0.0019512 | 0 | 0 | 0 | 0 | -0.0010644 | -0.011107 | -0.0067332 | -0.0001621 | -0.005724 | -0.0036244 | 0.0020667 | 0.00043418 | 0 | 4.0629 | 0 | 0 | 0 | 0 | 0 | 0 | 0 | 0 | 0 | 0.089977 | 0 | 0 | 0 | 0 | 0.78937 | 0 | 0 | 0
12 | 359 | 6 | 24.8 | 17.7951 | 61.8534 | 0 | 0.6154 | -0.050199 | -0.2134 | 66 | 65.3848 | 68 | -0.0072397 | -0.016046 | -0.0019512 | 0 | 0 | 0 | 0 | -0.0010644 | -0.011107 | -0.0067332 | -0.0001621 | -0.005724 | -0.0036244 | 0.0034529 | 0.00072422 | 0 | 16.8073 | 0 | 0 | 0 | 0 | 0 | 0 | 0 | 0 | 0 | 0.099733 | 0 | 0 | 0 | 0 | 0.88804 | 0 | 0 | 0
12 | 359 | 7 | 24.8 | 5.8283 | 61.8534 | 0 | 4.6155 | -0.052208 | -0.052208 | 68 | 67.3602 | 68 | -0.0075912 | -0.016825 | -0.002046 | 0 | 0 | 0 | 0 | -0.0011186 | -0.011646 | -0.0070608 | -0.00016997 | -0.0060018 | -0.0040877 | 0.0043383 | 0.00091055 | 0 | 4.112 | 0 | 0 | 0 | 0 | 0 | 0 | 0 | 0 | 0 | 0.56516 | 0 | 0 | 0 | 0 | 1.1512 | 0 | 0 | 0
12 | 359 | 8 | 24.8 | 5.7092 | 61.8534 | 0 | 4.6155 | -0.048191 | -0.048191 | 68 | 67.4094 | 68 | -0.0075912 | -0.016825 | -0.002046 | 0 | 0 | 0.00076096 | 1.878e-05 | -0.0011165 | -0.011646 | -0.0083032 | -0.00016997 | -0.0060018 | -0.003948 | 0.0086767 | 0.0018211 | 0 | 3.7956 | 0 | 0 | 0 | 0 | 0 | 0 | 0 | 0 | 0 | 0.56516 | 0 | 0 | 0 | 0 | 1.3485 | 0 | 0 | 0
12 | 359 | 9 | 24.8 | 4.8474 | 61.8534 | 0 | 4.0001 | -0.03774 | -0.03774 | 68 | 67.5375 | 68 | -0.0075912 | -0.016825 | -0.002046 | 0 | 0 | 0.0094617 | 0.0015089 | -0.0011166 | -0.010466 | -0.0056095 | -0.00016997 | -0.0060018 | -0.003948 | 0.0050623 | 0.0010617 | 0 | 2.9725 | 0 | 0 | 0 | 0 | 0 | 0 | 0 | 0 | 0 | 0.49356 | 0 | 0 | 0 | 0 | 1.3814 | 0 | 0 | 0
12 | 359 | 10 | 26.6 | 3.5214 | 61.8534 | 0 | 4.0001 | -0.020486 | -0.020486 | 68 | 67.7489 | 68 | -0.0072749 | -0.016124 | -0.0019607 | 0 | 0 | 0.020944 | 0.002871 | -0.0010675 | -0.0068876 | -0.0045137 | -0.00016289 | -0.0057517 | -0.0036562 | 0.0030973 | 0.00065039 | 0 | 1.6135 | 0 | 0 | 0 | 0 | 0 | 0 | 0 | 0 | 0 | 0.49356 | 0 | 0 | 0 | 0 | 1.4143 | 0 | 0 | 0
12 | 359 | 11 | 30.2 | 2.2925 | 61.8534 | 0 | 4.0001 | -0.0044657 | -0.0044657 | 68 | 67.9453 | 68 | -0.0066423 | -0.014721 | -0.0017902 | 0 | 0 | 0.025999 | 0.0043157 | -0.0009715 | -0.0020802 | -0.0031703 | -0.00014872 | -0.0052516 | -0.0031012 | 0.0030973 | 0.00065039 | 0 | 0.35173 | 0 | 0 | 0 | 0 | 0 | 0 | 0 | 0 | 0 | 0.49356 | 0 | 0 | 0 | 0 | 1.4472 | 0 | 0 | 0
12 | 359 | 12 | 33.8 | 1.8047 | 61.8534 | 0 | 2.8308 | 0.0036931 | 0 | 68 | 68.0453 | 68.0453 | -0.0060097 | -0.013319 | -0.0016197 | 0 | 0 | 0.027324 | 0.0050374 | -0.00087808 | -9.1844e-05 | -0.00341 | -0.00013456 | -0.0047514 | -0.002585 | 0.0041315 | 0.0008666 | 0 | 0 | 0 | 0 | 0 | 0 | 0 | 0 | 0 | 0 | 0 | 0.35749 | 0 | 0 | 0 | 0 | 1.4472 | 0 | 0 | 0
12 | 359 | 13 | 35.6 | 1.7717 | 61.8534 | 0 | 2.8308 | 0.0062205 | 0 | 68.0453 | 68.1215 | 68.1215 | -0.0057013 | -0.012636 | -0.0015366 | 0 | 0 | 0.027368 | 0.0050888 | -0.0008392 | 0.00095178 | -0.0030173 | -0.00012765 | -0.0045077 | -0.00257 | 0.0030973 | 0.00065039 | 0 | 0 | 0 | 0 | 0 | 0 | 0 | 0 | 0 | 0 | 0 | 0.35745 | 0 | 0 | 0 | 0 | 1.4143 | 0 | 0 | 0
12 | 359 | 14 | 37.4 | 1.6744 | 61.8534 | 0 | 2.277 | 0.0020648 | 0 | 68.1215 | 68.1468 | 68.1468 | -0.0053984 | -0.011965 | -0.001455 | 0 | 0 | 0.02358 | 0.0041812 | -0.00078975 | 0.00021242 | -0.0023707 | -0.00012087 | -0.0042682 | -0.0021245 | 0.0025838 | 0.00054141 | 0 | 0 | 0 | 0 | 0 | 0 | 0 | 0 | 0 | 0 | 0 | 0.29299 | 0 | 0 | 0 | 0 | 1.3814 | 0 | 0 | 0
12 | 359 | 15 | 37.4 | 1.6415 | 61.8534 | 0 | 2.277 | -0.0035978 | 0 | 68.1468 | 68.1027 | 68.1027 | -0.0054029 | -0.011975 | -0.0014562 | 0 | 0 | 0.020617 | 0.0030972 | -0.00079628 | -0.0013764 | -0.0022572 | -0.00012097 | -0.0042717 | -0.0023413 | 0.0026854 | 0.00056426 | 0 | 0 | 0 | 0 | 0 | 0 | 0 | 0 | 0 | 0 | 0 | 0.29301 | 0 | 0 | 0 | 0 | 1.3485 | 0 | 0 | 0
12 | 359 | 16 | 39.2 | 2.6771 | 61.8534 | 0 | 2.277 | -0.020693 | -0.012312 | 68.1027 | 67.8491 | 68 | -0.0050788 | -0.011256 | -0.0013688 | 0 | 0 | 0.0081288 | 0.0015912 | -0.00074253 | -0.0050398 | -0.0035836 | -0.00011372 | -0.0040155 | -0.0018993 | 0.0026854 | 0.00056426 | 0 | 0.96975 | 0 | 0 | 0 | 0 | 0 | 0 | 0 | 0 | 0 | 0.29306 | 0 | 0 | 0 | 0 | 1.4143 | 0 | 0 | 0
12 | 359 | 17 | 39.2 | 4.0692 | 61.8534 | 0 | 2.277 | -0.026647 | -0.026647 | 68 | 67.6734 | 68 | -0.0050608 | -0.011216 | -0.001364 | 0 | 0 | 0.0053393 | 0.00056485 | -0.00074202 | -0.0078604 | -0.0042327 | -0.00011331 | -0.0040012 | -0.0018869 | 0.0039265 | 0.00082442 | 0 | 2.0988 | 0 | 0 | 0 | 0 | 0 | 0 | 0 | 0 | 0 | 0.29306 | 0 | 0 | 0 | 0 | 1.6774 | 0 | 0 | 0
12 | 359 | 18 | 37.4 | 5.3919 | 61.8534 | 0 | 3.877 | -0.035648 | -0.035648 | 68 | 67.5631 | 68 | -0.0053771 | -0.011917 | -0.0014492 | 0 | 0 | 0 | 0 | -0.00079842 | -0.0082494 | -0.0050034 | -0.00012039 | -0.0042513 | -0.0027162 | 0.0042349 | 0.00088946 | 0 | 2.8077 | 0 | 0 | 0 | 0 | 0 | 0 | 0 | 0 | 0 | 0.47923 | 0 | 0 | 0 | 0 | 2.105 | 0 | 0 | 0
12 | 359 | 19 | 37.4 | 5.3029 | 61.8534 | 0 | 3.877 | -0.034935 | -0.034935 | 68 | 67.5719 | 68 | -0.0053771 | -0.011917 | -0.0014492 | 0 | 0 | 0 | 0 | -0.00079209 | -0.0082494 | -0.0050013 | -0.00012039 | -0.0042513 | -0.002322 | 0.0045452 | 0.0009545 | 0 | 2.7515 | 0 | 0 | 0 | 0 | 0 | 0 | 0 | 0 | 0 | 0.47923 | 0 | 0 | 0 | 0 | 2.0721 | 0 | 0 | 0
12 | 359 | 20 | 32 | 5.5351 | 61.8534 | 0 | 3.877 | -0.039554 | -0.039554 | 68 | 67.5153 | 68 | -0.006326 | -0.01402 | -0.001705 | 0 | 0 | 0 | 0 | -0.00093536 | -0.0097051 | -0.0058849 | -0.00014164 | -0.0050015 | -0.0029611 | 0.0071272 | 0.0014959 | 0 | 3.1153 | 0 | 0 | 0 | 0 | 0 | 0 | 0 | 0 | 0 | 0.47923 | 0 | 0 | 0 | 0 | 1.9405 | 0 | 0 | 0
12 | 359 | 21 | 30.2 | 5.6191 | 61.8534 | 0 | 3.877 | -0.041874 | -0.041874 | 68 | 67.4868 | 68 | -0.0066423 | -0.014721 | -0.0017902 | 0 | 0 | 0 | 0 | -0.00097743 | -0.01019 | -0.0061778 | -0.00014872 | -0.0052516 | -0.0031012 | 0.0071272 | 0.0014959 | 0 | 3.2981 | 0 | 0 | 0 | 0 | 0 | 0 | 0 | 0 | 0 | 0.47923 | 0 | 0 | 0 | 0 | 1.8419 | 0 | 0 | 0
12 | 359 | 22 | 30.2 | 5.4199 | 61.8534 | 0 | 3.1385 | -0.041688 | -0.041688 | 68 | 67.4891 | 68 | -0.0066423 | -0.014721 | -0.0017902 | 0 | 0 | 0 | 0 | -0.00097811 | -0.01019 | -0.006178 | -0.00014872 | -0.0052516 | -0.0032285 | 0.0074411 | 0.0015609 | 0 | 3.2834 | 0 | 0 | 0 | 0 | 0 | 0 | 0 | 0 | 0 | 0.39331 | 0 | 0 | 0 | 0 | 1.7432 | 0 | 0 | 0
12 | 359 | 23 | 30.2 | 1.8736 | 61.8534 | 0 | 3.1385 | -0.041558 | 0 | 68 | 67.4907 | 67.4907 | -0.0066423 | -0.014721 | -0.0017902 | 0 | 0 | 0 | 0 | -0.00097578 | -0.01019 | -0.0061773 | -0.00014872 | -0.0052516 | -0.0031012 | 0.0074411 | 0.0015609 | 0 | 0 | 0 | 0 | 0 | 0 | 0 | 0 | 0 | 0 | 0 | 0.39356 | 0 | 0 | 0 | 0 | 1.4801 | 0 | 0 | 0
12 | 359 | 24 | 28.4 | 1.3064 | 61.8534 | 0 | 0.52309 | -0.044182 | 0 | 67.4907 | 66.9492 | 66.9492 | -0.0068691 | -0.015224 | -0.0018513 | 0 | 0 | 0 | 0 | -0.0010135 | -0.010538 | -0.0063895 | -0.0001538 | -0.0054309 | -0.0034261 | 0.0067153 | 0.0014098 | 0 | 0 | 0 | 0 | 0 | 0 | 0 | 0 | 0 | 0 | 0 | 0.089509 | 0 | 0 | 0 | 0 | 1.2169 | 0 | 0 | 0
12 | 360 | 1 | 28.4 | 1.0109 | 61.7285 | 0 | 0.52351 | -0.048087 | 0 | 66.9492 | 66.3599 | 66.3599 | -0.0067739 | -0.015013 | -0.0018257 | 0 | 0 | 0 | 0 | -0.00099764 | -0.010392 | -0.0063005 | -0.00015167 | -0.0053557 | -0.0033426 | 0.0020667 | 0.00043418 | 0 | 0 | 0 | 0 | 0 | 0 | 0 | 0 | 0 | 0 | 0 | 0.089969 | 0 | 0 | 0 | 0 | 0.92093 | 0 | 0 | 0
12 | 360 | 2 | 26.6 | 2.5396 | 61.7285 | 0 | 0.52351 | -0.049613 | -0.020242 | 66.3599 | 65.7519 | 66 | -0.0069867 | -0.015485 | -0.001883 | 0 | 0 | 0 | 0 | -0.0010288 | -0.010719 | -0.0064983 | -0.00015643 | -0.0055239 | -0.0033986 | 0.0020667 | 0.00043418 | 0 | 1.5943 | 0 | 0 | 0 | 0 | 0 | 0 | 0 | 0 | 0 | 0.090146 | 0 | 0 | 0 | 0 | 0.85515 | 0 | 0 | 0
12 | 360 | 3 | 28.4 | 4.5872 | 61.7285 | 0 | 0.52351 | -0.046657 | -0.046657 | 66 | 65.4282 | 66 | -0.0066071 | -0.014644 | -0.0017807 | 0 | 0 | 0 | 0 | -0.0009686 | -0.010136 | -0.006144 | -0.00014793 | -0.0052238 | -0.0030714 | 0.0020667 | 0.00043418 | 0 | 3.6748 | 0 | 0 | 0 | 0 | 0 | 0 | 0 | 0 | 0 | 0.090146 | 0 | 0 | 0 | 0 | 0.82226 | 0 | 0 | 0
12 | 360 | 4 | 26.6 | 4.7588 | 61.7285 | 0 | 0.52351 | -0.049254 | -0.049254 | 66 | 65.3964 | 66 | -0.0069234 | -0.015345 | -0.001866 | 0 | 0 | 0 | 0 | -0.0010216 | -0.010622 | -0.0064401 | -0.00015502 | -0.0054739 | -0.0034742 | 0.0020667 | 0.00043418 | 0 | 3.8793 | 0 | 0 | 0 | 0 | 0 | 0 | 0 | 0 | 0 | 0.090146 | 0 | 0 | 0 | 0 | 0.78937 | 0 | 0 | 0
12 | 360 | 5 | 26.6 | 4.7481 | 61.7285 | 0 | 0.52351 | -0.049117 | -0.049117 | 66 | 65.3981 | 66 | -0.0069234 | -0.015345 | -0.001866 | 0 | 0 | 0 | 0 | -0.0010174 | -0.010622 | -0.0064389 | -0.00015502 | -0.0054739 | -0.0033431 | 0.0020667 | 0.00043418 | 0 | 3.8686 | 0 | 0 | 0 | 0 | 0 | 0 | 0 | 0 | 0 | 0.090146 | 0 | 0 | 0 | 0 | 0.78937 | 0 | 0 | 0
12 | 360 | 6 | 26.6 | 17.6215 | 61.7285 | 0 | 0.61589 | -0.047992 | -0.21119 | 66 | 65.4118 | 68 | -0.0069234 | -0.015345 | -0.001866 | 0 | 0 | 0 | 0 | -0.0010218 | -0.010622 | -0.0064402 | -0.00015502 | -0.0054739 | -0.0035983 | 0.0034529 | 0.00072422 | 0 | 16.6335 | 0 | 0 | 0 | 0 | 0 | 0 | 0 | 0 | 0 | 0.099932 | 0 | 0 | 0 | 0 | 0.88804 | 0 | 0 | 0
12 | 360 | 7 | 24.8 | 5.8187 | 61.7285 | 0 | 4.6192 | -0.052068 | -0.052068 | 68 | 67.3619 | 68 | -0.0075912 | -0.016825 | -0.002046 | 0 | 0 | 0 | 0 | -0.0011179 | -0.011646 | -0.0070606 | -0.00016997 | -0.0060018 | -0.003948 | 0.0043383 | 0.00091055 | 0 | 4.1009 | 0 | 0 | 0 | 0 | 0 | 0 | 0 | 0 | 0 | 0.56665 | 0 | 0 | 0 | 0 | 1.1512 | 0 | 0 | 0
12 | 360 | 8 | 26.6 | 5.5228 | 61.7285 | 0 | 4.6192 | -0.045805 | -0.045805 | 68 | 67.4387 | 68 | -0.0072749 | -0.016124 | -0.0019607 | 0 | 0 | 0.00090947 | 2.1996e-05 | -0.0010724 | -0.011161 | -0.0079856 | -0.00016289 | -0.0057517 | -0.0039204 | 0.0086767 | 0.0018211 | 0 | 3.6077 | 0 | 0 | 0 | 0 | 0 | 0 | 0 | 0 | 0 | 0.56665 | 0 | 0 | 0 | 0 | 1.3485 | 0 | 0 | 0
12 | 360 | 9 | 32 | 4.1172 | 61.7285 | 0 | 4.0033 | -0.028453 | -0.028453 | 68 | 67.6513 | 68 | -0.006326 | -0.01402 | -0.001705 | 0 | 0 | 0.0095952 | 0.0014286 | -0.00093298 | -0.0088218 | -0.0042388 | -0.00014164 | -0.0050015 | -0.0033509 | 0.0050623 | 0.0010617 | 0 | 2.241 | 0 | 0 | 0 | 0 | 0 | 0 | 0 | 0 | 0 | 0.49485 | 0 | 0 | 0 | 0 | 1.3814 | 0 | 0 | 0
12 | 360 | 10 | 37.4 | 2.3533 | 61.7285 | 0 | 4.0033 | -0.0056397 | -0.0056397 | 68 | 67.9309 | 68 | -0.0053771 | -0.011917 | -0.0014492 | 0 | 0 | 0.022223 | 0.0029493 | -0.00080103 | -0.0040344 | -0.0026802 | -0.00012039 | -0.0042513 | -0.0032781 | 0.0030973 | 0.00065039 | 0 | 0.44419 | 0 | 0 | 0 | 0 | 0 | 0 | 0 | 0 | 0 | 0.49485 | 0 | 0 | 0 | 0 | 1.4143 | 0 | 0 | 0
12 | 360 | 11 | 41 | 1.942 | 61.7285 | 0 | 4.0033 | 0.0062519 | 0 | 68 | 68.0766 | 68.0766 | -0.0047445 | -0.010515 | -0.0012787 | 0 | 0 | 0.024578 | 0.0041242 | -0.0007052 | -0.00044858 | -0.0020959 | -0.00010623 | -0.0037511 | -0.0025521 | 0.0030973 | 0.00065039 | 0 | 0 | 0 | 0 | 0 | 0 | 0 | 0 | 0 | 0 | 0 | 0.49481 | 0 | 0 | 0 | 0 | 1.4472 | 0 | 0 | 0
12 | 360 | 12 | 42.8 | 1.8055 | 61.7285 | 0 | 2.8331 | 0.015121 | 0 | 68.0766 | 68.2619 | 68.2619 | -0.0044416 | -0.0098442 | -0.0011971 | 0 | 0 | 0.027207 | 0.0050328 | -0.00066435 | 0.0022803 | -0.0019232 | -9.9449e-05 | -0.0035117 | -0.0027162 | 0.0041315 | 0.0008666 | 0 | 0 | 0 | 0 | 0 | 0 | 0 | 0 | 0 | 0 | 0 | 0.35829 | 0 | 0 | 0 | 0 | 1.4472 | 0 | 0 | 0
12 | 360 | 13 | 44.6 | 1.7725 | 61.7285 | 0 | 2.8331 | 0.016465 | 0 | 68.2619 | 68.4637 | 68.4637 | -0.0041579 | -0.0092153 | -0.0011206 | 0 | 0 | 0.026481 | 0.0049435 | -0.00061993 | 0.00342 | -0.0013653 | -9.3096e-05 | -0.0032874 | -0.0022682 | 0.0030973 | 0.00065039 | 0 | 0 | 0 | 0 | 0 | 0 | 0 | 0 | 0 | 0 | 0 | 0.3582 | 0 | 0 | 0 | 0 | 1.4143 | 0 | 0 | 0
12 | 360 | 14 | 46.4 | 1.6749 | 61.7285 | 0 | 2.2788 | 0.014024 | 0 | 68.4637 | 68.6356 | 68.6356 | -0.0038771 | -0.0085929 | -0.0010449 | 0 | 0 | 0.02484 | 0.0042992 | -0.00058384 | 0.0027267 | -0.00089863 | -8.6808e-05 | -0.0030653 | -0.0028178 | 0.0025838 | 0.00054141 | 0 | 0 | 0 | 0 | 0 | 0 | 0 | 0 | 0 | 0 | 0 | 0.29349 | 0 | 0 | 0 | 0 | 1.3814 | 0 | 0 | 0
12 | 360 | 15 | 48.2 | 1.6419 | 61.7285 | 0 | 2.2788 | 0.010639 | 0 | 68.6356 | 68.766 | 68.766 | -0.003591 | -0.0079588 | -0.00096783 | 0 | 0 | 0.021903 | 0.0030963 | -0.00054066 | 0.0013938 | -0.00046534 | -8.0402e-05 | -0.0028391 | -0.0025609 | 0.0026854 | 0.00056426 | 0 | 0 | 0 | 0 | 0 | 0 | 0 | 0 | 0 | 0 | 0 | 0.29343 | 0 | 0 | 0 | 0 | 1.3485 | 0 | 0 | 0
12 | 360 | 16 | 48.2 | 1.7077 | 61.7285 | 0 | 2.2788 | -0.0066331 | 0 | 68.766 | 68.6847 | 68.6847 | -0.0036139 | -0.0080096 | -0.000974 | 0 | 0 | 0.010419 | 0.001521 | -0.00054562 | -0.0015883 | -0.00081804 | -8.0915e-05 | -0.0028573 | -0.002771 | 0.0026854 | 0.00056426 | 0 | 0 | 0 | 0 | 0 | 0 | 0 | 0 | 0 | 0 | 0 | 0.29347 | 0 | 0 | 0 | 0 | 1.4143 | 0 | 0 | 0
12 | 360 | 17 | 48.2 | 1.9709 | 61.7285 | 0 | 2.2788 | -0.01366 | 0 | 68.6847 | 68.5173 | 68.5173 | -0.0035996 | -0.0079779 | -0.00097015 | 0 | 0 | 0.0060495 | 0.00033895 | -0.00053979 | -0.0043084 | -0.0014419 | -8.0595e-05 | -0.002846 | -0.0022105 | 0.0039265 | 0.00082442 | 0 | 0 | 0 | 0 | 0 | 0 | 0 | 0 | 0 | 0 | 0 | 0.29355 | 0 | 0 | 0 | 0 | 1.6774 | 0 | 0 | 0
12 | 360 | 18 | 46.4 | 2.5854 | 61.7285 | 0 | 3.8801 | -0.0249 | 0 | 68.5173 | 68.2121 | 68.2121 | -0.0038865 | -0.0086137 | -0.0010475 | 0 | 0 | 0 | 0 | -0.00058197 | -0.0059625 | -0.0036181 | -8.7019e-05 | -0.0030728 | -0.0022648 | 0.0042349 | 0.00088946 | 0 | 0 | 0 | 0 | 0 | 0 | 0 | 0 | 0 | 0 | 0 | 0.48038 | 0 | 0 | 0 | 0 | 2.105 | 0 | 0 | 0
12 | 360 | 19 | 44.6 | 3.2687 | 61.7285 | 0 | 3.8801 | -0.0264 | -0.0090923 | 68.2121 | 67.8886 | 68 | -0.0041492 | -0.0091959 | -0.0011183 | 0 | 0 | 0 | 0 | -0.00061968 | -0.0063655 | -0.0038616 | -9.29e-05 | -0.0032805 | -0.0022615 | 0.0045452 | 0.0009545 | 0 | 0.71612 | 0 | 0 | 0 | 0 | 0 | 0 | 0 | 0 | 0 | 0.48049 | 0 | 0 | 0 | 0 | 2.0721 | 0 | 0 | 0
12 | 360 | 20 | 44.6 | 4.2743 | 61.7285 | 0 | 3.8801 | -0.023531 | -0.023531 | 68 | 67.7116 | 68 | -0.0041119 | -0.0091133 | -0.0011082 | 0 | 0 | 0 | 0 | -0.00061361 | -0.0063083 | -0.0038268 | -9.2066e-05 | -0.003251 | -0.0022329 | 0.0071272 | 0.0014959 | 0 | 1.8533 | 0 | 0 | 0 | 0 | 0 | 0 | 0 | 0 | 0 | 0.48049 | 0 | 0 | 0 | 0 | 1.9405 | 0 | 0 | 0
12 | 360 | 21 | 44.6 | 4.1925 | 61.7285 | 0 | 3.8801 | -0.023745 | -0.023745 | 68 | 67.709 | 68 | -0.0041119 | -0.0091133 | -0.0011082 | 0 | 0 | 0 | 0 | -0.00061536 | -0.0063083 | -0.0038273 | -9.2066e-05 | -0.003251 | -0.0024445 | 0.0071272 | 0.0014959 | 0 | 1.8702 | 0 | 0 | 0 | 0 | 0 | 0 | 0 | 0 | 0 | 0.48049 | 0 | 0 | 0 | 0 | 1.8419 | 0 | 0 | 0
12 | 360 | 22 | 42.8 | 4.1578 | 61.7285 | 0 | 3.141 | -0.025651 | -0.025651 | 68 | 67.6856 | 68 | -0.0044282 | -0.0098143 | -0.0011935 | 0 | 0 | 0 | 0 | -0.00066143 | -0.0067936 | -0.0041213 | -9.9148e-05 | -0.0035011 | -0.0024798 | 0.0074411 | 0.0015609 | 0 | 2.0203 | 0 | 0 | 0 | 0 | 0 | 0 | 0 | 0 | 0 | 0.39432 | 0 | 0 | 0 | 0 | 1.7432 | 0 | 0 | 0
12 | 360 | 23 | 42.8 | 1.8745 | 61.7285 | 0 | 3.141 | -0.02608 | 0 | 68 | 67.6804 | 67.6804 | -0.0044282 | -0.0098143 | -0.0011935 | 0 | 0 | 0 | 0 | -0.00066432 | -0.0067936 | -0.0041221 | -9.9148e-05 | -0.0035011 | -0.0029046 | 0.0074411 | 0.0015609 | 0 | 0 | 0 | 0 | 0 | 0 | 0 | 0 | 0 | 0 | 0 | 0.39448 | 0 | 0 | 0 | 0 | 1.4801 | 0 | 0 | 0
12 | 360 | 24 | 42.8 | 1.3064 | 61.7285 | 0 | 0.52351 | -0.026796 | 0 | 67.6804 | 67.352 | 67.352 | -0.004372 | -0.0096898 | -0.0011783 | 0 | 0 | 0 | 0 | -0.00065883 | -0.0067074 | -0.0040706 | -9.789e-05 | -0.0034567 | -0.0032794 | 0.0067153 | 0.0014098 | 0 | 0 | 0 | 0 | 0 | 0 | 0 | 0 | 0 | 0 | 0 | 0.08948 | 0 | 0 | 0 | 0 | 1.2169 | 0 | 0 | 0
12 | 361 | 1 | 39.2 | 1.0108 | 61.6072 | 0 | 0.52391 | -0.035509 | 0 | 67.352 | 66.9168 | 66.9168 | -0.0049469 | -0.010964 | -0.0013333 | 0 | 0 | 0 | 0 | -0.00074319 | -0.0075894 | -0.0046053 | -0.00011076 | -0.0039112 | -0.0033715 | 0.0020667 | 0.00043418 | 0 | 0 | 0 | 0 | 0 | 0 | 0 | 0 | 0 | 0 | 0 | 0.089859 | 0 | 0 | 0 | 0 | 0.92093 | 0 | 0 | 0
12 | 361 | 2 | 39.2 | 0.94521 | 61.6072 | 0 | 0.52391 | -0.034444 | 0 | 66.9168 | 66.4947 | 66.4947 | -0.0048704 | -0.010795 | -0.0013127 | 0 | 0 | 0 | 0 | -0.00072704 | -0.0074721 | -0.0045328 | -0.00010905 | -0.0038507 | -0.0028412 | 0.0020667 | 0.00043418 | 0 | 0 | 0 | 0 | 0 | 0 | 0 | 0 | 0 | 0 | 0 | 0.090066 | 0 | 0 | 0 | 0 | 0.85515 | 0 | 0 | 0
12 | 361 | 3 | 39.2 | 0.91253 | 61.6072 | 0 | 0.52391 | -0.033869 | 0 | 66.4947 | 66.0796 | 66.0796 | -0.0047963 | -0.01063 | -0.0012927 | 0 | 0 | 0 | 0 | -0.000716 | -0.0073583 | -0.0044638 | -0.00010739 | -0.0037921 | -0.0027793 | 0.0020667 | 0.00043418 | 0 | 0 | 0 | 0 | 0 | 0 | 0 | 0 | 0 | 0 | 0 | 0.090271 | 0 | 0 | 0 | 0 | 0.82226 | 0 | 0 | 0
12 | 361 | 4 | 39.2 | 3.0266 | 61.6072 | 0 | 0.52391 | -0.033758 | -0.027259 | 66.0796 | 65.6659 | 66 | -0.0047233 | -0.010468 | -0.001273 | 0 | 0 | 0 | 0 | -0.00070871 | -0.0072464 | -0.0043969 | -0.00010576 | -0.0037344 | -0.0031672 | 0.0020667 | 0.00043418 | 0 | 2.1469 | 0 | 0 | 0 | 0 | 0 | 0 | 0 | 0 | 0 | 0.09031 | 0 | 0 | 0 | 0 | 0.78937 | 0 | 0 | 0
12 | 361 | 5 | 39.2 | 3.5299 | 61.6072 | 0 | 0.52391 | -0.033648 | -0.033648 | 66 | 65.5876 | 66 | -0.0047093 | -0.010437 | -0.0012692 | 0 | 0 | 0 | 0 | -0.00070655 | -0.0072249 | -0.0043838 | -0.00010544 | -0.0037234 | -0.0031546 | 0.0020667 | 0.00043418 | 0 | 2.6502 | 0 | 0 | 0 | 0 | 0 | 0 | 0 | 0 | 0 | 0.09031 | 0 | 0 | 0 | 0 | 0.78937 | 0 | 0 | 0
12 | 361 | 6 | 39.2 | 16.3472 | 61.6072 | 0 | 0.61637 | -0.03181 | -0.19501 | 66 | 65.6102 | 68 | -0.0047093 | -0.010437 | -0.0012692 | 0 | 0 | 0 | 0 | -0.00070292 | -0.0072249 | -0.0043828 | -0.00010544 | -0.0037234 | -0.0027074 | 0.0034529 | 0.00072422 | 0 | 15.359 | 0 | 0 | 0 | 0 | 0 | 0 | 0 | 0 | 0 | 0.10012 | 0 | 0 | 0 | 0 | 0.88804 | 0 | 0 | 0
12 | 361 | 7 | 39.2 | 4.3695 | 61.6072 | 0 | 4.6227 | -0.033649 | -0.033649 | 68 | 67.5876 | 68 | -0.0050608 | -0.011216 | -0.001364 | 0 | 0 | 0 | 0 | -0.00075543 | -0.0077641 | -0.0047099 | -0.00011331 | -0.0040012 | -0.0030025 | 0.0043383 | 0.00091055 | 0 | 2.6503 | 0 | 0 | 0 | 0 | 0 | 0 | 0 | 0 | 0 | 0.5681 | 0 | 0 | 0 | 0 | 1.1512 | 0 | 0 | 0
12 | 361 | 8 | 42.8 | 3.8394 | 61.6072 | 0 | 4.6227 | -0.024413 | -0.024413 | 68 | 67.7008 | 68 | -0.0044282 | -0.0098143 | -0.0011935 | 0 | 0 | 0 | 0 | -0.00065977 | -0.0067936 | -0.0041208 | -9.9148e-05 | -0.0035011 | -0.0024798 | 0.0086767 | 0.0018211 | 0 | 1.9228 | 0 | 0 | 0 | 0 | 0 | 0 | 0 | 0 | 0 | 0.5681 | 0 | 0 | 0 | 0 | 1.3485 | 0 | 0 | 0
12 | 361 | 9 | 44.6 | 3.4206 | 61.6072 | 0 | 4.0064 | -0.019592 | -0.019592 | 68 | 67.7599 | 68 | -0.0041119 | -0.0091133 | -0.0011082 | 0 | 0 | 0.0044909 | 0.00092469 | -0.00061155 | -0.0059211 | -0.0037913 | -9.2066e-05 | -0.003251 | -0.002069 | 0.0050623 | 0.0010617 | 0 | 1.5431 | 0 | 0 | 0 | 0 | 0 | 0 | 0 | 0 | 0 | 0.4961 | 0 | 0 | 0 | 0 | 1.3814 | 0 | 0 | 0
12 | 361 | 10 | 48.2 | 2.3107 | 61.6072 | 0 | 4.0064 | -0.0050831 | -0.0050831 | 68 | 67.9377 | 68 | -0.0034793 | -0.0077112 | -0.00093773 | 0 | 0 | 0.010716 | 0.0020055 | -0.00051674 | -0.0019552 | -0.0018463 | -7.7902e-05 | -0.0027508 | -0.0016265 | 0.0030973 | 0.00065039 | 0 | 0.40035 | 0 | 0 | 0 | 0 | 0 | 0 | 0 | 0 | 0 | 0.4961 | 0 | 0 | 0 | 0 | 1.4143 | 0 | 0 | 0
12 | 361 | 11 | 51.8 | 2.4728 | 61.6072 | 0 | 4.0064 | -0.0067231 | -0.0067231 | 68 | 67.9176 | 68 | -0.0028467 | -0.0063092 | -0.00076723 | 0 | 0 | 0.0064219 | 0.0014339 | -0.00042042 | -0.0019618 | -0.002043 | -6.3738e-05 | -0.0022507 | -0.0010134 | 0.0030973 | 0.00065039 | 0 | 0.52952 | 0 | 0 | 0 | 0 | 0 | 0 | 0 | 0 | 0 | 0.4961 | 0 | 0 | 0 | 0 | 1.4472 | 0 | 0 | 0
12 | 361 | 12 | 53.6 | 1.8065 | 61.6072 | 0 | 2.8353 | 9.0815e-05 | 0 | 68 | 68.0011 | 68.0011 | -0.0025304 | -0.0056082 | -0.00068198 | 0 | 0 | 0.0082199 | 0.0018407 | -0.00037288 | -0.00068211 | -0.0014007 | -5.6656e-05 | -0.0020006 | -0.00076769 | 0.0041315 | 0.0008666 | 0 | 0 | 0 | 0 | 0 | 0 | 0 | 0 | 0 | 0 | 0 | 0.35931 | 0 | 0 | 0 | 0 | 1.4472 | 0 | 0 | 0
12 | 361 | 13 | 55.4 | 1.7735 | 61.6072 | 0 | 2.8353 | 0.017076 | 0 | 68.0011 | 68.2104 | 68.2104 | -0.0022143 | -0.0049076 | -0.00059679 | 0 | 0 | 0.017114 | 0.0036199 | -0.00032807 | 0.0031864 | 3.612e-05 | -4.9578e-05 | -0.0017507 | -0.00078061 | 0.0030973 | 0.00065039 | 0 | 0 | 0 | 0 | 0 | 0 | 0 | 0 | 0 | 0 | 0 | 0.35921 | 0 | 0 | 0 | 0 | 1.4143 | 0 | 0 | 0
12 | 361 | 14 | 55.4 | 1.6758 | 61.6072 | 0 | 2.2806 | 0.0084518 | 0 | 68.2104 | 68.314 | 68.314 | -0.0022511 | -0.0049891 | -0.0006067 | 0 | 0 | 0.012238 | 0.0026601 | -0.00033212 | 0.0014705 | -0.00039134 | -5.0402e-05 | -0.0017798 | -0.00064122 | 0.0025838 | 0.00054141 | 0 | 0 | 0 | 0 | 0 | 0 | 0 | 0 | 0 | 0 | 0 | 0.29436 | 0 | 0 | 0 | 0 | 1.3814 | 0 | 0 | 0
12 | 361 | 15 | 57.2 | 1.6429 | 61.6072 | 0 | 2.2806 | 0.00042191 | 0 | 68.314 | 68.3191 | 68.3191 | -0.001953 | -0.0043284 | -0.00052636 | 0 | 0 | 0.0069044 | 0.0015371 | -0.00028674 | -0.00045823 | -0.0011053 | -4.3727e-05 | -0.0015441 | -0.00045922 | 0.0026854 | 0.00056426 | 0 | 0 | 0 | 0 | 0 | 0 | 0 | 0 | 0 | 0 | 0 | 0.29436 | 0 | 0 | 0 | 0 | 1.3485 | 0 | 0 | 0
12 | 361 | 16 | 57.2 | 1.7087 | 61.6072 | 0 | 2.2806 | -0.0019728 | 0 | 68.3191 | 68.295 | 68.295 | -0.0019539 | -0.0043304 | -0.0005266 | 0 | 0 | 0.005592 | 0.0012387 | -0.00028585 | -0.0011297 | -0.0013093 | -4.3747e-05 | -0.0015448 | -0.00036458 | 0.0026854 | 0.00056426 | 0 | 0 | 0 | 0 | 0 | 0 | 0 | 0 | 0 | 0 | 0 | 0.29437 | 0 | 0 | 0 | 0 | 1.4143 | 0 | 0 | 0
12 | 361 | 17 | 55.4 | 1.9718 | 61.6072 | 0 | 2.2806 | -0.0084924 | 0 | 68.295 | 68.1909 | 68.1909 | -0.0022659 | -0.005022 | -0.00061071 | 0 | 0 | 0.0029316 | 0.0005498 | -0.0003365 | -0.0030387 | -0.001978 | -5.0734e-05 | -0.0017915 | -0.00080617 | 0.0039265 | 0.00082442 | 0 | 0 | 0 | 0 | 0 | 0 | 0 | 0 | 0 | 0 | 0 | 0.29442 | 0 | 0 | 0 | 0 | 1.6774 | 0 | 0 | 0
12 | 361 | 18 | 53.6 | 2.5867 | 61.6072 | 0 | 3.8831 | -0.014268 | 0 | 68.1909 | 68.016 | 68.016 | -0.0025639 | -0.0056825 | -0.00069102 | 0 | 0 | 0 | 0 | -0.00037894 | -0.0039335 | -0.0023852 | -5.7407e-05 | -0.0020271 | -0.00078351 | 0.0042349 | 0.00088946 | 0 | 0 | 0 | 0 | 0 | 0 | 0 | 0 | 0 | 0 | 0 | 0.4817 | 0 | 0 | 0 | 0 | 2.105 | 0 | 0 | 0
12 | 361 | 19 | 51.8 | 3.7321 | 61.6072 | 0 | 3.8831 | -0.016267 | -0.01496 | 68.016 | 67.8167 | 68 | -0.0028495 | -0.0063154 | -0.00076799 | 0 | 0 | 0 | 0 | -0.0004233 | -0.0043716 | -0.0026514 | -6.3801e-05 | -0.0022529 | -0.0011166 | 0.0045452 | 0.0009545 | 0 | 1.1783 | 0 | 0 | 0 | 0 | 0 | 0 | 0 | 0 | 0 | 0.4817 | 0 | 0 | 0 | 0 | 2.0721 | 0 | 0 | 0
12 | 361 | 20 | 48.2 | 3.8728 | 61.6072 | 0 | 3.8831 | -0.018417 | -0.018417 | 68 | 67.7743 | 68 | -0.0034793 | -0.0077112 | -0.00093773 | 0 | 0 | 0 | 0 | -0.00051755 | -0.0053378 | -0.0032376 | -7.7902e-05 | -0.0027508 | -0.0014947 | 0.0071272 | 0.0014959 | 0 | 1.4506 | 0 | 0 | 0 | 0 | 0 | 0 | 0 | 0 | 0 | 0.4817 | 0 | 0 | 0 | 0 | 1.9405 | 0 | 0 | 0
12 | 361 | 21 | 46.4 | 3.9522 | 61.6072 | 0 | 3.8831 | -0.020679 | -0.020679 | 68 | 67.7466 | 68 | -0.0037956 | -0.0084123 | -0.001023 | 0 | 0 | 0 | 0 | -0.00056282 | -0.0058231 | -0.0035314 | -8.4984e-05 | -0.0030009 | -0.0015717 | 0.0071272 | 0.0014959 | 0 | 1.6287 | 0 | 0 | 0 | 0 | 0 | 0 | 0 | 0 | 0 | 0.4817 | 0 | 0 | 0 | 0 | 1.8419 | 0 | 0 | 0
12 | 361 | 22 | 44.6 | 3.942 | 61.6072 | 0 | 3.1435 | -0.022899 | -0.022899 | 68 | 67.7194 | 68 | -0.0041119 | -0.0091133 | -0.0011082 | 0 | 0 | 0 | 0 | -0.0006113 | -0.0063083 | -0.0038261 | -9.2066e-05 | -0.003251 | -0.0019176 | 0.0074411 | 0.0015609 | 0 | 1.8035 | 0 | 0 | 0 | 0 | 0 | 0 | 0 | 0 | 0 | 0.39531 | 0 | 0 | 0 | 0 | 1.7432 | 0 | 0 | 0
12 | 361 | 23 | 42.8 | 1.8755 | 61.6072 | 0 | 3.1435 | -0.025032 | 0 | 68 | 67.6932 | 67.6932 | -0.0044282 | -0.0098143 | -0.0011935 | 0 | 0 | 0 | 0 | -0.00065545 | -0.0067936 | -0.0041197 | -9.9148e-05 | -0.0035011 | -0.001868 | 0.0074411 | 0.0015609 | 0 | 0 | 0 | 0 | 0 | 0 | 0 | 0 | 0 | 0 | 0 | 0.39546 | 0 | 0 | 0 | 0 | 1.4801 | 0 | 0 | 0
12 | 361 | 24 | 39.2 | 1.3066 | 61.6072 | 0 | 0.52391 | -0.030046 | 0 | 67.6932 | 67.325 | 67.325 | -0.0050069 | -0.011097 | -0.0013494 | 0 | 0 | 0 | 0 | -0.00074096 | -0.0076814 | -0.004658 | -0.0001121 | -0.0039586 | -0.0021569 | 0.0067153 | 0.0014098 | 0 | 0 | 0 | 0 | 0 | 0 | 0 | 0 | 0 | 0 | 0 | 0.089658 | 0 | 0 | 0 | 0 | 1.2169 | 0 | 0 | 0
12 | 362 | 1 | 37.4 | 1.011 | 61.4894 | 0 | 0.5243 | -0.036507 | 0 | 67.325 | 66.8776 | 66.8776 | -0.0052585 | -0.011655 | -0.0014172 | 0 | 0 | 0 | 0 | -0.00077588 | -0.0080674 | -0.0048914 | -0.00011774 | -0.0041575 | -0.0022339 | 0.0020667 | 0.00043418 | 0 | 0 | 0 | 0 | 0 | 0 | 0 | 0 | 0 | 0 | 0 | 0.090037 | 0 | 0 | 0 | 0 | 0.92093 | 0 | 0 | 0
12 | 362 | 2 | 37.4 | 0.9454 | 61.4894 | 0 | 0.5243 | -0.035693 | 0 | 66.8776 | 66.4402 | 66.4402 | -0.0051799 | -0.01148 | -0.0013961 | 0 | 0 | 0 | 0 | -0.0007594 | -0.0079468 | -0.0048169 | -0.00011598 | -0.0040954 | -0.0019693 | 0.0020667 | 0.00043418 | 0 | 0 | 0 | 0 | 0 | 0 | 0 | 0 | 0 | 0 | 0 | 0.090253 | 0 | 0 | 0 | 0 | 0.85515 | 0 | 0 | 0
12 | 362 | 3 | 37.4 | 0.91272 | 61.4894 | 0 | 0.5243 | -0.035217 | 0 | 66.4402 | 66.0086 | 66.0086 | -0.005103 | -0.01131 | -0.0013753 | 0 | 0 | 0 | 0 | -0.00075023 | -0.0078289 | -0.004746 | -0.00011426 | -0.0040346 | -0.0020213 | 0.0020667 | 0.00043418 | 0 | 0 | 0 | 0 | 0 | 0 | 0 | 0 | 0 | 0 | 0 | 0.090465 | 0 | 0 | 0 | 0 | 0.82226 | 0 | 0 | 0
12 | 362 | 4 | 35.6 | 3.7342 | 61.4894 | 0 | 0.5243 | -0.036942 | -0.03624 | 66.0086 | 65.5559 | 66 | -0.0053434 | -0.011843 | -0.0014402 | 0 | 0 | 0 | 0 | -0.0007853 | -0.0081978 | -0.0049695 | -0.00011964 | -0.0042247 | -0.002085 | 0.0020667 | 0.00043418 | 0 | 2.8543 | 0 | 0 | 0 | 0 | 0 | 0 | 0 | 0 | 0 | 0.090469 | 0 | 0 | 0 | 0 | 0.78937 | 0 | 0 | 0
12 | 362 | 5 | 33.8 | 3.9789 | 61.4894 | 0 | 0.5243 | -0.039348 | -0.039348 | 66 | 65.5178 | 66 | -0.0056582 | -0.012541 | -0.001525 | 0 | 0 | 0 | 0 | -0.00083183 | -0.0086807 | -0.0052624 | -0.00012669 | -0.0044736 | -0.0023155 | 0.0020667 | 0.00043418 | 0 | 3.0991 | 0 | 0 | 0 | 0 | 0 | 0 | 0 | 0 | 0 | 0.090469 | 0 | 0 | 0 | 0 | 0.78937 | 0 | 0 | 0
12 | 362 | 6 | 33.8 | 16.8409 | 61.4894 | 0 | 0.61683 | -0.038076 | -0.20127 | 66 | 65.5334 | 68 | -0.0056582 | -0.012541 | -0.001525 | 0 | 0 | 0 | 0 | -0.00083227 | -0.0086807 | -0.0052625 | -0.00012669 | -0.0044736 | -0.0024291 | 0.0034529 | 0.00072422 | 0 | 15.8525 | 0 | 0 | 0 | 0 | 0 | 0 | 0 | 0 | 0 | 0.10031 | 0 | 0 | 0 | 0 | 0.88804 | 0 | 0 | 0
12 | 362 | 7 | 33.8 | 4.8627 | 61.4894 | 0 | 4.6262 | -0.039893 | -0.039893 | 68 | 67.5111 | 68 | -0.0060097 | -0.013319 | -0.0016197 | 0 | 0 | 0 | 0 | -0.00088395 | -0.0092199 | -0.0055893 | -0.00013456 | -0.0047514 | -0.0027036 | 0.0043383 | 0.00091055 | 0 | 3.1421 | 0 | 0 | 0 | 0 | 0 | 0 | 0 | 0 | 0 | 0.56951 | 0 | 0 | 0 | 0 | 1.1512 | 0 | 0 | 0
12 | 362 | 8 | 33.8 | 4.7088 | 61.4894 | 0 | 4.6262 | -0.035434 | -0.035434 | 68 | 67.5658 | 68 | -0.0060097 | -0.013319 | -0.0016197 | 0 | 0 | 0 | 0 | -0.00088214 | -0.0092199 | -0.0055888 | -0.00013456 | -0.0047514 | -0.002585 | 0.0086767 | 0.0018211 | 0 | 2.7908 | 0 | 0 | 0 | 0 | 0 | 0 | 0 | 0 | 0 | 0.56951 | 0 | 0 | 0 | 0 | 1.3485 | 0 | 0 | 0
12 | 362 | 9 | 37.4 | 3.6363 | 61.4894 | 0 | 4.0094 | -0.022315 | -0.022315 | 68 | 67.7265 | 68 | -0.0053771 | -0.011917 | -0.0014492 | 0 | 0 | 0.0086407 | 0.0012928 | -0.00078733 | -0.0076099 | -0.0035795 | -0.00012039 | -0.0042513 | -0.0022186 | 0.0050623 | 0.0010617 | 0 | 1.7576 | 0 | 0 | 0 | 0 | 0 | 0 | 0 | 0 | 0 | 0.49732 | 0 | 0 | 0 | 0 | 1.3814 | 0 | 0 | 0
12 | 362 | 10 | 41 | 1.9116 | 61.4894 | 0 | 4.0094 | 0.00071014 | 0 | 68 | 68.0087 | 68.0087 | -0.0047445 | -0.010515 | -0.0012787 | 0 | 0 | 0.022355 | 0.0029641 | -0.00069609 | -0.002833 | -0.0019116 | -0.00010623 | -0.0037511 | -0.0018693 | 0.0030973 | 0.00065039 | 0 | 0 | 0 | 0 | 0 | 0 | 0 | 0 | 0 | 0 | 0 | 0.49732 | 0 | 0 | 0 | 0 | 1.4143 | 0 | 0 | 0
12 | 362 | 11 | 44.6 | 1.9444 | 61.4894 | 0 | 4.0094 | 0.010674 | 0 | 68.0087 | 68.1395 | 68.1395 | -0.0041134 | -0.0091167 | -0.0011086 | 0 | 0 | 0.02235 | 0.0039453 | -0.00059789 | 0.0012302 | -0.0010322 | -9.21e-05 | -0.0032522 | -0.0012861 | 0.0030973 | 0.00065039 | 0 | 0 | 0 | 0 | 0 | 0 | 0 | 0 | 0 | 0 | 0 | 0.49725 | 0 | 0 | 0 | 0 | 1.4472 | 0 | 0 | 0
12 | 362 | 12 | 48.2 | 1.8072 | 61.4894 | 0 | 2.8374 | 0.0085436 | 0 | 68.1395 | 68.2442 | 68.2442 | -0.0035038 | -0.0077656 | -0.00094434 | 0 | 0 | 0.016899 | 0.0035625 | -0.00051136 | 0.00094587 | -0.001255 | -7.8451e-05 | -0.0027702 | -0.0010328 | 0.0041315 | 0.0008666 | 0 | 0 | 0 | 0 | 0 | 0 | 0 | 0 | 0 | 0 | 0 | 0.36005 | 0 | 0 | 0 | 0 | 1.4472 | 0 | 0 | 0
12 | 362 | 13 | 53.6 | 1.7742 | 61.4894 | 0 | 2.8374 | 0.014822 | 0 | 68.2442 | 68.4259 | 68.4259 | -0.0025733 | -0.0057033 | -0.00069355 | 0 | 0 | 0.017328 | 0.0036775 | -0.00038157 | 0.0027434 | -0.00026549 | -5.7617e-05 | -0.0020345 | -0.00096479 | 0.0030973 | 0.00065039 | 0 | 0 | 0 | 0 | 0 | 0 | 0 | 0 | 0 | 0 | 0 | 0.35997 | 0 | 0 | 0 | 0 | 1.4143 | 0 | 0 | 0
12 | 362 | 14 | 55.4 | 1.6763 | 61.4894 | 0 | 2.2823 | 0.023242 | 0 | 68.4259 | 68.7107 | 68.7107 | -0.0022889 | -0.005073 | -0.0006169 | 0 | 0 | 0.021348 | 0.0039877 | -0.00033718 | 0.0048814 | 0.00073428 | -5.1249e-05 | -0.0018097 | -0.0006578 | 0.0025838 | 0.00054141 | 0 | 0 | 0 | 0 | 0 | 0 | 0 | 0 | 0 | 0 | 0 | 0.29486 | 0 | 0 | 0 | 0 | 1.3814 | 0 | 0 | 0
12 | 362 | 15 | 55.4 | 1.6433 | 61.4894 | 0 | 2.2823 | 0.013677 | 0 | 68.7107 | 68.8783 | 68.8783 | -0.002339 | -0.0051839 | -0.00063039 | 0 | 0 | 0.016342 | 0.0028179 | -0.00034696 | 0.0023502 | 0.00016171 | -5.237e-05 | -0.0018493 | -0.00084287 | 0.0026854 | 0.00056426 | 0 | 0 | 0 | 0 | 0 | 0 | 0 | 0 | 0 | 0 | 0 | 0.29478 | 0 | 0 | 0 | 0 | 1.3485 | 0 | 0 | 0
12 | 362 | 16 | 53.6 | 1.7091 | 61.4894 | 0 | 2.2823 | -0.0015442 | 0 | 68.8783 | 68.8594 | 68.8594 | -0.0026847 | -0.0059502 | -0.00072358 | 0 | 0 | 0.0086958 | 0.0016176 | -0.00039778 | -0.00076599 | -0.00090964 | -6.0111e-05 | -0.0021226 | -0.00092832 | 0.0026854 | 0.00056426 | 0 | 0 | 0 | 0 | 0 | 0 | 0 | 0 | 0 | 0 | 0 | 0.29479 | 0 | 0 | 0 | 0 | 1.4143 | 0 | 0 | 0
12 | 362 | 17 | 51.8 | 1.9723 | 61.4894 | 0 | 2.2823 | -0.010731 | 0 | 68.8594 | 68.7279 | 68.7279 | -0.0029977 | -0.0066439 | -0.00080793 | 0 | 0 | 0.0048627 | 0.00050839 | -0.00044427 | -0.0037994 | -0.0018026 | -6.7119e-05 | -0.0023701 | -0.0010955 | 0.0039265 | 0.00082442 | 0 | 0 | 0 | 0 | 0 | 0 | 0 | 0 | 0 | 0 | 0 | 0.29485 | 0 | 0 | 0 | 0 | 1.6774 | 0 | 0 | 0
12 | 362 | 18 | 48.2 | 2.5876 | 61.4894 | 0 | 3.886 | -0.022414 | 0 | 68.7279 | 68.4532 | 68.4532 | -0.0036072 | -0.0079947 | -0.0009722 | 0 | 0 | 0 | 0 | -0.00053785 | -0.005534 | -0.0033573 | -8.0765e-05 | -0.002852 | -0.0017126 | 0.0042349 | 0.00088946 | 0 | 0 | 0 | 0 | 0 | 0 | 0 | 0 | 0 | 0 | 0 | 0.48267 | 0 | 0 | 0 | 0 | 2.105 | 0 | 0 | 0
12 | 362 | 19 | 48.2 | 2.5549 | 61.4894 | 0 | 3.886 | -0.021364 | 0 | 68.4532 | 68.1914 | 68.1914 | -0.0035589 | -0.0078877 | -0.00095919 | 0 | 0 | 0 | 0 | -0.0005257 | -0.00546 | -0.0033106 | -7.9685e-05 | -0.0028138 | -0.0013135 | 0.0045452 | 0.0009545 | 0 | 0 | 0 | 0 | 0 | 0 | 0 | 0 | 0 | 0 | 0 | 0.48279 | 0 | 0 | 0 | 0 | 2.0721 | 0 | 0 | 0
12 | 362 | 20 | 44.6 | 3.031 | 61.4894 | 0 | 3.886 | -0.023329 | -0.007714 | 68.1914 | 67.9055 | 68 | -0.0041455 | -0.0091878 | -0.0011173 | 0 | 0 | 0 | 0 | -0.00061561 | -0.0063599 | -0.0038572 | -9.2818e-05 | -0.0032776 | -0.0018025 | 0.0071272 | 0.0014959 | 0 | 0.60757 | 0 | 0 | 0 | 0 | 0 | 0 | 0 | 0 | 0 | 0.48289 | 0 | 0 | 0 | 0 | 1.9405 | 0 | 0 | 0
12 | 362 | 21 | 44.6 | 4.1321 | 61.4894 | 0 | 3.886 | -0.022947 | -0.022947 | 68 | 67.7188 | 68 | -0.0041119 | -0.0091133 | -0.0011082 | 0 | 0 | 0 | 0 | -0.0006077 | -0.0063083 | -0.0038251 | -9.2066e-05 | -0.003251 | -0.0016567 | 0.0071272 | 0.0014959 | 0 | 1.8074 | 0 | 0 | 0 | 0 | 0 | 0 | 0 | 0 | 0 | 0.48289 | 0 | 0 | 0 | 0 | 1.8419 | 0 | 0 | 0
12 | 362 | 22 | 44.6 | 3.9221 | 61.4894 | 0 | 3.1458 | -0.022633 | -0.022633 | 68 | 67.7226 | 68 | -0.0041119 | -0.0091133 | -0.0011082 | 0 | 0 | 0 | 0 | -0.00060774 | -0.0063083 | -0.0038251 | -9.2066e-05 | -0.003251 | -0.0016567 | 0.0074411 | 0.0015609 | 0 | 1.7826 | 0 | 0 | 0 | 0 | 0 | 0 | 0 | 0 | 0 | 0.39627 | 0 | 0 | 0 | 0 | 1.7432 | 0 | 0 | 0
12 | 362 | 23 | 42.8 | 1.8765 | 61.4894 | 0 | 3.1458 | -0.024819 | 0 | 68 | 67.6958 | 67.6958 | -0.0044282 | -0.0098143 | -0.0011935 | 0 | 0 | 0 | 0 | -0.00065281 | -0.0067936 | -0.0041189 | -9.9148e-05 | -0.0035011 | -0.0016589 | 0.0074411 | 0.0015609 | 0 | 0 | 0 | 0 | 0 | 0 | 0 | 0 | 0 | 0 | 0 | 0.39641 | 0 | 0 | 0 | 0 | 1.4801 | 0 | 0 | 0
12 | 362 | 24 | 42.8 | 1.3067 | 61.4894 | 0 | 0.5243 | -0.024953 | 0 | 67.6958 | 67.39 | 67.39 | -0.0043747 | -0.0096959 | -0.0011791 | 0 | 0 | 0 | 0 | -0.00064055 | -0.0067116 | -0.0040679 | -9.7951e-05 | -0.0034588 | -0.0014419 | 0.0067153 | 0.0014098 | 0 | 0 | 0 | 0 | 0 | 0 | 0 | 0 | 0 | 0 | 0 | 0.089785 | 0 | 0 | 0 | 0 | 1.2169 | 0 | 0 | 0
12 | 363 | 1 | 39.2 | 1.0111 | 61.3752 | 0 | 0.52468 | -0.033978 | 0 | 67.39 | 66.9736 | 66.9736 | -0.0049536 | -0.010979 | -0.0013351 | 0 | 0 | 0 | 0 | -0.00072905 | -0.0075997 | -0.0046073 | -0.00011091 | -0.0039165 | -0.0018139 | 0.0020667 | 0.00043418 | 0 | 0 | 0 | 0 | 0 | 0 | 0 | 0 | 0 | 0 | 0 | 0.090145 | 0 | 0 | 0 | 0 | 0.92093 | 0 | 0 | 0
12 | 363 | 2 | 39.2 | 0.94549 | 61.3752 | 0 | 0.52468 | -0.03342 | 0 | 66.9736 | 66.5641 | 66.5641 | -0.0048804 | -0.010817 | -0.0013154 | 0 | 0 | 0 | 0 | -0.00071524 | -0.0074874 | -0.0045383 | -0.00010927 | -0.0038586 | -0.0017649 | 0.0020667 | 0.00043418 | 0 | 0 | 0 | 0 | 0 | 0 | 0 | 0 | 0 | 0 | 0 | 0.090346 | 0 | 0 | 0 | 0 | 0.85515 | 0 | 0 | 0
12 | 363 | 3 | 37.4 | 0.91282 | 61.3752 | 0 | 0.52468 | -0.035276 | 0 | 66.5641 | 66.1317 | 66.1317 | -0.0051248 | -0.011358 | -0.0013812 | 0 | 0 | 0 | 0 | -0.00075303 | -0.0078623 | -0.0047661 | -0.00011474 | -0.0040518 | -0.001931 | 0.0020667 | 0.00043418 | 0 | 0 | 0 | 0 | 0 | 0 | 0 | 0 | 0 | 0 | 0 | 0.090559 | 0 | 0 | 0 | 0 | 0.82226 | 0 | 0 | 0
12 | 363 | 4 | 39.2 | 2.5771 | 61.3752 | 0 | 0.52468 | -0.032297 | -0.021547 | 66.1317 | 65.7359 | 66 | -0.0047325 | -0.010489 | -0.0012755 | 0 | 0 | 0 | 0 | -0.00069164 | -0.0072605 | -0.0044002 | -0.00010596 | -0.0037417 | -0.0016675 | 0.0020667 | 0.00043418 | 0 | 1.6971 | 0 | 0 | 0 | 0 | 0 | 0 | 0 | 0 | 0 | 0.090624 | 0 | 0 | 0 | 0 | 0.78937 | 0 | 0 | 0
12 | 363 | 5 | 39.2 | 3.4338 | 61.3752 | 0 | 0.52468 | -0.032424 | -0.032424 | 66 | 65.6026 | 66 | -0.0047093 | -0.010437 | -0.0012692 | 0 | 0 | 0 | 0 | -0.00069503 | -0.0072249 | -0.0043806 | -0.00010544 | -0.0037234 | -0.0019455 | 0.0020667 | 0.00043418 | 0 | 2.5538 | 0 | 0 | 0 | 0 | 0 | 0 | 0 | 0 | 0 | 0.090624 | 0 | 0 | 0 | 0 | 0.78937 | 0 | 0 | 0
12 | 363 | 6 | 39.2 | 16.2712 | 61.3752 | 0 | 0.61727 | -0.03084 | -0.19404 | 66 | 65.622 | 68 | -0.0047093 | -0.010437 | -0.0012692 | 0 | 0 | 0 | 0 | -0.00069178 | -0.0072249 | -0.0043797 | -0.00010544 | -0.0037234 | -0.0017517 | 0.0034529 | 0.00072422 | 0 | 15.2826 | 0 | 0 | 0 | 0 | 0 | 0 | 0 | 0 | 0 | 0.10049 | 0 | 0 | 0 | 0 | 0.88804 | 0 | 0 | 0
12 | 363 | 7 | 39.2 | 4.2994 | 61.3752 | 0 | 4.6295 | -0.032724 | -0.032724 | 68 | 67.599 | 68 | -0.0050608 | -0.011216 | -0.001364 | 0 | 0 | 0 | 0 | -0.00074519 | -0.0077641 | -0.0047071 | -0.00011331 | -0.0040012 | -0.0020904 | 0.0043383 | 0.00091055 | 0 | 2.5774 | 0 | 0 | 0 | 0 | 0 | 0 | 0 | 0 | 0 | 0.57087 | 0 | 0 | 0 | 0 | 1.1512 | 0 | 0 | 0
12 | 363 | 8 | 39.2 | 4.1636 | 61.3752 | 0 | 4.6295 | -0.028494 | -0.028494 | 68 | 67.6508 | 68 | -0.0050608 | -0.011216 | -0.001364 | 0 | 0 | 0 | 0 | -0.000747 | -0.0077641 | -0.0047076 | -0.00011331 | -0.0040012 | -0.0021962 | 0.0086767 | 0.0018211 | 0 | 2.2442 | 0 | 0 | 0 | 0 | 0 | 0 | 0 | 0 | 0 | 0.57087 | 0 | 0 | 0 | 0 | 1.3485 | 0 | 0 | 0
12 | 363 | 9 | 42.8 | 3.218 | 61.3752 | 0 | 4.0123 | -0.016989 | -0.016989 | 68 | 67.7918 | 68 | -0.0044282 | -0.0098143 | -0.0011935 | 0 | 0 | 0.0070447 | 0.0011601 | -0.00065462 | -0.0056586 | -0.0029086 | -9.9148e-05 | -0.0035011 | -0.0019985 | 0.0050623 | 0.0010617 | 0 | 1.3381 | 0 | 0 | 0 | 0 | 0 | 0 | 0 | 0 | 0 | 0.4985 | 0 | 0 | 0 | 0 | 1.3814 | 0 | 0 | 0
12 | 363 | 10 | 48.2 | 1.9127 | 61.3752 | 0 | 4.0123 | 0.0092598 | 0 | 68 | 68.1135 | 68.1135 | -0.0034793 | -0.0077112 | -0.00093773 | 0 | 0 | 0.021221 | 0.0028867 | -0.00051704 | -0.0007537 | -0.00074165 | -7.7902e-05 | -0.0027508 | -0.0016265 | 0.0030973 | 0.00065039 | 0 | 0 | 0 | 0 | 0 | 0 | 0 | 0 | 0 | 0 | 0 | 0.49845 | 0 | 0 | 0 | 0 | 1.4143 | 0 | 0 | 0
12 | 363 | 11 | 53.6 | 1.9455 | 61.3752 | 0 | 4.0123 | 0.023077 | 0 | 68.1135 | 68.3963 | 68.3963 | -0.0025503 | -0.0056524 | -0.00068736 | 0 | 0 | 0.02364 | 0.0040152 | -0.00038135 | 0.0037721 | 0.00054931 | -5.7102e-05 | -0.0020164 | -0.0013027 | 0.0030973 | 0.00065039 | 0 | 0 | 0 | 0 | 0 | 0 | 0 | 0 | 0 | 0 | 0 | 0.49831 | 0 | 0 | 0 | 0 | 1.4472 | 0 | 0 | 0
12 | 363 | 12 | 59 | 1.8078 | 61.3752 | 0 | 2.8394 | 0.034401 | 0 | 68.3963 | 68.8179 | 68.8179 | -0.0016511 | -0.0036595 | -0.00044501 | 0 | 0 | 0.025265 | 0.0047493 | -0.00024569 | 0.0064195 | 0.00090409 | -3.6969e-05 | -0.0013054 | -0.00059134 | 0.0041315 | 0.0008666 | 0 | 0 | 0 | 0 | 0 | 0 | 0 | 0 | 0 | 0 | 0 | 0.36061 | 0 | 0 | 0 | 0 | 1.4472 | 0 | 0 | 0
12 | 363 | 13 | 62.6 | 1.7747 | 61.3752 | 0 | 2.8394 | 0.040457 | 0 | 68.8179 | 69.3137 | 69.3137 | -0.0010926 | -0.0024216 | -0.00029448 | 0 | 0 | 0.026649 | 0.0050094 | -0.00016205 | 0.0084645 | 0.001751 | -2.4464e-05 | -0.00086386 | -0.00030547 | 0.0030973 | 0.00065039 | 0 | 0 | 0 | 0 | 0 | 0 | 0 | 0 | 0 | 0 | 0 | 0.36037 | 0 | 0 | 0 | 0 | 1.4143 | 0 | 0 | 0
12 | 363 | 14 | 60.8 | 1.6764 | 61.3752 | 0 | 2.2839 | 0.033427 | 0 | 69.3137 | 69.7233 | 69.7233 | -0.001496 | -0.0033157 | -0.00040321 | 0 | 0 | 0.024697 | 0.0043218 | -0.00022379 | 0.0069238 | 0.0016889 | -3.3496e-05 | -0.0011828 | -0.00067491 | 0.0025838 | 0.00054141 | 0 | 0 | 0 | 0 | 0 | 0 | 0 | 0 | 0 | 0 | 0 | 0.29504 | 0 | 0 | 0 | 0 | 1.3814 | 0 | 0 | 0
12 | 363 | 15 | 61.16 | 1.6434 | 61.3752 | 0 | 2.2839 | 0.02698 | 0 | 69.7233 | 70.054 | 70.054 | -0.0015048 | -0.003335 | -0.00040556 | 0 | 0 | 0.021329 | 0.0030991 | -0.00022488 | 0.0049856 | 0.0016898 | -3.3692e-05 | -0.0011897 | -0.00067961 | 0.0026854 | 0.00056426 | 0 | 0 | 0 | 0 | 0 | 0 | 0 | 0 | 0 | 0 | 0 | 0.29488 | 0 | 0 | 0 | 0 | 1.3485 | 0 | 0 | 0
12 | 363 | 16 | 60.8 | 1.7091 | 61.3752 | 0 | 2.2839 | 0.010891 | 0 | 70.054 | 70.1875 | 70.1875 | -0.0016261 | -0.003604 | -0.00043827 | 0 | 0 | 0.010516 | 0.0015738 | -0.00024311 | 0.0021383 | 0.0013928 | -3.6409e-05 | -0.0012857 | -0.00074582 | 0.0026854 | 0.00056426 | 0 | 0 | 0 | 0 | 0 | 0 | 0 | 0 | 0 | 0 | 0 | 0.29481 | 0 | 0 | 0 | 0 | 1.4143 | 0 | 0 | 0
12 | 363 | 17 | 60.8 | 1.9722 | 61.3752 | 0 | 2.2839 | 0.0012787 | 0 | 70.1875 | 70.2031 | 70.2031 | -0.0016496 | -0.003656 | -0.00044459 | 0 | 0 | 0.0060912 | 0.00032982 | -0.00024584 | -0.0014015 | 0.00033427 | -3.6934e-05 | -0.0013042 | -0.00066438 | 0.0039265 | 0.00082442 | 0 | 0 | 0 | 0 | 0 | 0 | 0 | 0 | 0 | 0 | 0 | 0.29481 | 0 | 0 | 0 | 0 | 1.6774 | 0 | 0 | 0
12 | 363 | 18 | 57.2 | 2.588 | 61.3752 | 0 | 3.8888 | -0.012468 | 0 | 70.2031 | 70.0503 | 70.0503 | -0.0022849 | -0.0050642 | -0.00061583 | 0 | 0 | 0 | 0 | -0.00034043 | -0.0035055 | -0.0021267 | -5.116e-05 | -0.0018065 | -0.00090755 | 0.0042349 | 0.00088946 | 0 | 0 | 0 | 0 | 0 | 0 | 0 | 0 | 0 | 0 | 0 | 0.48304 | 0 | 0 | 0 | 0 | 2.105 | 0 | 0 | 0
12 | 363 | 19 | 55.4 | 2.5552 | 61.3752 | 0 | 3.8888 | -0.014214 | 0 | 70.0503 | 69.8761 | 69.8761 | -0.0025744 | -0.0057057 | -0.00069384 | 0 | 0 | 0 | 0 | -0.00038233 | -0.0039495 | -0.0023954 | -5.7641e-05 | -0.0020354 | -0.00096536 | 0.0045452 | 0.0009545 | 0 | 0 | 0 | 0 | 0 | 0 | 0 | 0 | 0 | 0 | 0 | 0.48312 | 0 | 0 | 0 | 0 | 2.0721 | 0 | 0 | 0
12 | 363 | 20 | 51.8 | 2.4237 | 61.3752 | 0 | 3.8888 | -0.016564 | 0 | 69.8761 | 69.6731 | 69.6731 | -0.0031764 | -0.0070399 | -0.00085609 | 0 | 0 | 0 | 0 | -0.00047586 | -0.0048731 | -0.0029566 | -7.1119e-05 | -0.0025113 | -0.0017311 | 0.0071272 | 0.0014959 | 0 | 0 | 0 | 0 | 0 | 0 | 0 | 0 | 0 | 0 | 0 | 0.48322 | 0 | 0 | 0 | 0 | 1.9405 | 0 | 0 | 0
12 | 363 | 21 | 50 | 2.3252 | 61.3752 | 0 | 3.8888 | -0.018381 | 0 | 69.6731 | 69.4479 | 69.4479 | -0.003457 | -0.0076618 | -0.00093172 | 0 | 0 | 0 | 0 | -0.0005149 | -0.0053036 | -0.003217 | -7.7402e-05 | -0.0027332 | -0.0016117 | 0.0071272 | 0.0014959 | 0 | 0 | 0 | 0 | 0 | 0 | 0 | 0 | 0 | 0 | 0 | 0.48333 | 0 | 0 | 0 | 0 | 1.8419 | 0 | 0 | 0
12 | 363 | 22 | 48.2 | 2.1398 | 61.3752 | 0 | 3.1481 | -0.020518 | 0 | 69.4479 | 69.1964 | 69.1964 | -0.0037337 | -0.0082751 | -0.0010063 | 0 | 0 | 0 | 0 | -0.00055909 | -0.0057282 | -0.0034754 | -8.3598e-05 | -0.002952 | -0.0021458 | 0.0074411 | 0.0015609 | 0 | 0 | 0 | 0 | 0 | 0 | 0 | 0 | 0 | 0 | 0 | 0.39661 | 0 | 0 | 0 | 0 | 1.7432 | 0 | 0 | 0
12 | 363 | 23 | 44.6 | 1.8768 | 61.3752 | 0 | 3.1481 | -0.024835 | 0 | 69.1964 | 68.8921 | 68.8921 | -0.0043221 | -0.0095792 | -0.0011649 | 0 | 0 | 0 | 0 | -0.00064607 | -0.0066309 | -0.0040227 | -9.6773e-05 | -0.0034172 | -0.0023959 | 0.0074411 | 0.0015609 | 0 | 0 | 0 | 0 | 0 | 0 | 0 | 0 | 0 | 0 | 0 | 0.39676 | 0 | 0 | 0 | 0 | 1.4801 | 0 | 0 | 0
12 | 363 | 24 | 42.8 | 1.3063 | 61.3752 | 0 | 0.52468 | -0.027821 | 0 | 68.8921 | 68.5511 | 68.5511 | -0.0045849 | -0.010162 | -0.0012357 | 0 | 0 | 0 | 0 | -0.00068679 | -0.0070341 | -0.0042677 | -0.00010266 | -0.003625 | -0.0028374 | 0.0067153 | 0.0014098 | 0 | 0 | 0 | 0 | 0 | 0 | 0 | 0 | 0 | 0 | 0 | 0.089368 | 0 | 0 | 0 | 0 | 1.2169 | 0 | 0 | 0
12 | 364 | 1 | 41 | 1.0107 | 61.2647 | 0 | 0.52504 | -0.03403 | 0 | 68.5511 | 68.1341 | 68.1341 | -0.0048413 | -0.01073 | -0.0013048 | 0 | 0 | 0 | 0 | -0.00072164 | -0.0074274 | -0.0045054 | -0.0001084 | -0.0038277 | -0.0026295 | 0.0020667 | 0.00043418 | 0 | 0 | 0 | 0 | 0 | 0 | 0 | 0 | 0 | 0 | 0 | 0.089723 | 0 | 0 | 0 | 0 | 0.92093 | 0 | 0 | 0
12 | 364 | 2 | 39.2 | 0.94509 | 61.2647 | 0 | 0.52504 | -0.036105 | 0 | 68.1341 | 67.6916 | 67.6916 | -0.0050843 | -0.011269 | -0.0013703 | 0 | 0 | 0 | 0 | -0.00075974 | -0.0078003 | -0.0047321 | -0.00011384 | -0.0040198 | -0.0030228 | 0.0020667 | 0.00043418 | 0 | 0 | 0 | 0 | 0 | 0 | 0 | 0 | 0 | 0 | 0 | 0.089941 | 0 | 0 | 0 | 0 | 0.85515 | 0 | 0 | 0
12 | 364 | 3 | 37.4 | 0.91242 | 61.2647 | 0 | 0.52504 | -0.037757 | 0 | 67.6916 | 67.2289 | 67.2289 | -0.0053229 | -0.011797 | -0.0014346 | 0 | 0 | 0 | 0 | -0.00079366 | -0.0081662 | -0.0049536 | -0.00011918 | -0.0042084 | -0.0030281 | 0.0020667 | 0.00043418 | 0 | 0 | 0 | 0 | 0 | 0 | 0 | 0 | 0 | 0 | 0 | 0.090169 | 0 | 0 | 0 | 0 | 0.82226 | 0 | 0 | 0
12 | 364 | 4 | 35.6 | 0.87977 | 61.2647 | 0 | 0.52504 | -0.039796 | 0 | 67.2289 | 66.7412 | 66.7412 | -0.0055579 | -0.012318 | -0.0014979 | 0 | 0 | 0 | 0 | -0.00083069 | -0.0085267 | -0.0051729 | -0.00012444 | -0.0043942 | -0.0034399 | 0.0020667 | 0.00043418 | 0 | 0 | 0 | 0 | 0 | 0 | 0 | 0 | 0 | 0 | 0 | 0.090409 | 0 | 0 | 0 | 0 | 0.78937 | 0 | 0 | 0
12 | 364 | 5 | 33.8 | 0.88002 | 61.2647 | 0 | 0.52504 | -0.040346 | 0 | 66.7412 | 66.2467 | 66.2467 | -0.0057885 | -0.012829 | -0.0015601 | 0 | 0 | 0 | 0 | -0.00085068 | -0.0088805 | -0.0053834 | -0.0001296 | -0.0045766 | -0.0024139 | 0.0020667 | 0.00043418 | 0 | 0 | 0 | 0 | 0 | 0 | 0 | 0 | 0 | 0 | 0 | 0.090652 | 0 | 0 | 0 | 0 | 0.78937 | 0 | 0 | 0
12 | 364 | 6 | 33.8 | 15.3108 | 61.2647 | 0 | 0.6177 | -0.038777 | -0.18184 | 66.2467 | 65.7715 | 68 | -0.0057016 | -0.012637 | -0.0015367 | 0 | 0 | 0 | 0 | -0.00084402 | -0.0087472 | -0.0053043 | -0.00012766 | -0.0045079 | -0.0028235 | 0.0034529 | 0.00072422 | 0 | 14.3221 | 0 | 0 | 0 | 0 | 0 | 0 | 0 | 0 | 0 | 0.10067 | 0 | 0 | 0 | 0 | 0.88804 | 0 | 0 | 0
12 | 364 | 7 | 32 | 5.103 | 61.2647 | 0 | 4.6327 | -0.042909 | -0.042909 | 68 | 67.4741 | 68 | -0.006326 | -0.01402 | -0.001705 | 0 | 0 | 0 | 0 | -0.00093956 | -0.0097051 | -0.0058861 | -0.00014164 | -0.0050015 | -0.0035224 | 0.0043383 | 0.00091055 | 0 | 3.3796 | 0 | 0 | 0 | 0 | 0 | 0 | 0 | 0 | 0 | 0.57219 | 0 | 0 | 0 | 0 | 1.1512 | 0 | 0 | 0
12 | 364 | 8 | 32 | 4.9229 | 61.2647 | 0 | 4.6327 | -0.038117 | -0.038117 | 68 | 67.5329 | 68 | -0.006326 | -0.01402 | -0.001705 | 0 | 0 | 0 | 0 | -0.00093277 | -0.0097051 | -0.0058842 | -0.00014164 | -0.0050015 | -0.0030775 | 0.0086767 | 0.0018211 | 0 | 3.0022 | 0 | 0 | 0 | 0 | 0 | 0 | 0 | 0 | 0 | 0.57219 | 0 | 0 | 0 | 0 | 1.3485 | 0 | 0 | 0
12 | 364 | 9 | 33.8 | 4.0795 | 61.2647 | 0 | 4.015 | -0.027913 | -0.027913 | 68 | 67.6579 | 68 | -0.0060097 | -0.013319 | -0.0016197 | 0 | 0 | 0.0087128 | 0.0012975 | -0.0008907 | -0.0087622 | -0.0042535 | -0.00013456 | -0.0047514 | -0.0032441 | 0.0050623 | 0.0010617 | 0 | 2.1984 | 0 | 0 | 0 | 0 | 0 | 0 | 0 | 0 | 0 | 0.49965 | 0 | 0 | 0 | 0 | 1.3814 | 0 | 0 | 0
12 | 364 | 10 | 37.4 | 2.2157 | 61.2647 | 0 | 4.015 | -0.0038317 | -0.0038317 | 68 | 67.953 | 68 | -0.0053771 | -0.011917 | -0.0014492 | 0 | 0 | 0.023013 | 0.0030318 | -0.00079756 | -0.0037293 | -0.0024447 | -0.00012039 | -0.0042513 | -0.0028866 | 0.0030973 | 0.00065039 | 0 | 0.30179 | 0 | 0 | 0 | 0 | 0 | 0 | 0 | 0 | 0 | 0.49965 | 0 | 0 | 0 | 0 | 1.4143 | 0 | 0 | 0
12 | 364 | 11 | 42.8 | 1.9468 | 61.2647 | 0 | 4.015 | 0.010438 | 0 | 68 | 68.1279 | 68.1279 | -0.0044282 | -0.0098143 | -0.0011935 | 0 | 0 | 0.026095 | 0.0043419 | -0.00066319 | 0.00044374 | -0.0015863 | -9.9148e-05 | -0.0035011 | -0.0029046 | 0.0030973 | 0.00065039 | 0 | 0 | 0 | 0 | 0 | 0 | 0 | 0 | 0 | 0 | 0 | 0.49959 | 0 | 0 | 0 | 0 | 1.4472 | 0 | 0 | 0
12 | 364 | 12 | 44.6 | 1.8088 | 61.2647 | 0 | 2.8414 | 0.014337 | 0 | 68.1279 | 68.3036 | 68.3036 | -0.0041344 | -0.0091631 | -0.0011143 | 0 | 0 | 0.025255 | 0.004756 | -0.0006164 | 0.0018935 | -0.0019261 | -9.2569e-05 | -0.0032688 | -0.0022501 | 0.0041315 | 0.0008666 | 0 | 0 | 0 | 0 | 0 | 0 | 0 | 0 | 0 | 0 | 0 | 0.36167 | 0 | 0 | 0 | 0 | 1.4472 | 0 | 0 | 0
12 | 364 | 13 | 48.2 | 1.7758 | 61.2647 | 0 | 2.8414 | 0.018252 | 0 | 68.3036 | 68.5273 | 68.5273 | -0.0035326 | -0.0078295 | -0.00095211 | 0 | 0 | 0.025607 | 0.0048545 | -0.00053035 | 0.0034027 | -0.0013132 | -7.9096e-05 | -0.002793 | -0.0023298 | 0.0030973 | 0.00065039 | 0 | 0 | 0 | 0 | 0 | 0 | 0 | 0 | 0 | 0 | 0 | 0.36156 | 0 | 0 | 0 | 0 | 1.4143 | 0 | 0 | 0
12 | 364 | 14 | 51.8 | 1.6775 | 61.2647 | 0 | 2.2855 | 0.021323 | 0 | 68.5273 | 68.7886 | 68.7886 | -0.0029393 | -0.0065146 | -0.00079221 | 0 | 0 | 0.024959 | 0.0043723 | -0.00044025 | 0.0038885 | -0.00024181 | -6.5812e-05 | -0.0023239 | -0.0017044 | 0.0025838 | 0.00054141 | 0 | 0 | 0 | 0 | 0 | 0 | 0 | 0 | 0 | 0 | 0 | 0.29615 | 0 | 0 | 0 | 0 | 1.3814 | 0 | 0 | 0
12 | 364 | 15 | 55.4 | 1.6445 | 61.2647 | 0 | 2.2855 | 0.020007 | 0 | 68.7886 | 69.0338 | 69.0338 | -0.0023527 | -0.0052143 | -0.00063409 | 0 | 0 | 0.022369 | 0.0032021 | -0.00035649 | 0.0030872 | 0.00050093 | -5.2677e-05 | -0.0018601 | -0.0019321 | 0.0026854 | 0.00056426 | 0 | 0 | 0 | 0 | 0 | 0 | 0 | 0 | 0 | 0 | 0 | 0.29603 | 0 | 0 | 0 | 0 | 1.3485 | 0 | 0 | 0
12 | 364 | 16 | 55.4 | 1.7103 | 61.2647 | 0 | 2.2855 | 0.00406 | 0 | 69.0338 | 69.0836 | 69.0836 | -0.0023958 | -0.0053098 | -0.0006457 | 0 | 0 | 0.010847 | 0.0016354 | -0.00035993 | 0.00021416 | 0.00021489 | -5.3641e-05 | -0.0018942 | -0.0014421 | 0.0026854 | 0.00056426 | 0 | 0 | 0 | 0 | 0 | 0 | 0 | 0 | 0 | 0 | 0 | 0.296 | 0 | 0 | 0 | 0 | 1.4143 | 0 | 0 | 0
12 | 364 | 17 | 55.4 | 1.9734 | 61.2647 | 0 | 2.2855 | -0.0060297 | 0 | 69.0836 | 69.0097 | 69.0097 | -0.0024045 | -0.0053292 | -0.00064805 | 0 | 0 | 0.0062596 | 0.00032972 | -0.00036042 | -0.0035883 | -0.00093418 | -5.3837e-05 | -0.0019011 | -0.001326 | 0.0039265 | 0.00082442 | 0 | 0 | 0 | 0 | 0 | 0 | 0 | 0 | 0 | 0 | 0 | 0.29604 | 0 | 0 | 0 | 0 | 1.6774 | 0 | 0 | 0
12 | 364 | 18 | 53.6 | 2.5897 | 61.2647 | 0 | 3.8915 | -0.015743 | 0 | 69.0097 | 68.8167 | 68.8167 | -0.0027078 | -0.0060014 | -0.0007298 | 0 | 0 | 0 | 0 | -0.00040412 | -0.0041543 | -0.0025204 | -6.0628e-05 | -0.0021409 | -0.001259 | 0.0042349 | 0.00088946 | 0 | 0 | 0 | 0 | 0 | 0 | 0 | 0 | 0 | 0 | 0 | 0.48474 | 0 | 0 | 0 | 0 | 2.105 | 0 | 0 | 0
12 | 364 | 19 | 52.7 | 2.5569 | 61.2647 | 0 | 3.8915 | -0.016137 | 0 | 68.8167 | 68.619 | 68.619 | -0.0028321 | -0.0062768 | -0.00076329 | 0 | 0 | 0 | 0 | -0.00042045 | -0.0043449 | -0.0026351 | -6.341e-05 | -0.0022391 | -0.0011067 | 0.0045452 | 0.0009545 | 0 | 0 | 0 | 0 | 0 | 0 | 0 | 0 | 0 | 0 | 0 | 0.48484 | 0 | 0 | 0 | 0 | 2.0721 | 0 | 0 | 0
12 | 364 | 20 | 51.8 | 2.4255 | 61.2647 | 0 | 3.8915 | -0.014276 | 0 | 68.619 | 68.444 | 68.444 | -0.0029555 | -0.0065503 | -0.00079655 | 0 | 0 | 0 | 0 | -0.00043666 | -0.0045342 | -0.0027493 | -6.6173e-05 | -0.0023367 | -0.00097827 | 0.0071272 | 0.0014959 | 0 | 0 | 0 | 0 | 0 | 0 | 0 | 0 | 0 | 0 | 0 | 0.48493 | 0 | 0 | 0 | 0 | 1.9405 | 0 | 0 | 0
12 | 364 | 21 | 53.6 | 2.3269 | 61.2647 | 0 | 3.8915 | -0.011989 | 0 | 68.444 | 68.2971 | 68.2971 | -0.0026084 | -0.0057811 | -0.00070301 | 0 | 0 | 0 | 0 | -0.00038762 | -0.0040018 | -0.0024271 | -5.8403e-05 | -0.0020623 | -0.0010868 | 0.0071272 | 0.0014959 | 0 | 0 | 0 | 0 | 0 | 0 | 0 | 0 | 0 | 0 | 0 | 0.485 | 0 | 0 | 0 | 0 | 1.8419 | 0 | 0 | 0
12 | 364 | 22 | 48.2 | 2.1412 | 61.2647 | 0 | 3.1503 | -0.018265 | 0 | 68.2971 | 68.0732 | 68.0732 | -0.0035315 | -0.007827 | -0.0009518 | 0 | 0 | 0 | 0 | -0.00052364 | -0.0054179 | -0.0032857 | -7.907e-05 | -0.0027921 | -0.0012974 | 0.0074411 | 0.0015609 | 0 | 0 | 0 | 0 | 0 | 0 | 0 | 0 | 0 | 0 | 0 | 0.39805 | 0 | 0 | 0 | 0 | 1.7432 | 0 | 0 | 0
12 | 364 | 23 | 51.8 | 1.8782 | 61.2647 | 0 | 3.1503 | -0.013445 | 0 | 68.0732 | 67.9085 | 67.9085 | -0.0028596 | -0.0063377 | -0.0007707 | 0 | 0 | 0 | 0 | -0.00042351 | -0.0043871 | -0.0026604 | -6.4026e-05 | -0.0022609 | -0.0011223 | 0.0074411 | 0.0015609 | 0 | 0 | 0 | 0 | 0 | 0 | 0 | 0 | 0 | 0 | 0 | 0.39813 | 0 | 0 | 0 | 0 | 1.4801 | 0 | 0 | 0
12 | 364 | 24 | 48.2 | 1.3069 | 61.2647 | 0 | 0.52504 | -0.018708 | 0 | 67.9085 | 67.6792 | 67.6792 | -0.0034632 | -0.0076756 | -0.00093339 | 0 | 0 | 0 | 0 | -0.00051518 | -0.0053132 | -0.0032226 | -7.7542e-05 | -0.0027381 | -0.0014845 | 0.0067153 | 0.0014098 | 0 | 0 | 0 | 0 | 0 | 0 | 0 | 0 | 0 | 0 | 0 | 0.089947 | 0 | 0 | 0 | 0 | 1.2169 | 0 | 0 | 0
12 | 365 | 1 | 44.6 | 1.0112 | 61.1577 | 0 | 0.52539 | -0.027385 | 0 | 67.6792 | 67.3436 | 67.3436 | -0.0040555 | -0.0089884 | -0.001093 | 0 | 0 | 0 | 0 | -0.00059851 | -0.0062219 | -0.0037725 | -9.0803e-05 | -0.0032064 | -0.001425 | 0.0020667 | 0.00043418 | 0 | 0 | 0 | 0 | 0 | 0 | 0 | 0 | 0 | 0 | 0 | 0.090257 | 0 | 0 | 0 | 0 | 0.92093 | 0 | 0 | 0
12 | 365 | 2 | 46.4 | 0.94555 | 61.1577 | 0 | 0.52539 | -0.024404 | 0 | 67.3436 | 67.0445 | 67.0445 | -0.0036802 | -0.0081566 | -0.00099189 | 0 | 0 | 0 | 0 | -0.00053647 | -0.0056461 | -0.0034215 | -8.2401e-05 | -0.0029097 | -0.0010453 | 0.0020667 | 0.00043418 | 0 | 0 | 0 | 0 | 0 | 0 | 0 | 0 | 0 | 0 | 0 | 0.090404 | 0 | 0 | 0 | 0 | 0.85515 | 0 | 0 | 0
12 | 365 | 3 | 44.6 | 0.91282 | 61.1577 | 0 | 0.52539 | -0.026741 | 0 | 67.0445 | 66.7168 | 66.7168 | -0.003944 | -0.0087412 | -0.001063 | 0 | 0 | 0 | 0 | -0.00058377 | -0.0060508 | -0.0036692 | -8.8306e-05 | -0.0031182 | -0.001549 | 0.0020667 | 0.00043418 | 0 | 0 | 0 | 0 | 0 | 0 | 0 | 0 | 0 | 0 | 0 | 0.090565 | 0 | 0 | 0 | 0 | 0.82226 | 0 | 0 | 0
12 | 365 | 4 | 42.8 | 0.8801 | 61.1577 | 0 | 0.52539 | -0.028492 | 0 | 66.7168 | 66.3676 | 66.3676 | -0.0042027 | -0.0093146 | -0.0011327 | 0 | 0 | 0 | 0 | -0.00061944 | -0.0064477 | -0.0039091 | -9.4099e-05 | -0.0033228 | -0.0015155 | 0.0020667 | 0.00043418 | 0 | 0 | 0 | 0 | 0 | 0 | 0 | 0 | 0 | 0 | 0 | 0.090737 | 0 | 0 | 0 | 0 | 0.78937 | 0 | 0 | 0
12 | 365 | 5 | 42.8 | 0.88027 | 61.1577 | 0 | 0.52539 | -0.028121 | 0 | 66.3676 | 66.023 | 66.023 | -0.0041413 | -0.0091786 | -0.0011162 | 0 | 0 | 0 | 0 | -0.00061075 | -0.0063535 | -0.0038522 | -9.2725e-05 | -0.0032743 | -0.0015682 | 0.0020667 | 0.00043418 | 0 | 0 | 0 | 0 | 0 | 0 | 0 | 0 | 0 | 0 | 0 | 0.090907 | 0 | 0 | 0 | 0 | 0.78937 | 0 | 0 | 0
12 | 365 | 6 | 42.8 | 15.7571 | 61.1577 | 0 | 0.61811 | -0.026187 | -0.18751 | 66.023 | 65.7021 | 68 | -0.0040808 | -0.0090444 | -0.0010998 | 0 | 0 | 0 | 0 | -0.00060043 | -0.0062606 | -0.0037954 | -9.1369e-05 | -0.0032264 | -0.0014403 | 0.0034529 | 0.00072422 | 0 | 14.7682 | 0 | 0 | 0 | 0 | 0 | 0 | 0 | 0 | 0 | 0.10084 | 0 | 0 | 0 | 0 | 0.88804 | 0 | 0 | 0
12 | 365 | 7 | 39.2 | 4.3107 | 61.1577 | 0 | 4.6358 | -0.032834 | -0.032834 | 68 | 67.5976 | 68 | -0.0050608 | -0.011216 | -0.001364 | 0 | 0 | 0 | 0 | -0.0007488 | -0.0077641 | -0.0047081 | -0.00011331 | -0.0040012 | -0.0021962 | 0.0043383 | 0.00091055 | 0 | 2.5861 | 0 | 0 | 0 | 0 | 0 | 0 | 0 | 0 | 0 | 0.57347 | 0 | 0 | 0 | 0 | 1.1512 | 0 | 0 | 0
12 | 365 | 8 | 39.2 | 4.2306 | 61.1577 | 0 | 4.6358 | -0.029311 | -0.029311 | 68 | 67.6408 | 68 | -0.0050608 | -0.011216 | -0.001364 | 0 | 0 | 0 | 0 | -0.00075566 | -0.0077641 | -0.00471 | -0.00011331 | -0.0040012 | -0.0030025 | 0.0086767 | 0.0018211 | 0 | 2.3086 | 0 | 0 | 0 | 0 | 0 | 0 | 0 | 0 | 0 | 0.57347 | 0 | 0 | 0 | 0 | 1.3485 | 0 | 0 | 0
12 | 365 | 9 | 41 | 3.8614 | 61.1577 | 0 | 4.0177 | -0.02513 | -0.02513 | 68 | 67.692 | 68 | -0.0047445 | -0.010515 | -0.0012787 | 0 | 0 | 0.0048633 | 0.00094541 | -0.00070587 | -0.0076742 | -0.0046726 | -0.00010623 | -0.0037511 | -0.0025521 | 0.0050623 | 0.0010617 | 0 | 1.9792 | 0 | 0 | 0 | 0 | 0 | 0 | 0 | 0 | 0 | 0.50076 | 0 | 0 | 0 | 0 | 1.3814 | 0 | 0 | 0
12 | 365 | 10 | 42.8 | 1.9864 | 61.1577 | 0 | 4.0177 | -0.00090579 | -0.00090579 | 68 | 67.9889 | 68 | -0.0044282 | -0.0098143 | -0.0011935 | 0 | 0 | 0.020691 | 0.0029362 | -0.00066697 | -0.0025765 | -0.0020176 | -9.9148e-05 | -0.0035011 | -0.0033331 | 0.0030973 | 0.00065039 | 0 | 0.071342 | 0 | 0 | 0 | 0 | 0 | 0 | 0 | 0 | 0 | 0.50076 | 0 | 0 | 0 | 0 | 1.4143 | 0 | 0 | 0
12 | 365 | 11 | 44.6 | 1.9479 | 61.1577 | 0 | 4.0177 | 0.011752 | 0 | 68 | 68.144 | 68.144 | -0.0041119 | -0.0091133 | -0.0011082 | 0 | 0 | 0.02514 | 0.0042153 | -0.000613 | 0.00061888 | -0.0014467 | -9.2066e-05 | -0.003251 | -0.0022329 | 0.0030973 | 0.00065039 | 0 | 0 | 0 | 0 | 0 | 0 | 0 | 0 | 0 | 0 | 0 | 0.50069 | 0 | 0 | 0 | 0 | 1.4472 | 0 | 0 | 0
12 | 365 | 12 | 48.2 | 1.8096 | 61.1577 | 0 | 2.8433 | 0.021047 | 0 | 68.144 | 68.402 | 68.402 | -0.0035046 | -0.0077673 | -0.00094455 | 0 | 0 | 0.026483 | 0.0049486 | -0.00052189 | 0.0032252 | -0.0012329 | -7.8468e-05 | -0.0027708 | -0.0017868 | 0.0041315 | 0.0008666 | 0 | 0 | 0 | 0 | 0 | 0 | 0 | 0 | 0 | 0 | 0 | 0.36241 | 0 | 0 | 0 | 0 | 1.4472 | 0 | 0 | 0
12 | 365 | 13 | 51.8 | 1.7765 | 61.1577 | 0 | 2.8433 | 0.026262 | 0 | 68.402 | 68.7238 | 68.7238 | -0.0029173 | -0.0064658 | -0.00078627 | 0 | 0 | 0.026736 | 0.0049712 | -0.0004321 | 0.0052117 | -0.00027604 | -6.5319e-05 | -0.0023065 | -0.0011552 | 0.0030973 | 0.00065039 | 0 | 0 | 0 | 0 | 0 | 0 | 0 | 0 | 0 | 0 | 0 | 0.36225 | 0 | 0 | 0 | 0 | 1.4143 | 0 | 0 | 0
12 | 365 | 14 | 51.8 | 1.6781 | 61.1577 | 0 | 2.287 | 0.020877 | 0 | 68.7238 | 68.9797 | 68.9797 | -0.0029739 | -0.0065911 | -0.00080151 | 0 | 0 | 0.024184 | 0.0042907 | -0.00043794 | 0.0037162 | -0.00031152 | -6.6585e-05 | -0.0023512 | -0.00090537 | 0.0025838 | 0.00054141 | 0 | 0 | 0 | 0 | 0 | 0 | 0 | 0 | 0 | 0 | 0 | 0.29668 | 0 | 0 | 0 | 0 | 1.3814 | 0 | 0 | 0
12 | 365 | 15 | 53.6 | 1.6451 | 61.1577 | 0 | 2.287 | 0.017069 | 0 | 68.9797 | 69.1889 | 69.1889 | -0.0027025 | -0.0059897 | -0.00072838 | 0 | 0 | 0.020386 | 0.0032564 | -0.00039944 | 0.0029054 | 0.00022664 | -6.051e-05 | -0.0021367 | -0.00093752 | 0.0026854 | 0.00056426 | 0 | 0 | 0 | 0 | 0 | 0 | 0 | 0 | 0 | 0 | 0 | 0.29658 | 0 | 0 | 0 | 0 | 1.3485 | 0 | 0 | 0
12 | 365 | 16 | 51.8 | 1.7109 | 61.1577 | 0 | 2.287 | -0.0074178 | 0 | 69.1889 | 69.098 | 69.098 | -0.0030556 | -0.0067722 | -0.00082354 | 0 | 0 | 0.0065248 | 0.0014165 | -0.00044978 | -0.0018401 | -0.0017435 | -6.8415e-05 | -0.0024159 | -0.00087542 | 0.0026854 | 0.00056426 | 0 | 0 | 0 | 0 | 0 | 0 | 0 | 0 | 0 | 0 | 0 | 0.29663 | 0 | 0 | 0 | 0 | 1.4143 | 0 | 0 | 0
12 | 365 | 17 | 51.8 | 1.9741 | 61.1577 | 0 | 2.287 | -0.011982 | 0 | 69.098 | 68.9511 | 68.9511 | -0.0030396 | -0.0067368 | -0.00081923 | 0 | 0 | 0.0033494 | 0.00060272 | -0.00044886 | -0.0032379 | -0.0020839 | -6.8057e-05 | -0.0024032 | -0.0010225 | 0.0039265 | 0.00082442 | 0 | 0 | 0 | 0 | 0 | 0 | 0 | 0 | 0 | 0 | 0 | 0.2967 | 0 | 0 | 0 | 0 | 1.6774 | 0 | 0 | 0
12 | 365 | 18 | 48.2 | 2.5909 | 61.1577 | 0 | 3.8941 | -0.022073 | 0 | 68.9511 | 68.6806 | 68.6806 | -0.0036464 | -0.0080817 | -0.00098277 | 0 | 0 | 0 | 0 | -0.00053693 | -0.0055942 | -0.0033921 | -8.1644e-05 | -0.002883 | -0.0011092 | 0.0042349 | 0.00088946 | 0 | 0 | 0 | 0 | 0 | 0 | 0 | 0 | 0 | 0 | 0 | 0.48588 | 0 | 0 | 0 | 0 | 2.105 | 0 | 0 | 0
12 | 365 | 19 | 48.2 | 2.5581 | 61.1577 | 0 | 3.8941 | -0.021483 | 0 | 68.6806 | 68.4173 | 68.4173 | -0.0035989 | -0.0079763 | -0.00096996 | 0 | 0 | 0 | 0 | -0.00052923 | -0.0055213 | -0.0033472 | -8.0579e-05 | -0.0028454 | -0.0011596 | 0.0045452 | 0.0009545 | 0 | 0 | 0 | 0 | 0 | 0 | 0 | 0 | 0 | 0 | 0 | 0.48601 | 0 | 0 | 0 | 0 | 2.0721 | 0 | 0 | 0
12 | 365 | 20 | 48.2 | 2.4266 | 61.1577 | 0 | 3.8941 | -0.018735 | 0 | 68.4173 | 68.1877 | 68.1877 | -0.0035526 | -0.0078738 | -0.00095749 | 0 | 0 | 0 | 0 | -0.00052489 | -0.0054503 | -0.0033048 | -7.9544e-05 | -0.0028088 | -0.0013098 | 0.0071272 | 0.0014959 | 0 | 0 | 0 | 0 | 0 | 0 | 0 | 0 | 0 | 0 | 0 | 0.48612 | 0 | 0 | 0 | 0 | 1.9405 | 0 | 0 | 0
12 | 365 | 21 | 48.2 | 2.582 | 61.1577 | 0 | 3.8941 | -0.018542 | -0.0032244 | 68.1877 | 67.9605 | 68 | -0.0035123 | -0.0077844 | -0.00094662 | 0 | 0 | 0 | 0 | -0.00052016 | -0.0053884 | -0.0032676 | -7.864e-05 | -0.0027769 | -0.0013945 | 0.0071272 | 0.0014959 | 0 | 0.25396 | 0 | 0 | 0 | 0 | 0 | 0 | 0 | 0 | 0 | 0.48621 | 0 | 0 | 0 | 0 | 1.8419 | 0 | 0 | 0
12 | 365 | 22 | 48.2 | 3.5299 | 61.1577 | 0 | 3.1524 | -0.017619 | -0.017619 | 68 | 67.7841 | 68 | -0.0034793 | -0.0077112 | -0.00093773 | 0 | 0 | 0 | 0 | -0.0005102 | -0.0053378 | -0.0032355 | -7.7902e-05 | -0.0027508 | -0.0010199 | 0.0074411 | 0.0015609 | 0 | 1.3877 | 0 | 0 | 0 | 0 | 0 | 0 | 0 | 0 | 0 | 0.39896 | 0 | 0 | 0 | 0 | 1.7432 | 0 | 0 | 0
12 | 365 | 23 | 46.4 | 1.8791 | 61.1577 | 0 | 3.1524 | -0.020146 | 0 | 68 | 67.7531 | 67.7531 | -0.0037956 | -0.0084123 | -0.001023 | 0 | 0 | 0 | 0 | -0.00056042 | -0.0058231 | -0.0035307 | -8.4984e-05 | -0.0030009 | -0.0013557 | 0.0074411 | 0.0015609 | 0 | 0 | 0 | 0 | 0 | 0 | 0 | 0 | 0 | 0 | 0 | 0.39908 | 0 | 0 | 0 | 0 | 1.4801 | 0 | 0 | 0
12 | 365 | 24 | 46.4 | 1.3071 | 61.1577 | 0 | 0.52539 | -0.020293 | 0 | 67.7531 | 67.5044 | 67.5044 | -0.0037522 | -0.0083161 | -0.0010113 | 0 | 0 | 0 | 0 | -0.00054876 | -0.0057565 | -0.0034889 | -8.4012e-05 | -0.0029666 | -0.0010838 | 0.0067153 | 0.0014098 | 0 | 0 | 0 | 0 | 0 | 0 | 0 | 0 | 0 | 0 | 0 | 0.090178 | 0 | 0 | 0 | 0 | 1.2169 | 0 | 0 | 0